2D | 108 | L | EWT-02; curved | 6 | m² | 0 | Not Shown in Dwg | B200300 | 8.01 | Site Works, Drainage, External Services & Landscaping | Volume (m³), Length (m), Area (m²), Enumerated (nr), Item | 69 | fuzzy | Fuzzy match (69%) against: "B20.3 Channels, curbs, edgings or the like shall be measured"
2D | 159 | A | Control joints | 1 | Item | 93750 | 93750 | A090108 | 9.01 | Preliminaries / General Requirements | Item | 72 | fuzzy | Fuzzy match (72%) against: "8. Control of noise and pollution"
2D | 161 | B | Control joints (RATE ONLY) | 0 | m | 0 | Rate Only | R060000 | 5.08 | Electrical Engineering Installations | Length (m), Enumerated (nr), Item | 70 | fuzzy | Fuzzy match (70%) against: "R6 Control gear"
2D | 163 | C | Isolation joints | 1 | Item | 62500 | 62500 | B200200 | 8.01 | Site Works, Drainage, External Services & Landscaping | Volume (m³), Length (m), Area (m²), Enumerated (nr), Item | 65 | fuzzy | Fuzzy match (65%) against: "B20.2 Expansion joints and water stops shall be measured by "
2D | 165 | D | Isolation joints (RATE ONLY) | 0 | m | 0 | Rate Only | D010900 | 2.05 | External Walls – Sundries: Isolation Joints | Rate Only | 75 | ai | Isolation joints in masonry sundries are measured as a rate-only item for wall construction.
2D | 167 | E | Expansion joints | 0 | Item | 0 | NOT APPLICABLE | B200200 | 8.01 | Site Works, Drainage, External Services & Landscaping | Volume (m³), Length (m), Area (m²), Enumerated (nr), Item | 79 | fuzzy | Fuzzy match (79%) against: "B20.2 Expansion joints and water stops shall be measured by "
2D | 169 | F | Expansion joints (RATE ONLY) | 0 | m | 0 | Rate Only | D050200 | 2.05 | External Walls / Masonry | Area (m²), Length (m), Volume (m³) | 77 | fuzzy | Fuzzy match (77%) against: "D5.2 Expansion joints or the like shall be measured by lengt"
2D | 171 | G | Movement joints; wall head junction with slab sofit | 1 | Item | 187500 | 187500 | C060300 | 2.01 | Frame / Concrete Work | Volume (m³), Weight (t), Area (m²), Length (m), Enumerated (nr) | 68 | fuzzy | Fuzzy match (68%) against: "C6.3 Reinforcement shall be measured in accordance with clau"
2E | 22 | A | To ground floor | 54.64 | t | 23681 | 1293930 | R010200 | 5.08 | Electrical Engineering Installations | Length (m), Enumerated (nr), Item | 79 | fuzzy | Fuzzy match (79%) against: "be enumerated on a locational basis (for example, lighting i"
2E | 26 | B | To Main Entrance Lobby | 3 | t | 23681 | 71043 | E020200 | 2.05 | External Walls – Structural Steel | Length (m) | 78 | ai | Structural steel support for GRC cladding is metalwork forming part of the external wall system and belongs in the metalwork section with reference to external wall construction.
2E | 63 | A | Floor mounted balustrade; 1120mm high; slope | 20 | m | 560 | 11200 | E030100 | 2.01 | Frame / Structural Metalwork | Weight (t), Enumerated (nr), Item | 61 | fuzzy | Fuzzy match (61%) against: "E3.1 Floor plates, duct covers, sheet metal coverings and li"
2E | 67 | B | Wall mounted handrail; 900mm high | 49 | m | 216 | 10584 | K010300 | 4.01 | Accessories – Wall-mounted Handrails | Length (m) | 82 | ai | Internal wall-mounted handrail is an architectural accessory/safety feature classified under accessories rather than structural metalwork.
2E | 73 | C | 1100mm high; floor mounted; F08 | 136 | m | 1826 | 248336 | K020100 | 4.01 | Accessories – Balustrades/Railings | Length (m) | 75 | ai | External floor-mounted railing of 1100mm height is classified as a protective railing accessory, though it may also relate to safety barriers.
2E | 75 | D | Extra over for opening; 1200 x 1100mm high self closing and self latching gate | 1 | Nr. | 719 | 719 | H020200 | 2.06 | Windows & External Doors – Gates | Number | 80 | ai | Self-closing self-latching gate opening is an external door/gate element typically classified within the external doors section.
2E | 90 | C | Extra over for opening; 1000 x 1250mm high | 1 | Nr. | 680 | 680 | K020100 | 4.01 | Accessories – Glass Balustrades | Number | 80 | ai | Extra over for opening in glass balustrade system is an additional accessory element measured as a specific opening unit.
2E | 98 | F | Extra over for opening; 1200 x 1100mm high self closing and self latching gate | 1 | Nr. | 3361 | 3361 | H020200 | 2.06 | Windows & External Doors – Gates | Number | 80 | ai | Self-closing self-latching gate opening in glass balustrade is an external gate element classified with external doors.
2E | 102 | G | Perforated aluminium canopy; size 10850mm long x 1300mm wide x 300mm high | 14 | m² | 3395 | 47530 | E010200 | 2.05 | External Walls – Metalwork Canopy | Area (m²) | 82 | ai | Perforated aluminium canopy is external metalwork forming part of the building envelope structure and weather protection.
2E | 118 | 2/E/2/A | Floor mounted balustrade; 1120mm high; slope | 20 | m | 560 | 11200 | E030100 | 2.01 | Frame / Structural Metalwork | Weight (t), Enumerated (nr), Item | 61 | fuzzy | Fuzzy match (61%) against: "E3.1 Floor plates, duct covers, sheet metal coverings and li"
2E | 120 | 2/E/2/C | 1100mm high; floor mounted; F08 | -10 | m | 1826 | -18260 | K020100 | 4.01 | Accessories – Balustrades/Railings | Length (m) | 80 | ai | Addition/deduction of floor-mounted railing is an accessory alteration item following the same classification as item 3.
2F | 26 | B | 1200 x 670 x 4100mm high | 1 | Nr. | 33336 | 33336 | Q050300 | 5.06 | Mechanical Engineering Installations | Length (m), Weight (t), Area (m²), Enumerated (nr), Item | 41 | fuzzy | Fuzzy match (41%) against: "Q5.3 Alternatively, automatic control systems shall be given"
2F | 38 | A | 1400 x 440 x 4100mm high | 1 | Nr. | 37886 | 37886 | H020100 | 2.08 | Internal Doors – Standard Frames | Number | 72 | ai | Dimensions (1400 x 440 x 4100mm high) indicate an internal door frame; marked as composite item suggests built-in assembly.
2F | 42 | B | 1750 x 600mm wide; pantry room | 1 | Nr. | 4813 | 4813 | F030100 | 4.01 | FF&E – Kitchen/Pantry Units | Number | 78 | ai | 1750 x 600mm pantry room item indicates fitted kitchen cabinetry or built-in pantry storage unit.
2F | 46 | C | 1750 x 600mm wide; pantry room | 1 | Nr. | 1056 | 1056 | F030100 | 4.01 | FF&E – Kitchen/Pantry Units | Number | 78 | ai | Identical dimensions and location (pantry room) suggest duplicate or similar fitted pantry cabinetry/built-in storage element.
2G | 32 | B | To verticle surfaces; to internal wet areas | 44 | m² | 31 | 1364 | H060103 | 2.06 | Windows and External Doors | Enumerated (nr), Area (m²), Length (m) | 68 | fuzzy | Fuzzy match (68%) against: "3. Vertical surfaces."
2G | 61 | E | Type FF15; floors | 134 | m² | 200 | 26800 | G020100 | 2.05 | External Walls – Waterproofing | Area (m²) | 75 | ai | Water tank waterproofing (FF15 type) to floors is a moisture protection treatment applied to building elements, classified under thermal/moisture protection systems.
2G | 65 | G | To soffit of slab | 134 | m² | 200 | 26800 | C040101 | 2.01 | Frame / Concrete Work | Volume (m³), Weight (t), Area (m²), Length (m), Enumerated (nr) | 79 | fuzzy | Fuzzy match (79%) against: "1. Soffits; shuttering to soffits of special construction sh"
2G | 105 | H | To building external wall perimeter ; up to 300mm high (assumed) | 273 | m | 0 | INCLUDED | G010200 | 2.05 | External Walls – Waterproofing System | Length (m) | 82 | ai | Waterproofing system to roof and external wall perimeter represents moisture protection to building envelope, classified under thermal/moisture section.
2G | 114 | A | To perimeter; 100x100mm angle filler | 278 | m | 0 | INCLUDED | G030200 | 2.05 | External Walls – Protective Coverings | Length (m) | 70 | ai | Angle filler (100x100mm) to perimeter is a protective lining and covering applied as part of waterproofing/moisture protection detail at building edge.
2G | 120 | C | To building external wall perimeter ; up to 300mm high (assumed) | 273 | m | 50 | 13650 | G030100 | 2.05 | External Walls – Protective Linings | Area (m²) | 78 | ai | Coverings and linings to external wall perimeter (up to 300mm high) represents protective/finishing treatment to building envelope moisture protection system.
2G | 140 | J | To facade | 1120 | m² | 60 | 67200 | G020200 | 2.05 | External Walls – Vapour Retarder | Area (m²) | 81 | ai | Cementitious vapour retarder to facade is a moisture control membrane applied to building external surfaces for thermal/moisture management.
2G | 164 | A | 100mm thick; to ceiling soffit | 57 | m² | 63 | 3591 | J050101 | 3.01 | Internal Finishes | Area (m²), Length (m) | 70 | fuzzy | Fuzzy match (70%) against: "1. Ceilings stating the drop"
2G | 168 | B | 50mm thick; to ceiling soffit | 621 | m² | 245 | 152145 | J050101 | 3.01 | Internal Finishes | Area (m²), Length (m) | 68 | fuzzy | Fuzzy match (68%) against: "1. Ceilings stating the drop"
2G | 172 | C | To ceiling soffit | 157 | m² | 63 | 9891 | J020100 | 3.01 | Internal Finishes | Area (m²), Length (m) | 79 | fuzzy | Fuzzy match (79%) against: "J2.1 Backgrounds shall be measured by area; backgrounds for "
2G | 193 | 1 | Two layers of Polythene sheet to Substructure | 8084 | m² | 5 | 40420 | G010100 | 1.01 | Substructure – Moisture Protection | Area (m²) | 79 | ai | Two layers of polythene sheet to substructure is a moisture barrier at foundation level, representing waterproofing protection to below-ground construction.
2G | 195 | 2 | DPC for Ground floor external walls | 466 | m | 13 | 6058 | F020103 | 2.01 | Frame / Woodwork | Length (m), Area (m²), Enumerated (nr) | 79 | fuzzy | Fuzzy match (79%) against: "3. Walls"
2G | 196 | 3 | Waterproofing to MEP shaft floors | 100 | m² | 69 | 6900 | G030000 | 2.03 | Roof / Thermal & Moisture Protection | Area (m²), Length (m), Enumerated (nr) | 62 | fuzzy | Fuzzy match (62%) against: "G3 Damp-proof courses"
2G | 197 | 4 | Cementitious Waterproofing to lift pit | 78 | m² | 69 | 5382 | G020200 | 2.03 | Roof / Thermal & Moisture Protection | Area (m²), Length (m), Enumerated (nr) | 60 | fuzzy | Fuzzy match (60%) against: "G2.2 Eaves, ridges, skirtings, fascias, flashings, aprons or"
2G | 202 | 2/G/1/B | To verticle surfaces; to internal wet areas | 171 | m² | 31 | 5301 | H060103 | 2.06 | Windows and External Doors | Enumerated (nr), Area (m²), Length (m) | 68 | fuzzy | Fuzzy match (68%) against: "3. Vertical surfaces."
2G | 215 | 2/G/4/A | To building external wall perimeter ; up to 300mm high (assumed) | 24 | m | 50 | 1200 | Q060000 | 5.06 | Mechanical Engineering Installations | Length (m), Weight (t), Area (m²), Enumerated (nr), Item | 67 | fuzzy | Fuzzy match (67%) against: "Q6 Connections to supply mains"
2G | 217 | 2/G/4/C | To building external wall perimeter ; up to 300mm high (assumed) | 24 | m | 5 | 120 | Q060000 | 5.06 | Mechanical Engineering Installations | Length (m), Weight (t), Area (m²), Enumerated (nr), Item | 67 | fuzzy | Fuzzy match (67%) against: "Q6 Connections to supply mains"
2G | 230 | 2/G/4/G | To facade | 229 | m² | 60 | 13740 | G020200 | 2.05 | External Walls – Protective Treatment | Area (m²) | 70 | ai | Addition/deduction to facade represents adjustment to waterproofing or vapour control treatments applied to building external surface.
2G | 231 | 2/G/5/A | 100mm thick; to ceiling soffit | 2 | m² | 63 | 126 | J050101 | 3.01 | Internal Finishes | Area (m²), Length (m) | 70 | fuzzy | Fuzzy match (70%) against: "1. Ceilings stating the drop"
2G | 232 | 2/G/5/B | 50mm thick; to ceiling soffit | 336 | m² | 245 | 82320 | J050101 | 3.01 | Internal Finishes | Area (m²), Length (m) | 68 | fuzzy | Fuzzy match (68%) against: "1. Ceilings stating the drop"
2G | 233 | 2/G/5/C | To ceiling soffit | 82 | m² | 63 | 5166 | J020100 | 3.01 | Internal Finishes | Area (m²), Length (m) | 79 | fuzzy | Fuzzy match (79%) against: "J2.1 Backgrounds shall be measured by area; backgrounds for "
2H | 28 | B | FHC door; size 900 x1500mm high; single leaf door | 9 | Nr. | 2673 | 24057 | H010000 | 2.06 | Windows and External Doors | Enumerated (nr), Area (m²), Length (m) | 64 | fuzzy | Fuzzy match (64%) against: "H1 Doors"
2H | 32 | C | FHC door; size 950 x 2030mm high; single leaf door | 1 | Nr. | 0 | NOT SHOWN IN DRG | H010000 | 2.06 | Windows and External Doors | Enumerated (nr), Area (m²), Length (m) | 62 | fuzzy | Fuzzy match (62%) against: "H1 Doors"
2H | 130 | D | Single leaf door; size 1100 x 2200mm high | 1 | Nr. | 2938 | 2938 | H010000 | 2.06 | Windows and External Doors | Enumerated (nr), Area (m²), Length (m) | 63 | fuzzy | Fuzzy match (63%) against: "H1 Doors"
2H | 144 | A | Double leaf bifold door; size 3050 x 3600mm high | 2 | Nr. | 0 | NOT SHOWN IN DRG | H010000 | 2.06 | Windows and External Doors | Enumerated (nr), Area (m²), Length (m) | 62 | fuzzy | Fuzzy match (62%) against: "H1 Doors"
2H | 193 | A | 2300x1800mm size | 1 | Nr. | 6210 | 6210 | H020500 | 2.08 | Internal Doors – Louver/Screen Panels | Number | 80 | ai | Pit guard screen is a protective screen panel; classified as internal screen/louver component.
2H | 201 | D | Extra over for double leaf hinged door; overall size 2350 x 2375mm | 1 | Nr. | 14211 | 14211 | H020500 | 2.08 | Internal Doors – Louver/Screen Panels | Number | 82 | ai | Extra over for double leaf hinged door to pit guard screen; additional specialized door element within screen assembly.
2H | 203 | E | Extra over for Automatic Sliding door; overall size 2350 x 2270mm | 1 | Nr. | 56350 | 56350 | Q050000 | 5.06 | Mechanical Engineering Installations | Length (m), Weight (t), Area (m²), Enumerated (nr), Item | 66 | fuzzy | Fuzzy match (66%) against: "Q5 Automatic controls"
2H | 205 | F | Extra over for single leaf hinged door; overall size 1150 x 2375mm | 1 | Nr. | 0 | NOT SHOWN IN DRG | H020500 | 2.08 | Internal Doors – Louver/Screen Panels | Number | 82 | ai | Extra over for single leaf hinged door to pit guard screen; specialized door element within screen assembly.
2H | 228 | A | Internal glazing; to GF | 35 | m² | 1171 | 40985 | H060000 | 2.06 | Windows and External Doors | Enumerated (nr), Area (m²), Length (m) | 76 | fuzzy | Fuzzy match (76%) against: "H6 Patent glazing"
2H | 230 | B | Extraover for automatic sliding door; size 1800 x 2300mm high; FR 60min; NAR | 1 | Nr. | 43986 | 43986 | Q050000 | 5.06 | Mechanical Engineering Installations | Length (m), Weight (t), Area (m²), Enumerated (nr), Item | 66 | fuzzy | Fuzzy match (66%) against: "Q5 Automatic controls"
2H | 261 | A | Main entrance lobby portal; including 200mm wide GRC facia band; refer drawing DHRE0017-KP-XX-ZZ-DWG-FA-50006 | 101 | m² | 894 | 90294 | H020500 | 2.08 | Internal Doors – Screens & Panels | Number | 80 | ai | Main entrance lobby portal with GRC facia band is a decorative screen/entrance element; classified as architectural screen component.
2H | 267 | D | 150mm high GRC edging for the above | 252 | m | 313 | 78876 | H020500 | 2.08 | Internal Doors – Screens & Panels | Length (m) | 78 | ai | GRC edging for entrance portal is a trim/finishing component of screen assembly; classified as screen accessory.
2H | 269 | E | GRC: sloping cladding for the Retail area to wall; refer drawing DHRE0017-KP-XX-ZZ-DWG-FA-50015 | 16 | m² | 894 | 14304 | J060309 | 3.01 | Internal Finishes | Area (m²), Length (m) | 66 | fuzzy | Fuzzy match (66%) against: "9. Radiators, measured over the area of heating surface"
2H | 271 | F | GRC: cladding for the Retail area; refer drawing DHRE0017-KP-XX-ZZ-DWG-FA-50015 | 17 | m² | 894 | 15198 | J050101 | 3.01 | Internal Finishes | Area (m²), Length (m) | 65 | fuzzy | Fuzzy match (65%) against: "1. Ceilings stating the drop"
2H | 273 | G | GRC: cladding for the ground floor entrance area | 97 | m² | 894 | 86718 | J020100 | 3.01 | Internal Finishes | Area (m²), Length (m) | 68 | fuzzy | Fuzzy match (68%) against: "J2.1 Backgrounds shall be measured by area; backgrounds for "
2H | 293 | A | GRC facia band cladding; 600mm high; 980mm girth; to above retail area | 16 | m | 919 | 14704 | J030200 | 3.01 | Internal Finishes | Area (m²), Length (m) | 62 | fuzzy | Fuzzy match (62%) against: "J3.2 Skirtings, bands, strings, coverings to kerbs, moulding"
2H | 295 | B | GRC facia band cladding; 220mm high; 820mm girth; to retail area; refer drawing DHRE0017-KP-XX-ZZ-DWG-FA-50015 | 15 | m | 731 | 10965 | J060307 | 3.01 | Internal Finishes | Area (m²), Length (m) | 60 | fuzzy | Fuzzy match (60%) against: "7. Isolated general surfaces, which shall include door frame"
2H | 297 | C | GRC facia band cladding; 2155mm high; 3060mm girth; to landscape area | 17 | m | 2731 | 46427 | J030200 | 3.01 | Internal Finishes | Area (m²), Length (m) | 60 | fuzzy | Fuzzy match (60%) against: "J3.2 Skirtings, bands, strings, coverings to kerbs, moulding"
2H | 299 | D | GRC facia band cladding; 2155mm high; 3060mm girth; curved; to landscape area | 7 | m | 4975 | 34825 | J030200 | 3.01 | Internal Finishes | Area (m²), Length (m) | 61 | fuzzy | Fuzzy match (61%) against: "J3.2 Skirtings, bands, strings, coverings to kerbs, moulding"
2H | 303 | E | To ground floor entrance and retail area; including mineral wool insulation and cementitious cementitious vapour retarder as shown in drawing DHRE0017-KP-XX-ZZ-DWG-FA-50015A | 290 | m² | 1605 | 465450 | G040000 | 2.03 | Roof / Thermal & Moisture Protection | Area (m²), Length (m), Enumerated (nr) | 79 | fuzzy | Fuzzy match (79%) against: "G4 Insulation"
2H | 305 | F | To cover the Louver panels: in ground floor | 24 | m² | 1605 | 38520 | Q010200 | 5.06 | Mechanical Engineering Installations | Length (m), Weight (t), Area (m²), Enumerated (nr), Item | 62 | fuzzy | Fuzzy match (62%) against: "Q1.2 Installations shall be measured in accordance with the "
2H | 336 | F | Fixed louver panel; size 3200 x 4140mm high | 2 | Nr. | 26331 | 52662 | H050200 | 2.06 | Windows & External Doors – Louvered Panels | Item | 75 | ai | Fixed louver panel is an external screen element; classified under windows/external doors components for facade treatment.
2H | 338 | G | Fixed louver panel; size 8400 x 2600mm high | 1 | Nr. | 43409 | 43409 | H050200 | 2.06 | Windows & External Doors – Louvered Panels | Item | 75 | ai | Fixed louver panel is an external screen element; classified under windows/external doors components for facade treatment.
2H | 342 | H | To block walls above entrance lobby | 7 | m2 | 1075 | 7525 | F020103 | 2.01 | Frame / Woodwork | Length (m), Area (m²), Enumerated (nr) | 78 | fuzzy | Fuzzy match (78%) against: "3. Walls"
2H | 379 | A | Hardware Set 17 (HW-17); to FHC | 10 | Nr. | 884 | 8840 | H020300 | 2.08 | Internal Doors – Door Hardware | Set | 82 | ai | Hardware set for timber FHC (Fire-Rated Composite) doors; classified as internal door hardware component.
2H | 385 | B | Hardware Set 05 (HW-05) | 22 | Nr. | 3141 | 69102 | H020300 | 2.08 | Internal Doors – Door Hardware | Set | 80 | ai | Hardware set for steel doors; classified as door hardware accessory.
2H | 387 | C | Hardware Set 06 (HW-06) | 3 | Nr. | 2325 | 6975 | H020300 | 2.08 | Internal Doors – Door Hardware | Set | 80 | ai | Hardware set for steel doors; classified as door hardware accessory.
2H | 389 | D | Hardware Set 07 (HW-07) | 3 | Nr. | 6138 | 18414 | H020300 | 2.08 | Internal Doors – Door Hardware | Set | 80 | ai | Hardware set for steel doors; classified as door hardware accessory.
2H | 391 | E | Hardware Set 09 (HW-09) | 1 | Nr. | 2196 | 2196 | H020300 | 2.08 | Internal Doors – Door Hardware | Set | 80 | ai | Hardware set for steel doors; classified as door hardware accessory.
2H | 403 | A | Hardware Set 05 (HW-05) | 1 | Nr. | 3141 | 3141 | H020300 | 2.08 | Internal Doors – Door Hardware | Set | 80 | ai | Hardware set (HW-05) listed under ironmongery; classified as door hardware component.
2H | 405 | B | Hardware Set 08 (HW-08) | 11 | Nr. | 5951 | 65461 | H020300 | 2.08 | Internal Doors – Door Hardware | Set | 80 | ai | Hardware set (HW-08) listed under ironmongery; classified as door hardware component.
2H | 411 | C | Hardware Set; to GD-02-E | 1 | Nr. | 3188 | 3188 | H010300 | 2.06 | Windows & External Doors – Door Hardware | Set | 78 | ai | Hardware set for glass doors (GD-02-E); classified as external door hardware.
2H | 415 | D | Hardware Set; to GD-01-E | 1 | Nr. | 3188 | 3188 | H010300 | 2.06 | Windows & External Doors – Door Hardware | Set | 78 | ai | Hardware set for glass doors (GD-01-E); classified as external door hardware.
2H | 446 | 1 | FHC door; size 0.8x 2030mm high; single leaf door | 3 | Nr. | 5194 | 15582 | H010000 | 2.06 | Windows and External Doors | Enumerated (nr), Area (m²), Length (m) | 62 | fuzzy | Fuzzy match (62%) against: "H1 Doors"
2H | 447 | 2 | Type MD-04E; size 1100 x 2200mm high; single leaf door; NFR; NAR | 4 | Nr. | 2938 | 11752 | H020100 | 2.08 | Internal Doors – Single Leaf Doors | Item | 82 | ai | Single leaf door (MD-04E) non-fire rated; classified as internal door assembly.
2H | 451 | 2/H/1/B | FHC door; size 900 x1500mm high; single leaf door | -4 | Nr. | 2673 | -10692 | H010000 | 2.06 | Windows and External Doors | Enumerated (nr), Area (m²), Length (m) | 64 | fuzzy | Fuzzy match (64%) against: "H1 Doors"
2H | 455 | 2/H/6/D | Extra over for double leaf hinged door; overall size 2350 x 2375mm | 1 | Nr. | 14211 | 14211 | H020200 | 2.08 | Internal Doors – Door Frames & Accessories | Item | 76 | ai | Extra over for double leaf hinged door; classified as door frame/assembly adjustment item.
2H | 457 | 2/H/8/D | 150mm high GRC edging for the above | -45 | m | 313 | -14085 | J010200 | 3.01 | Finishes – Specialist Edge/Trim | Linear (m) | 72 | ai | GRC edging is a specialist finish/trim component; classified under finishes for edge protection and visual treatment.
2H | 458 | 2/H/9/A | GRC facia band cladding; 600mm high; 980mm girth; to above retail area | 3 | m | 919 | 2757 | J030200 | 3.01 | Internal Finishes | Area (m²), Length (m) | 62 | fuzzy | Fuzzy match (62%) against: "J3.2 Skirtings, bands, strings, coverings to kerbs, moulding"
2H | 459 | 2/H/9/C | GRC facia band cladding; 2155mm high; 3060mm girth; to landscape area | 7 | m | 2731 | 19117 | J030200 | 3.01 | Internal Finishes | Area (m²), Length (m) | 60 | fuzzy | Fuzzy match (60%) against: "J3.2 Skirtings, bands, strings, coverings to kerbs, moulding"
2H | 480 | 2/H/9/E | To ground floor entrance and retail area; including mineral wool insulation and cementitious cementitious vapour retarder as shown in drawing DHRE0017-KP-XX-ZZ-DWG- FA-50015A | 205 | m² | 1605 | 329025 | G040000 | 2.03 | Roof / Thermal & Moisture Protection | Area (m²), Length (m), Enumerated (nr) | 79 | fuzzy | Fuzzy match (79%) against: "G4 Insulation"
2H | 481 | 2/H/9/F | Hardware Set 05 (HW-05), for steel door | -8 | Nr. | 3141 | -25128 | H010000 | 2.06 | Windows and External Doors | Enumerated (nr), Area (m²), Length (m) | 65 | fuzzy | Fuzzy match (65%) against: "H1 Doors"
2H | 482 | 2/H/9/G | Hardware Set 07 (HW-07), for steel door | 4 | Nr. | 6138 | 24552 | H010000 | 2.06 | Windows and External Doors | Enumerated (nr), Area (m²), Length (m) | 65 | fuzzy | Fuzzy match (65%) against: "H1 Doors"
2H | 483 | 2/H/9/H | Hardware Set 09 (HW-09), for steel door | 6 | Nr. | 2196 | 13176 | H010000 | 2.06 | Windows and External Doors | Enumerated (nr), Area (m²), Length (m) | 65 | fuzzy | Fuzzy match (65%) against: "H1 Doors"
2H | 484 | 2/H/9/J | Hardware Set 08 (HW-08), for double leaf steel door | -1 | Nr. | 5951 | -5951 | H010000 | 2.06 | Windows and External Doors | Enumerated (nr), Area (m²), Length (m) | 62 | fuzzy | Fuzzy match (62%) against: "H1 Doors"
2J | 26 | A | 50mm thick; to receive tiles | 401 | m² | 100 | 40100 | B090105 | 8.01 | Site Works, Drainage, External Services & Landscaping | Volume (m³), Length (m), Area (m²), Enumerated (nr), Item | 62 | fuzzy | Fuzzy match (62%) against: "5. Trench excavation to receive foundations, which shall inc"
2J | 28 | B | 50mm thick; to receive Epoxy Paint | 765 | m² | 100 | 76500 | J030100 | 3.01 | Finishes – Floor Preparation | Area (m²) | 75 | ai | Epoxy paint floor treatment is a preparatory finish layer applied to concrete floors before final finishes.
2J | 61 | C | To block walls above entrance lobby | 7 | m² | 0 |  | F020103 | 2.01 | Frame / Woodwork | Length (m), Area (m²), Enumerated (nr) | 78 | fuzzy | Fuzzy match (78%) against: "3. Walls"
2J | 135 | D | Type A-TH-01; 130mm wide; to main lobby | 4 | m | 89 | 356 | J040100 | 3.01 | Finishes – Skirting/Dado Rails | Length (m) | 82 | ai | Type A-TH-01 at 130mm wide is a skirting board or threshold detail for main lobby areas.
2J | 139 | E | Type C-TH-01; 200mm wide; to lift lobbies | 5 | m | 136 | 680 | J040100 | 3.01 | Finishes – Skirting/Dado Rails | Length (m) | 82 | ai | Type C-TH-01 at 200mm wide is a threshold or skirting detail for lift lobbies.
2J | 150 | A | Type SK-01; 100mm high | 84 | m | 9 | 756 | J040100 | 3.01 | Finishes – Skirting Boards | Length (m) | 80 | ai | Type SK-01 at 100mm high is a skirting board or base trim finish.
2J | 154 | B | Type C-MT-06; to Lift lobby | 3 | m | 38 | 114 | J060100 | 3.01 | Finishes – Internal Fit-out | Number or Each | 70 | ai | Type C-MT-06 to lift lobby appears to be a miscellaneous trim or mounting detail finish.
2J | 158 | C | Type C-SK-01 | 86 | m | 57 | 4902 | J040100 | 3.01 | Finishes – Skirting Boards | Length (m) | 78 | ai | Type C-SK-01 is a skirting element, classified as base trim/skirting board finish.
2J | 192 | D | Type A-TH-01; 130mm wide; to apartment | 6 | m | 69 | 414 | J040100 | 3.01 | Finishes – Skirting/Dado Rails | Length (m) | 82 | ai | Type A-TH-01 at 130mm wide for apartment is a skirting board or threshold detail.
2J | 196 | E | Type SK-01; 100mm high | 84 | m | 13 | 1092 | J040100 | 3.01 | Finishes – Skirting Boards | Length (m) | 80 | ai | Type SK-01 at 100mm high is a skirting board or base trim finish.
2J | 200 | F | Type C-MT-06; to Lift lobby | 3 | m | 25 | 75 | J060100 | 3.01 | Finishes – Internal Fit-out | Number or Each | 70 | ai | Type C-MT-06 to lift lobby is a miscellaneous trim or mounting detail finish.
2J | 211 | A | Type C-SK-01 | 86 | m | 25 | 2150 | J040100 | 3.01 | Finishes – Skirting Boards | Length (m) | 78 | ai | Type C-SK-01 is a skirting element classified as base trim/skirting board finish.
2J | 219 | B | To lift lobby | 126 | m² | 135 | 17010 | R020100 | 5.08 | Electrical Engineering Installations | Length (m), Enumerated (nr), Item | 53 | fuzzy | Fuzzy match (53%) against: "R2.1 For the purposes of measurement, 'main' is defined as t"
2J | 221 | C | To main lobby | 443 | m² | 135 | 59805 | R020100 | 5.08 | Electrical Engineering Installations | Length (m), Enumerated (nr), Item | 65 | fuzzy | Fuzzy match (65%) against: "R2.1 For the purposes of measurement, 'main' is defined as t"
2J | 225 | D | To comunal WC | 46 | m² | 43 | 1978 | Q060000 | 5.06 | Mechanical Engineering Installations | Length (m), Weight (t), Area (m²), Enumerated (nr), Item | 65 | fuzzy | Fuzzy match (65%) against: "Q6 Connections to supply mains"
2J | 227 | E | To pantry | 5 | m² | 43 | 215 | R020100 | 5.08 | Electrical Engineering Installations | Length (m), Enumerated (nr), Item | 59 | fuzzy | Fuzzy match (59%) against: "R2.1 For the purposes of measurement, 'main' is defined as t"
2J | 231 | F | To garbage room | 80 | m² | 43 | 3440 | Q060100 | 5.06 | Mechanical Engineering Installations | Length (m), Weight (t), Area (m²), Enumerated (nr), Item | 52 | fuzzy | Fuzzy match (52%) against: "Q6.1 Connections to supply mains shall be enumerated, subjec"
2J | 247 | A | To lift lobby | 126 | m² | 58 | 7308 | N030000 | 5.13 | Specialist Installations | Enumerated (nr), Item | 65 | fuzzy | Fuzzy match (65%) against: "N3 Installations"
2J | 249 | B | To main lobby | 446 | m² | 58 | 25868 | R020100 | 5.08 | Electrical Engineering Installations | Length (m), Enumerated (nr), Item | 65 | fuzzy | Fuzzy match (65%) against: "R2.1 For the purposes of measurement, 'main' is defined as t"
2J | 253 | C | To comunal WC | 46 | m² | 63 | 2898 | Q060000 | 5.06 | Mechanical Engineering Installations | Length (m), Weight (t), Area (m²), Enumerated (nr), Item | 65 | fuzzy | Fuzzy match (65%) against: "Q6 Connections to supply mains"
2J | 255 | D | To pantry | 5 | m² | 63 | 315 | N030000 | 5.13 | Specialist Installations | Enumerated (nr), Item | 67 | fuzzy | Fuzzy match (67%) against: "N3 Installations"
2J | 259 | D | To garbage room | 80 | m² | 63 | 5040 | N030000 | 5.13 | Specialist Installations | Enumerated (nr), Item | 64 | fuzzy | Fuzzy match (64%) against: "N3 Installations"
2J | 263 | E | To bulk Waste; WF-15 | 19 | m² | 1250 | 23750 | J050100 | 3.01 | Finishes – Wall Coverings | Area (m²) | 75 | ai | Type WF-15 installation only to bulk waste is a wall finish type for service/utility areas.
2J | 265 | F | To service Lobby; WF-16 | 34 | m² | 1250 | 42500 | J050100 | 3.01 | Finishes – Wall Coverings | Area (m²) | 75 | ai | Type WF-16 installation only to service lobby is a wall finish type for service areas.
2J | 277 | A | To basement; including 1200 x 410mm type C-MI-03 panel to the top of the lift door | 2 | Nr | 1230 | 2460 | H050100 | 2.06 | Windows and External Doors | Enumerated (nr), Area (m²), Length (m) | 61 | fuzzy | Fuzzy match (61%) against: "H5.1 Unless otherwise stated, glass shall be measured by are"
2J | 279 | B | To ground floor; including 1200 x 1870mm type C-MI-03 panel to the top of the lift door | 2 | Nr | 5610 | 11220 | H020100 | 2.06 | Windows and External Doors | Enumerated (nr), Area (m²), Length (m) | 60 | fuzzy | Fuzzy match (60%) against: "H2.1 Windows, skylights or the like, together with their fra"
2J | 288 | D | To lift lobby | 17 | m² | 1100 | 18700 | J030000 | 3.01 | Internal Finishes | Area (m²), Length (m) | 79 | fuzzy | Fuzzy match (79%) against: "J3 Finishings"
2J | 290 | E | To main lobby | 18 | m² | 1100 | 19800 | R020100 | 5.08 | Electrical Engineering Installations | Length (m), Enumerated (nr), Item | 65 | fuzzy | Fuzzy match (65%) against: "R2.1 For the purposes of measurement, 'main' is defined as t"
2J | 294 | F | To door top board panel fixed to the wall | 2 | m² | 1100 | 2200 | H050100 | 2.06 | Windows and External Doors | Enumerated (nr), Area (m²), Length (m) | 63 | fuzzy | Fuzzy match (63%) against: "H5.1 Unless otherwise stated, glass shall be measured by are"
2J | 311 | A | To entrance area | 1 | Item | 11250 | 11250 | J030100 | 3.01 | Finishes – Floor Entrance Matting | Number or Each | 80 | ai | Entrance floor mat sized 1400x2150mm is a floor finish accessory for entrance area.
2J | 366 | A | To ceilings; ceiling drop not exceeding 500mm | 45 | m² | 99 | 4455 | J050101 | 3.01 | Internal Finishes | Area (m²), Length (m) | 79 | fuzzy | Fuzzy match (79%) against: "1. Ceilings stating the drop"
2J | 368 | B | To ceilings; ceiling drop over 500mm but not exceeding 1000mm | 157 | m² | 100 | 15700 | J050101 | 3.01 | Internal Finishes | Area (m²), Length (m) | 77 | fuzzy | Fuzzy match (77%) against: "1. Ceilings stating the drop"
2J | 374 | E | Cove light; 150 x 100mm | 126 | m | 63 | 7938 | J070100 | 3.01 | Finishes – Ceiling Finishes | Length (m) or Each | 78 | ai | Cove light 150x100mm to public areas is a ceiling-mounted lighting trim/detail finish.
2J | 376 | F | Shadow gap; aluminum ''W'' profile taped spackled and concealed to corner profile | 24 | m | 15 | 360 | J070100 | 3.01 | Finishes – Ceiling Details | Length (m) | 75 | ai | Shadow gap aluminum 'W' profile detail is a ceiling trim or architectural corner detail finish.
2J | 378 | G | Extra over for access panel; 600 x 600mm | 3 | Nr. | 175 | 525 | J070100 | 3.01 | Finishes – Ceiling Access Panels | Number or Each | 82 | ai | Access panel 600x600mm extra over is a ceiling-mounted access opening finish.
2J | 389 | A | To ceilings; ceiling drop not exceeding 500mm | 12 | m² | 99 | 1188 | J050101 | 3.01 | Internal Finishes | Area (m²), Length (m) | 79 | fuzzy | Fuzzy match (79%) against: "1. Ceilings stating the drop"
2J | 391 | B | To ceilings; ceiling drop over 2000mm but not exceeding 2500mm | 19 | m² | 104 | 1976 | J050101 | 3.01 | Internal Finishes | Area (m²), Length (m) | 76 | fuzzy | Fuzzy match (76%) against: "1. Ceilings stating the drop"
2J | 393 | C | To ceilings; ceiling drop over 2500mm but not exceeding 3000mm | 84 | m² | 110 | 9240 | J050101 | 3.01 | Internal Finishes | Area (m²), Length (m) | 76 | fuzzy | Fuzzy match (76%) against: "1. Ceilings stating the drop"
2J | 397 | D | To ceilings; ceiling drop over 2000mm but not exceeding 2500mm | 830 | m² | 183 | 151890 | J050101 | 3.01 | Internal Finishes | Area (m²), Length (m) | 76 | fuzzy | Fuzzy match (76%) against: "1. Ceilings stating the drop"
2J | 401 | F | Cove light; 150 x 100mm | 116 | m | 88 | 10208 | J070100 | 3.01 | Finishes – Ceiling Finishes | Length (m) or Each | 78 | ai | Cove light 150x100mm for suspended ceilings is a ceiling-mounted lighting trim detail.
2J | 405 | G | To ceilings; ceiling drop not exceeding 500mm | 9 | m² | 300 | 2700 | J050101 | 3.01 | Internal Finishes | Area (m²), Length (m) | 79 | fuzzy | Fuzzy match (79%) against: "1. Ceilings stating the drop"
2J | 407 | H | To ceilings; ceiling drop over 500mm but not exceeding 1000mm | 7 | m² | 325 | 2275 | J050101 | 3.01 | Internal Finishes | Area (m²), Length (m) | 77 | fuzzy | Fuzzy match (77%) against: "1. Ceilings stating the drop"
2J | 409 | J | To ceilings; ceiling drop over 2500mm but not exceeding 3000mm | 29 | m² | 350 | 10150 | J050101 | 3.01 | Internal Finishes | Area (m²), Length (m) | 76 | fuzzy | Fuzzy match (76%) against: "1. Ceilings stating the drop"
2J | 444 | B | Type FF11; to Parking & driveway | 3967 | m² | 69 | 273723 | J030200 | 3.01 | Finishes – Floor Tiles | Area (m²) | 82 | ai | Type FF11 for parking and driveway is a floor tile finish suitable for external/heavy-duty areas.
2J | 459 | B | Type FF12 | 31 | m² | 73 | 2263 | B090107 | 8.01 | Site Works, Drainage, External Services & Landscaping | Volume (m³), Length (m), Area (m²), Enumerated (nr), Item | 62 | fuzzy | Fuzzy match (62%) against: "7. Excavation for diaphragm walls, stating the width of the "
2J | 463 | C | Type FF13 | 295 | m² | 73 | 21535 | B090107 | 8.01 | Site Works, Drainage, External Services & Landscaping | Volume (m³), Length (m), Area (m²), Enumerated (nr), Item | 62 | fuzzy | Fuzzy match (62%) against: "7. Excavation for diaphragm walls, stating the width of the "
2J | 467 | D | Type FF16; to stairs | 105 | m² | 73 | 7665 | J030200 | 3.01 | Finishes – Floor Tiles | Area (m²) | 82 | ai | Type FF16 for stairs is a floor tile finish specifically designed for stair treads/nosings.
2J | 471 | E | Type SK-04; 100mm high | 360 | m | 24 | 8640 | J040100 | 3.01 | Finishes – Skirting Boards | Length (m) | 80 | ai | Type SK-04 at 100mm high is a skirting board or base trim finish.
2J | 475 | F | Type SK-06; 100mm high | 164 | m | 24 | 3936 | J040100 | 3.01 | Finishes – Skirting Boards | Length (m) | 80 | ai | Type SK-06 at 100mm high is a skirting board or base trim finish.
2J | 498 | E | To bulk waste; WF-15 | 59 | m² | 23 | 1357 | J050100 | 3.01 | Finishes – Wall Coverings | Area (m²) | 75 | ai | Type WF-15 wall finish for bulk waste is a wall finish type for service/utility areas.
2J | 500 | F | To service areas and corridors; WF-20 | 2915 | m² | 23 | 67045 | B090200 | 8.01 | Site Works, Drainage, External Services & Landscaping | Volume (m³), Length (m), Area (m²), Enumerated (nr), Item | 60 | fuzzy | Fuzzy match (60%) against: "B9.2 Excavation of trenches for service pipes, drain pipes, "
2J | 502 | G | To BOH corridors; WF-20 | 189 | m² | 23 | 4347 | J050100 | 3.01 | Finishes – Wall Coverings | Area (m²) | 75 | ai | Type WF-20 wall finish for BOH corridors is a wall finish type for back-of-house service areas.
2J | 519 | B | To parking area circular column; WF-22 | 44 | m² | 29 | 1276 | C040600 | 2.01 | Frame / Concrete Work | Volume (m³), Weight (t), Area (m²), Length (m), Enumerated (nr) | 63 | fuzzy | Fuzzy match (63%) against: "C4.6 Shuttering to curved, conical and spherical surfaces sh"
2J | 531 | E | To MEP shafts | 316 | m² | 0 | N/A as per TQR 154 | B240102 | 8.01 | Site Works, Drainage, External Services & Landscaping | Volume (m³), Length (m), Area (m²), Enumerated (nr), Item | 66 | fuzzy | Fuzzy match (66%) against: "2. Straight shafts"
2J | 556 | C | To door top board fixed to the wall | 2 | m² | 81 | 162 | H000000 | 2.06 | Windows and External Doors | Enumerated (nr), Area (m²), Length (m) | 64 | fuzzy | Fuzzy match (64%) against: "SECTION H - DOORS AND WINDOWS"
2J | 564 | D | To gypsum board ceiling | 202 | m² | 23 | 4646 | J020100 | 3.01 | Internal Finishes | Area (m²), Length (m) | 72 | fuzzy | Fuzzy match (72%) against: "J2.1 Backgrounds shall be measured by area; backgrounds for "
2J | 566 | E | To bulkheads and light coves | 78 | m² | 23 | 1794 | J050102 | 3.01 | Internal Finishes | Area (m²), Length (m) | 71 | fuzzy | Fuzzy match (71%) against: "2. Sides and soffits of beams or upstands."
2J | 582 | A | To ceiling soffit | 4453 | m² | 35 | 155855 | J020100 | 3.01 | Internal Finishes | Area (m²), Length (m) | 79 | fuzzy | Fuzzy match (79%) against: "J2.1 Backgrounds shall be measured by area; backgrounds for "
2J | 586 | B | To ceiling soffit | 4 | m² | 23 | 92 | J020100 | 3.01 | Internal Finishes | Area (m²), Length (m) | 79 | fuzzy | Fuzzy match (79%) against: "J2.1 Backgrounds shall be measured by area; backgrounds for "
2J | 590 | C | To cement board ceiling | 830 | m² | 23 | 19090 | J020100 | 3.01 | Internal Finishes | Area (m²), Length (m) | 72 | fuzzy | Fuzzy match (72%) against: "J2.1 Backgrounds shall be measured by area; backgrounds for "
2J | 592 | D | To bulkheads and light coves | 63 | m² | 23 | 1449 | J050102 | 3.01 | Internal Finishes | Area (m²), Length (m) | 71 | fuzzy | Fuzzy match (71%) against: "2. Sides and soffits of beams or upstands."
2J | 596 | E | To ceiling soffit | 366 | m² | 23 | 8418 | J020100 | 3.01 | Internal Finishes | Area (m²), Length (m) | 79 | fuzzy | Fuzzy match (79%) against: "J2.1 Backgrounds shall be measured by area; backgrounds for "
2J | 600 | F | To ceiling soffit | 255 | m² | 29 | 7395 | J020100 | 3.01 | Internal Finishes | Area (m²), Length (m) | 79 | fuzzy | Fuzzy match (79%) against: "J2.1 Backgrounds shall be measured by area; backgrounds for "
2J | 613 | A | To ceiling soffit | 113 | m² | 23 | 2599 | J020100 | 3.01 | Internal Finishes | Area (m²), Length (m) | 79 | fuzzy | Fuzzy match (79%) against: "J2.1 Backgrounds shall be measured by area; backgrounds for "
2J | 617 | B | To ceiling soffit | 519 | m² | 23 | 11937 | J020100 | 3.01 | Internal Finishes | Area (m²), Length (m) | 79 | fuzzy | Fuzzy match (79%) against: "J2.1 Backgrounds shall be measured by area; backgrounds for "
2J | 619 | C | To stair soffit | 114 | m² | 23 | 2622 | J030100 | 3.01 | Finishes – Wall/Ceiling Finishes | Area (m²) | 80 | ai | Stair soffit finishing is a ceiling/soffit finishes item within decoration work.
2J | 627 | D | To block walls above entrance lobby; Grey colour | 7 | m² | 0 | 0 | F020103 | 2.01 | Frame / Woodwork | Length (m), Area (m²), Enumerated (nr) | 78 | fuzzy | Fuzzy match (78%) against: "3. Walls"
2J | 655 | A | Straight arrow | 9 | Nr. | 69 | 621 | B240102 | 8.01 | Site Works, Drainage, External Services & Landscaping | Volume (m³), Length (m), Area (m²), Enumerated (nr), Item | 72 | fuzzy | Fuzzy match (72%) against: "2. Straight shafts"
2J | 657 | B | Right turn arrow | 10 | Nr. | 94 | 940 | K020400 | 5.12 | Communication & Security – Signage | Number | 82 | ai | Right turn arrow is directional signage/wayfinding for parking circulation.
2J | 659 | C | Left turn arrow | 3 | Nr. | 94 | 282 | K020400 | 5.12 | Communication & Security – Signage | Number | 82 | ai | Left turn arrow is directional parking signage item.
2J | 661 | D | Left and right turn arrow | 2 | Nr. | 69 | 138 | K020400 | 5.12 | Communication & Security – Signage | Number | 82 | ai | Multi-directional arrow sign is wayfinding/circulation signage.
2J | 663 | E | Straight/left arrow | 1 | Nr. | 94 | 94 | K020400 | 5.12 | Communication & Security – Signage | Number | 82 | ai | Straight/left arrow is directional parking signage.
2J | 665 | F | Straight/left/right arrow | 3 | Nr. | 94 | 282 | K020400 | 5.12 | Communication & Security – Signage | Number | 82 | ai | Combination arrow sign is wayfinding signage for parking guidance.
2J | 667 | G | Separation lines; 100mm wide | 1403 | m | 13 | 18239 | J030200 | 3.01 | Finishes – Floor Markings | Length (m) | 80 | ai | Separation lines are floor markings/paint decorations for parking area demarcation.
2J | 669 | H | Line Marking | 78 | m | 8 | 624 | B120102 | 8.01 | Site Works, Drainage, External Services & Landscaping | Volume (m³), Length (m), Area (m²), Enumerated (nr), Item | 63 | fuzzy | Fuzzy match (63%) against: "2. Filled in making up levels"
2J | 677 | M | Floor paint marking | 2 | m² | 125 | 250 | J030101 | 3.01 | Internal Finishes | Area (m²), Length (m) | 62 | fuzzy | Fuzzy match (62%) against: "1. Floors, which shall include landings"
2J | 687 | 1 | Spray plaster to exposed ceiling | 613 | m² | 30 | 18390 | J050000 | 3.01 | Internal Finishes | Area (m²), Length (m) | 71 | fuzzy | Fuzzy match (71%) against: "J5 Suspended ceilings"
2J | 688 | 2 | Transition trim to common areas | 15 | m | 81 | 1215 | J030100 | 3.01 | Finishes – Trim & Transitions | Length (m) | 78 | ai | Transition trim to common areas is finishing detail work for floor/wall junctions.
2J | 689 | 3 | Wall paint; with pure acrylic external paint finish To block walls above entrance lobby; Grey colour | 13 | m² | 45 | 585 | F020103 | 2.01 | Frame / Woodwork | Length (m), Area (m²), Enumerated (nr) | 72 | fuzzy | Fuzzy match (72%) against: "3. Walls"
2J | 690 | 4 | End trim to Garbage room walls | 37 | m | 61 | 2257 | F020103 | 2.01 | Frame / Woodwork | Length (m), Area (m²), Enumerated (nr) | 79 | fuzzy | Fuzzy match (79%) against: "3. Walls"
2J | 692 | 2/J/1/A | 50mm thick; to receive tiles | -1 | m² | 100 | -100 | B090105 | 8.01 | Site Works, Drainage, External Services & Landscaping | Volume (m³), Length (m), Area (m²), Enumerated (nr), Item | 62 | fuzzy | Fuzzy match (62%) against: "5. Trench excavation to receive foundations, which shall inc"
2J | 693 | 2/J/1/B | 50mm thick; to receive Epoxy Paint | 37 | m² | 100 | 3700 | J030300 | 3.01 | Finishes – Painting & Coatings | Area (m²) | 82 | ai | 50mm thick material to receive epoxy paint is surface preparation for painted finish.
2J | 727 | 2/J/6/D | Type A-TH-01; 130mm wide; to apartment | -2 | m | 69 | -138 | J030100 | 3.01 | Finishes – Trims & Thresholds | Length (m) | 82 | ai | Type A-TH-01 130mm wide is a threshold/trim finish detail for apartment.
2J | 730 | 2/J/7/C | To main lobby | -44 | m² | 135 | -5940 | R020100 | 5.08 | Electrical Engineering Installations | Length (m), Enumerated (nr), Item | 65 | fuzzy | Fuzzy match (65%) against: "R2.1 For the purposes of measurement, 'main' is defined as t"
2J | 731 | 2/J/7/E | To garbage room | 0 | m² | 43 | 0 | J030100 | 3.01 | Finishes – Wall Finishes | Area (m²) | 80 | ai | Wall finishes to garbage room are decorative finish work.
2J | 732 | 2/J/8/A | To main lobby | -47 | m² | 58 | -2726 | R020100 | 5.08 | Electrical Engineering Installations | Length (m), Enumerated (nr), Item | 65 | fuzzy | Fuzzy match (65%) against: "R2.1 For the purposes of measurement, 'main' is defined as t"
2J | 733 | 2/J/8/F | To service Lobby; WF-16 | 25 | m² | 1250 | 31250 | J030100 | 3.01 | Finishes – Wall Finishes | Area (m²) | 80 | ai | Wall finishes to service lobby are decorative finish work.
2J | 735 | 2/J/9/E | To main lobby | -2 | m² | 1100 | -2200 | R020100 | 5.08 | Electrical Engineering Installations | Length (m), Enumerated (nr), Item | 65 | fuzzy | Fuzzy match (65%) against: "R2.1 For the purposes of measurement, 'main' is defined as t"
2J | 736 | 2/J/10/B | To ceilings; ceiling drop over 500mm but not exceeding 1000mm | -5 | m² | 100 | -500 | J050101 | 3.01 | Internal Finishes | Area (m²), Length (m) | 77 | fuzzy | Fuzzy match (77%) against: "1. Ceilings stating the drop"
2J | 739 | 2/J/10/E | Cove light; 150 x 100mm | -19 | m | 63 | -1197 | K010600 | 3.01 | Finishes – Lighting Features | Number | 78 | ai | Cove light 150x100mm is a decorative/accent lighting fixture for finishing.
2J | 740 | 2/J/11/C | To ceilings; ceiling drop over 2500mm but not exceeding 3000mm | -4 | m² | 110 | -440 | J050101 | 3.01 | Internal Finishes | Area (m²), Length (m) | 76 | fuzzy | Fuzzy match (76%) against: "1. Ceilings stating the drop"
2J | 762 | 2/J/11/D | To ceilings; ceiling drop over 2000mm but not exceeding 2500mm | 72 | m² | 183 | 13176 | J050101 | 3.01 | Internal Finishes | Area (m²), Length (m) | 76 | fuzzy | Fuzzy match (76%) against: "1. Ceilings stating the drop"
2J | 764 | 2/J/11/F | Cove light; 150 x 100mm | 26 | m | 88 | 2288 | K010600 | 3.01 | Finishes – Lighting Features | Number | 78 | ai | Cove light 150x100mm is a decorative lighting accessory for finishes.
2J | 765 | 2/J/11/J | To ceilings; ceiling drop over 2500mm but not exceeding 3000mm | 1 | m² | 350 | 350 | J050101 | 3.01 | Internal Finishes | Area (m²), Length (m) | 76 | fuzzy | Fuzzy match (76%) against: "1. Ceilings stating the drop"
2J | 769 | 2/J/13/B | Type FF12 | 103 | m² | 73 | 7519 | B090107 | 8.01 | Site Works, Drainage, External Services & Landscaping | Volume (m³), Length (m), Area (m²), Enumerated (nr), Item | 62 | fuzzy | Fuzzy match (62%) against: "7. Excavation for diaphragm walls, stating the width of the "
2J | 770 | 2/J/13/C | Type FF13 | -29 | m² | 73 | -2117 | B090107 | 8.01 | Site Works, Drainage, External Services & Landscaping | Volume (m³), Length (m), Area (m²), Enumerated (nr), Item | 62 | fuzzy | Fuzzy match (62%) against: "7. Excavation for diaphragm walls, stating the width of the "
2J | 773 | 2/J/13/F | Type SK-06; 100mm high | 49 | m | 24 | 1176 | J050200 | 3.01 | Finishes – Road/Pavement Markings | Linear metre (m) | 72 | ai | SK-06 type marking at 100mm height indicates a raised or profile road/pavement marking system, coded as road markings finish work.
2J | 778 | 2/J/14/E | To bulk waste; WF-15 | 1 | m² | 23 | 23 | Q030100 | 5.06 | Mechanical Engineering Installations | Length (m), Weight (t), Area (m²), Enumerated (nr), Item | 68 | fuzzy | Fuzzy match (68%) against: "area for weighting but no deduction shall be made for inters"
2J | 779 | 2/J/14/F | To service areas and corridors; WF-20 | -92 | m² | 23 | -2116 | B090200 | 8.01 | Site Works, Drainage, External Services & Landscaping | Volume (m³), Length (m), Area (m²), Enumerated (nr), Item | 60 | fuzzy | Fuzzy match (60%) against: "B9.2 Excavation of trenches for service pipes, drain pipes, "
2J | 780 | 2/J/15/A | To parking area; WF-22 | -360 | m² | 29 | -10440 | J050200 | 8.01 | External Works – Parking Area Markings | Area (m²) | 75 | ai | WF-15 marking to parking area indicates road/pavement line marking work on external parking surfaces.
2J | 781 | 2/J/15/C | To F/S lift; WF-23 | 215 | m² | 30 | 6450 | P030101 | 5.10 | Lift and Conveyor Installations | Enumerated (nr), Item | 53 | fuzzy | Fuzzy match (53%) against: "1. Co-ordination with other engineering installations"
2J | 801 | 2/J/16/D | To gypsum board ceiling | -6 | m² | 23 | -138 | J020100 | 3.01 | Internal Finishes | Area (m²), Length (m) | 72 | fuzzy | Fuzzy match (72%) against: "J2.1 Backgrounds shall be measured by area; backgrounds for "
2J | 802 | 2/J/17/A | To ceiling soffit | 69 | m² | 35 | 2415 | J020100 | 3.01 | Internal Finishes | Area (m²), Length (m) | 79 | fuzzy | Fuzzy match (79%) against: "J2.1 Backgrounds shall be measured by area; backgrounds for "
2J | 803 | 2/J/17/B | To ceiling soffit | 18 | m² | 23 | 414 | J020100 | 3.01 | Internal Finishes | Area (m²), Length (m) | 79 | fuzzy | Fuzzy match (79%) against: "J2.1 Backgrounds shall be measured by area; backgrounds for "
2J | 804 | 2/J/17/C | To cement board ceiling | 72 | m² | 23 | 1656 | J020100 | 3.01 | Internal Finishes | Area (m²), Length (m) | 72 | fuzzy | Fuzzy match (72%) against: "J2.1 Backgrounds shall be measured by area; backgrounds for "
2J | 805 | 2/J/17/D | To bulkheads and light coves | 2 | m² | 23 | 46 | J050102 | 3.01 | Internal Finishes | Area (m²), Length (m) | 71 | fuzzy | Fuzzy match (71%) against: "2. Sides and soffits of beams or upstands."
2J | 806 | 2/J/17/E | To ceiling soffit | 592 | m² | 23 | 13616 | J020100 | 3.01 | Internal Finishes | Area (m²), Length (m) | 79 | fuzzy | Fuzzy match (79%) against: "J2.1 Backgrounds shall be measured by area; backgrounds for "
2J | 807 | 2/J/17/F | To ceiling soffit | 3 | m² | 29 | 87 | J020100 | 3.01 | Internal Finishes | Area (m²), Length (m) | 79 | fuzzy | Fuzzy match (79%) against: "J2.1 Backgrounds shall be measured by area; backgrounds for "
2J | 808 | 2/J/18/A | To ceiling soffit | 4 | m² | 23 | 92 | J020100 | 3.01 | Internal Finishes | Area (m²), Length (m) | 79 | fuzzy | Fuzzy match (79%) against: "J2.1 Backgrounds shall be measured by area; backgrounds for "
2J | 809 | 2/J/18/B | To ceiling soffit | -206 | m² | 23 | -4738 | J020100 | 3.01 | Internal Finishes | Area (m²), Length (m) | 79 | fuzzy | Fuzzy match (79%) against: "J2.1 Backgrounds shall be measured by area; backgrounds for "
2J | 810 | 2/J/18/C | To stair soffit | 19 | m² | 23 | 437 | J020100 | 3.01 | Finishes – Ceiling Treatments | Area (m²) | 70 | ai | Stair soffit alteration indicates modification to ceiling/soffit finish within the stair component.
2J | 812 | 2/J/19/A | Straight arrow | 2 | Nr. | 69 | 138 | B240102 | 8.01 | Site Works, Drainage, External Services & Landscaping | Volume (m³), Length (m), Area (m²), Enumerated (nr), Item | 72 | fuzzy | Fuzzy match (72%) against: "2. Straight shafts"
2J | 813 | 2/J/19/B | Right turn arrow | -1 | Nr. | 94 | -94 | J050200 | 8.01 | External Works – Road Markings – Directional Arrows | Item | 76 | ai | Right turn arrow is a directional road marking painted or applied to external paving/parking surfaces.
2J | 814 | 2/J/19/C | Left turn arrow | -1 | Nr. | 94 | -94 | J050200 | 8.01 | External Works – Road Markings – Directional Arrows | Item | 76 | ai | Left turn arrow is a directional road marking applied to external paving/parking surfaces.
2J | 815 | 2/J/19/D | Left and right turn arrow | -1 | Nr. | 69 | -69 | J050200 | 8.01 | External Works – Road Markings – Directional Arrows | Item | 76 | ai | Combined left and right turn arrow is a directional road marking for external parking/circulation area.
2J | 816 | 2/J/19/G | Separation lines; 100mm wide | 22 | m | 13 | 286 | J050200 | 8.01 | External Works – Road Markings – Line Markings | Linear metre (m) | 77 | ai | Separation lines at 100mm width are standard road/parking area line markings applied to external paved surfaces.
2J | 817 | 2/J/19/L | Parking Lot Sign | -1 | Nr. | 31 | -31 | K020100 | 8.01 | External Works – Signage & Safety Equipment | Item | 73 | ai | Parking lot sign is a wayfinding/directional sign accessory installed on external site works.
2K | 16 | A | To basement; EWT-04 | 130 | m² | 156 | 20280 | B090104 | 8.01 | Site Works, Drainage, External Services & Landscaping | Volume (m³), Length (m), Area (m²), Enumerated (nr), Item | 62 | fuzzy | Fuzzy match (62%) against: "4. Basement excavation"
2K | 18 | B | To ground floor; EWT-04 | 112 | m² | 156 | 17472 | R010200 | 5.08 | Electrical Engineering Installations | Length (m), Enumerated (nr), Item | 68 | fuzzy | Fuzzy match (68%) against: "be enumerated on a locational basis (for example, lighting i"
2K | 67 | A | Type IDI-1D02; floor level identification sign + FEP +in case of fire | 4 | Nr. | 1394 | 5576 | K020100 | 4.01 | Accessories – Internal Signage | Number | 75 | ai | Floor level identification sign is an internal wayfinding accessory mounted at floor level for emergency/operational use.
2K | 69 | B | Type IDI-1D04; room identification sign (BOH) | 35 | Nr. | 138 | 4830 | K020100 | 4.01 | Accessories – Internal Signage | Number | 75 | ai | Room identification sign for back-of-house areas is an internal accessory for operational wayfinding.
2K | 71 | C | Type IDI-ID07; amenity identification sign | 1 | Nr. | 531 | 531 | K020100 | 4.01 | Accessories – Internal Signage | Number | 75 | ai | Amenity identification sign is an internal wayfinding accessory for directing occupants to facilities.
2K | 77 | F | Type IDI-1D11; FHC identification sign | 8 | Nr. | 406 | 3248 | K020100 | 4.01 | Accessories – Internal Signage | Number | 75 | ai | FHC (fire hydrant cabinet) identification sign is an internal safety-related accessory.
2K | 79 | G | Type IDI-1D12; service / fire lift identification sign + in case of fire | 2 | Nr. | 281 | 562 | P030300 | 5.10 | Lift and Conveyor Installations | Enumerated (nr), Item | 63 | fuzzy | Fuzzy match (63%) against: "P3.3 Other incidental work shall be measured in accordance w"
2K | 81 | H | Type IDE-1D01.1; Building identification sign (N1) | 1 | Nr. | 26246 | 26246 | K020200 | 4.01 | Accessories – External Signage | Number | 80 | ai | Building identification sign at external location (N1 facade) is an external accessory for building identification.
2K | 85 | J | Type IDE-1D02.1; Building entrance sign (N1) | 1 | Nr. | 26246 | 26246 | K020200 | 4.01 | Accessories – External Signage | Number | 80 | ai | Illuminated building entrance sign at external location (N1) is an external accessory with integrated lighting.
2K | 95 | A | Type IDE-1D03; Feature wall identification sign (N1) | 1 | Nr. | 1911 | 1911 | K020200 | 4.01 | Accessories – External Signage | Number | 80 | ai | Feature wall identification sign at external location (N1) is an external accessory for architectural/branding purposes.
2K | 101 | C | Type IDI-RG03; warning sign | 1 | Nr. | 206 | 206 | K010500 | 5.11 | Fire & Lightning Protection – Warning Signs | Number | 80 | ai | Warning sign is a regulatory safety accessory for general hazard notification.
2K | 103 | D | Type IDI-RG04; no smoking sign | 2 | Nr. | 206 | 412 | K010500 | 5.11 | Fire & Lightning Protection – Regulatory Signs | Number | 80 | ai | No smoking sign is a regulatory compliance accessory typically required in commercial buildings.
2K | 109 | F | Type CPI-ID02; lift lobby identification sign | 1 | Nr. | 206 | 206 | P020102 | 5.10 | Lift and Conveyor Installations | Enumerated (nr), Item | 60 | fuzzy | Fuzzy match (60%) against: "2. Identification, which shall include plates, discs,labels,"
2K | 111 | G | Type CPI-ID03; bay number identification sign | 132 | Nr. | 169 | 22308 | K020100 | 4.01 | Accessories – Parking Signage | Number | 75 | ai | Bay number identification sign is a parking-specific wayfinding accessory.
2K | 113 | H | Type CPI-ID04; bicycle parking sign | 1 | Nr. | 619 | 619 | K020100 | 4.01 | Accessories – Parking Signage | Number | 75 | ai | Bicycle parking sign is a parking-area accessory for designating alternative parking provision.
2K | 115 | J | Type CPI-DR01; parking directional sign | 11 | Nr. | 2475 | 27225 | K020100 | 4.01 | Accessories – Parking Signage | Number | 75 | ai | Parking directional sign is a wayfinding accessory guiding occupants to parking areas.
2K | 119 | K | Type CPI-ID01; parking entrance ID sign with max. height limit | 1 | Nr. | 7938 | 7938 | K020100 | 4.01 | Accessories – Parking Signage | Number | 80 | ai | Illuminated parking entrance sign with height limit is an external parking accessory with integrated lighting.
2K | 123 | L | Type CPI-RG01; parking area specific sign | 6 | Nr. | 481 | 2886 | K020100 | 4.01 | Accessories – Parking Signage | Number | 75 | ai | Parking area specific sign is a regulatory accessory for parking zone control and compliance.
2K | 125 | M | Type CPI-RG02; parking area disclaimer sign | 2 | Nr. | 1206 | 2412 | K020100 | 4.01 | Accessories – Parking Signage | Number | 75 | ai | Parking area disclaimer sign is a regulatory accessory clarifying parking terms and conditions.
2K | 145 | A | Type IDE-DR01; free standing directional sign | 2 | Nr. | 14110 | 28220 | K020200 | 4.01 | Accessories – External Signage | Number | 80 | ai | Free standing directional sign is an external accessory for site and building wayfinding guidance.
2K | 147 | B | Type IDE-RG01; facility rules and regulations sign | 3 | Nr. | 8335 | 25005 | A090105 | 9.01 | Preliminaries / General Requirements | Item | 66 | fuzzy | Fuzzy match (66%) against: "5. Traffic regulations"
2K | 149 | C | Type IDE-RG02; pool depth/ no diving sign | 1 | Nr. | 558 | 558 | K020200 | 4.01 | Accessories – External Signage | Number | 80 | ai | Pool depth/no diving sign is an external safety accessory for amenity hazard notification.
2L | 20 | A | Bee rocking; PE08 | 1 | Nr. | 6555 | 6555 | M050100 | 4.01 | Furnishings & Equipment – Play Equipment | Item | 75 | ai | Bee rocking toy is a fixed play equipment item for soft landscaping/play areas, classified as furnishings and removable equipment.
2L | 22 | B | Climbing spider thekla; PE04 | 1 | Nr. | 42455 | 42455 | M050100 | 4.01 | Furnishings & Equipment – Play Equipment | Item | 75 | ai | Climbing spider play structure is fixed play equipment for outdoor recreational areas, classified as furnishings.
2L | 24 | C | Custom double bird house with slide; PE01 | 1 | Nr. | 43656 | 43656 | M050100 | 4.01 | Furnishings & Equipment – Play Equipment | Item | 78 | ai | Custom double bird house with slide is a bespoke play structure combining bird house and slide function, classified as fixed furnishings.
2L | 26 | D | Grass hopper rocking; PE07 | 1 | Nr. | 6555 | 6555 | M050100 | 4.01 | Furnishings & Equipment – Play Equipment | Item | 75 | ai | Grasshopper rocking toy is a fixed play equipment item for outdoor play areas, classified as furnishings.
2L | 28 | E | Small play hut; PE05 | 1 | Nr. | 16333 | 16333 | M050100 | 4.01 | Furnishings & Equipment – Play Equipment | Item | 76 | ai | Small play hut is a child-sized shelter structure for play areas, classified as fixed play equipment furnishings.
2L | 30 | F | Wooden birdhouse/ birdfeeder; PE13 | 9 | Nr. | 2704 | 24336 | M050100 | 4.01 | Furnishings & Equipment – Play Equipment | Item | 72 | ai | Wooden birdhouse/birdfeeder is external wildlife furniture, classified as fixed furnishings for outdoor areas.
2L | 32 | G | Wooden birdhouse/ birdfeeder; PE14 | 1 | Nr. | 3824 | 3824 | M050100 | 4.01 | Furnishings & Equipment – Play Equipment | Item | 72 | ai | Wooden birdhouse/birdfeeder is external wildlife furniture, classified as fixed furnishings for outdoor areas.
2L | 34 | H | Wooden log kids table-stool set; PE11 | 1 | Nr. | 6555 | 6555 | M050100 | 4.01 | Furnishings & Equipment – Play Equipment | Item | 77 | ai | Wooden log kids table-stool set is outdoor play furniture, classified as fixed furnishings for play/dining areas.
2L | 36 | J | Wooden log seat; PE12 | 4 | Nr. | 4316 | 17264 | M050100 | 4.01 | Furnishings & Equipment – Play Equipment | Item | 76 | ai | Wooden log seat is outdoor seating furniture, classified as fixed furnishings for play areas.
2L | 38 | K | Wooden log steppies; PE10 | 9 | Nr. | 10871 | 97839 | M050100 | 4.01 | Furnishings & Equipment – Play Equipment | Item | 75 | ai | Wooden log steppies are interactive play features for outdoor play areas, classified as fixed furnishings.
2L | 40 | L | Wooden tee-pee; PE09 | 1 | Nr. | 37145 | 37145 | M050100 | 4.01 | Furnishings & Equipment – Play Equipment | Item | 77 | ai | Wooden teepee is a child shelter/play structure for outdoor play areas, classified as fixed play equipment furnishings.
2L | 42 | M | Wooden 2 seater see-saw; PE03 | 1 | Nr. | 13056 | 13056 | M050100 | 4.01 | Furnishings & Equipment – Play Equipment | Item | 78 | ai | Wooden 2-seater see-saw is traditional play equipment, classified as fixed furnishings for play areas.
2L | 44 | N | 2m stump; PE06 | 14 | Nr. | 14148 | 198072 | M050100 | 4.01 | Furnishings & Equipment – Play Equipment | Item | 74 | ai | 2m stump is a natural play element/stepping feature for play areas, classified as fixed furnishings.
2L | 46 | P | Wooden owl sculpture; PE15 | 1 | Nr. | 20485 | 20485 | M050100 | 4.01 | Furnishings & Equipment – Play Equipment | Item | 73 | ai | Wooden owl sculpture is decorative outdoor art/furnishing for landscaped play areas, classified as fixed furnishings.
2L | 48 | Q | Wooden parrot sculpture; PE16 | 1 | Nr. | 17207 | 17207 | M050100 | 4.01 | Furnishings & Equipment – Play Equipment | Item | 73 | ai | Wooden parrot sculpture is decorative outdoor art/furnishing for landscaped play areas, classified as fixed furnishings.
2M | 28 | B | Waste bin - 1100 Liter capacity - green color (GR-01) | 6 | Nr. | 2575 | 15450 | K010100 | 4.01 | FF&E – Waste Management & Storage | Number | 80 | ai | Waste bin is an accessory/fixture for waste collection and storage in specialized room.
2M | 30 | C | Waste bin - 1100 Liter capacity - black color (GR-02) | 5 | Nr. | 2575 | 12875 | K010100 | 4.01 | FF&E – Waste Management & Storage | Number | 80 | ai | Waste bin is an accessory/fixture for waste collection and storage in specialized room.
2M | 32 | D | Hand wash sink unit (GR-03); including all necessary supports and fixings | 1 | Nr. | 2961 | 2961 | K020300 | 5.01 | Sanitary Appliances – Wash Basins | Number | 82 | ai | Hand wash sink unit is a sanitary appliance fixture installed in the garbage collection room.
2M | 34 | E | Garbage storing table (GR-04); size: 1680 x 700mm | 1 | Nr. | 9013 | 9013 | K010100 | 4.01 | FF&E – Storage & Work Surfaces | Number | 75 | ai | Garbage storing table is a functional fixture/accessory for waste management room operations.
2M | 36 | F | Pre spray rinse unit (GR-05); including all fixings | 1 | Nr. | 3219 | 3219 | Q070300 | 5.06 | Mechanical Engineering Installations | Length (m), Weight (t), Area (m²), Enumerated (nr), Item | 61 | fuzzy | Fuzzy match (61%) against: "all fittings."
2M | 38 | G | Upright storage cabinet (GR-06); including all necessary supports and fixings as per drawing | 2 | Nr. | 6438 | 12876 | F030104 | 2.01 | Frame / Woodwork | Length (m), Area (m²), Enumerated (nr) | 65 | fuzzy | Fuzzy match (65%) against: "4. Roofs, which shall include tops and cheeks of dormers and"
2M | 40 | H | Flushing hose reel (GR-07); including all necessary supports and fixings as per drawing | 1 | Nr. | 3219 | 3219 | Q070000 | 5.06 | Mechanical Engineering Installations | Length (m), Weight (t), Area (m²), Enumerated (nr), Item | 71 | fuzzy | Fuzzy match (71%) against: "Q7 Insulation, including linings and protective coverings"
2M | 49 | A | Drain trough grating (GR-08); Size 1700 x 1300mm | 1 | Nr. | 2704 | 2704 | Q030300 | 5.06 | Mechanical Engineering Installations | Length (m), Weight (t), Area (m²), Enumerated (nr), Item | 60 | fuzzy | Fuzzy match (60%) against: "(excluding test holes and covers) shall be enumerated, group"
2M | 51 | B | Insect-O-cutter (GR-09) | 1 | Nr. | 3219 | 3219 | K010100 | 4.01 | FF&E – Specialized Fittings | Number | 70 | ai | Insect-O-cutter is a specialized fitting/accessory installed in waste collection area.
2M | 53 | C | Air curtain (GR-10); 1200mm long | 2 | Nr. | 0 | Included in MEP | M020000 | 4.01 | Furnishings | Enumerated (nr), Length (m), Item | 67 | fuzzy | Fuzzy match (67%) against: "M2 Curtain track"
2M | 55 | D | Garbage chute system (GR-11) complete; 300mm diameter tubes; garbage chute with access door at each floor and vents; connected to the surrounding shaft structure through anti-vibration mounts; the chute wrapped with minimum 4mm thick Mass Loaded Vinyl (MLV) membrane to minimize noise transfer, minimum 4kg/m2 to be used; including all necessary supports and fixings | 78 | m | 2056 | 160368 | H020100 | 2.06 | Windows and External Doors | Enumerated (nr), Area (m²), Length (m) | 63 | fuzzy | Fuzzy match (63%) against: "H2.1 Windows, skylights or the like, together with their fra"
2M | 57 | E | Intake doors (GT-11); S/S grade 304; including all necessary supports and fixings | 2 | Nr. | 0 | Included | H010000 | 2.06 | Windows and External Doors | Enumerated (nr), Area (m²), Length (m) | 79 | fuzzy | Fuzzy match (79%) against: "H1 Doors"
2M | 59 | F | Rubber guard rails | 31 | m | 89 | 2759 | B230100 | 8.01 | Site Works, Drainage, External Services & Landscaping | Volume (m³), Length (m), Area (m²), Enumerated (nr), Item | 77 | fuzzy | Fuzzy match (77%) against: "B23.1 Track, guard rails and conductor rails shall each be m"
2M | 63 | G | Size 800 x 800mm; to domestic water pump room | 2 | Nr. | 1875 | 3750 | Q060000 | 5.06 | Mechanical Engineering Installations | Length (m), Weight (t), Area (m²), Enumerated (nr), Item | 61 | fuzzy | Fuzzy match (61%) against: "Q6 Connections to supply mains"
2M | 67 | H | Cat ladder Type 1; 600 x 2300mm high; to domestic water pump room | 2 | Nr. | 2156 | 4312 | Q030100 | 5.06 | Mechanical Engineering Installations | Length (m), Weight (t), Area (m²), Enumerated (nr), Item | 63 | fuzzy | Fuzzy match (63%) against: "the centre line over all fittings, times the net girth of no"
2M | 77 | A | Cat ladder Type 2; 600 x 2300mm high; to Fire/domestic water tank 01 and 02 | 2 | Nr. | 2906 | 5812 | K010200 | 4.01 | FF&E – Access Equipment & Ladders | Number | 78 | ai | Cat ladder is an access fixture/accessory for maintenance of elevated tanks.
2M | 81 | B | Size 900mm high; to domestic water pump room | 2 | Nr. | 1250 | 2500 | Q030300 | 5.06 | Mechanical Engineering Installations | Length (m), Weight (t), Area (m²), Enumerated (nr), Item | 62 | fuzzy | Fuzzy match (62%) against: "(excluding test holes and covers) shall be enumerated, group"
2M | 85 | C | Ladder Type 2 to lift pit; 3100mm high | 3 | Nr. | 2906 | 8718 | K010200 | 4.01 | FF&E – Access Equipment & Ladders | Number | 78 | ai | Ladder to lift pit is an access fixture/accessory for equipment maintenance.
2M | 89 | D | Size 2350 x 4500mm high; to lift pit | 1 | Nr. | 13219 | 13219 | K010200 | 4.01 | FF&E – Access Equipment & Platforms | Number | 75 | ai | Platform/safety structure to lift pit is a specialized access fitting.
2M | 93 | E | Precast wheel stoppers; 1800 x 200 x 100mm; fixed to the floor slab; painted yellow | 110 | Nr. | 149 | 16390 | C050000 | 2.01 | Frame / Concrete Work | Volume (m³), Weight (t), Area (m²), Length (m), Enumerated (nr) | 78 | fuzzy | Fuzzy match (78%) against: "C5 Precast concrete"
2M | 113 | D | Column guards; 1000mm high; heavy-duty assembly in high impact-resistant neoprene profile with yellow reflective strips; mechanically anchored to the corner of wall/column; galvanized clip inserts anchored to wall as required | 286 | Nr. | 56 | 16016 | C010200 | 2.01 | Frame / Concrete Work | Volume (m³), Weight (t), Area (m²), Length (m), Enumerated (nr) | 67 | fuzzy | Fuzzy match (67%) against: "C1.2 Poured concrete required by the specification to be pla"
2M | 115 | E | Circular column guards; 1000mm high; heavy-duty assembly in high impact-resistant neoprene profile with yellow reflective strips; mechanically anchored to the corner of wall/column; galvanized clip inserts anchored to wall as required | 12 | Nr. | 98 | 1176 | C010200 | 2.01 | Frame / Concrete Work | Volume (m³), Weight (t), Area (m²), Length (m), Enumerated (nr) | 66 | fuzzy | Fuzzy match (66%) against: "C1.2 Poured concrete required by the specification to be pla"
2M | 117 | F | Bike Rack | 8 | Nr. | 938 | 7504 | K010300 | 8.01 | External Works – Parking Accessories | Number | 82 | ai | Bike rack is a parking area accessory for secure bicycle storage.
2M | 119 | G | Crash guard alongside the ramp | 122 | m | 89 | 10858 | K010300 | 4.01 | FF&E – Safety & Protection | Length (m) | 78 | ai | Crash guard is a safety accessory/fitting protecting pedestrians along ramps.
2M | 121 | H | Curved crash guard alongside the ramp | 39 | m | 100 | 3900 | B240104 | 8.01 | Site Works, Drainage, External Services & Landscaping | Volume (m³), Length (m), Area (m²), Enumerated (nr), Item | 64 | fuzzy | Fuzzy match (64%) against: "4. Curved shafts"
2M | 131 | A | Grating cover; 300mm wide; heavy-duty cast iron; continuous metal frames and support for grating | 15 | m | 1063 | 15945 | K010200 | 4.01 | FF&E – Floor Covers & Gratings | Length (m) | 80 | ai | Grating cover is a floor accessory/fitting for drainage and access points.
2M | 137 | C | PVC/Rubber crash rails at BOH corridors | 1 | Item | 2670 | 2670 | K010100 | 4.01 | FF&E – Protection Fittings | Length (m) | 75 | ai | PVC/Rubber crash rails are impact protection accessories for corridor safety.
2M | 139 | D | Built-up concrete kerb; to edges of parking islands | 1 | Item | 17181 | 17181 | C020000 | 2.01 | Frame / Concrete Work | Volume (m³), Weight (t), Area (m²), Length (m), Enumerated (nr) | 79 | fuzzy | Fuzzy match (79%) against: "C2 Poured concrete"
2M | 216 | A | Reception Chair; C-FF-02 | 1 | Nr. | 3705 | 3705 | M000000 | 4.01 | Furnishings | Enumerated (nr), Length (m), Item | 62 | fuzzy | Fuzzy match (62%) against: "SECTION M - FURNISHINGS"
2M | 240 | N | Loose cushions; C-FF-32 | 8 | Nr. | 142 | 1136 | M000000 | 4.01 | Furnishings | Enumerated (nr), Length (m), Item | 63 | fuzzy | Fuzzy match (63%) against: "SECTION M - FURNISHINGS"
2M | 276 | C | Outdoor shower; F07 | 2 | Nr. | 3125 | 6250 | H010000 | 2.06 | Windows and External Doors | Enumerated (nr), Area (m²), Length (m) | 69 | fuzzy | Fuzzy match (69%) against: "H1 Doors"
2M | 278 | D | Pool side table; F52 | 10 | Nr. | 1875 | 18750 | M010100 | 4.01 | FF&E – Furnishings | Item (No.) | 82 | ai | Pool side table is a furnishing item for outdoor leisure area, classified under Furnishings (M-section).
2M | 280 | E | Pool side umbrella; F53 | 10 | Nr. | 3125 | 31250 | M010200 | 4.01 | FF&E – Furnishings | Item (No.) | 82 | ai | Pool side umbrella is outdoor furnishing/equipment, classified under Furnishings (M-section).
2M | 288 | J | Sunbed with cushion; F51 | 20 | Nr. | 3750 | 75000 | M010100 | 4.01 | FF&E – Furnishings | Item (No.) | 84 | ai | Sunbed with cushion is outdoor leisure furnishing for pool area, classified under Furnishings.
2M | 290 | K | Stainless steel grate with recessed paving; 1100mm high | 20 | Nr. | 1875 | 37500 | K020300 | 4.01 | FF&E – Site Gratings & Covers | Item (No.) | 80 | ai | Stainless steel grate with recessed paving is a site accessory/protective element for drainage.
2M | 294 | L | Shade structures | 105 | m² | 635 | 66675 | B050300 | 8.01 | Site Works, Drainage, External Services & Landscaping | Volume (m³), Length (m), Area (m²), Enumerated (nr), Item | 72 | fuzzy | Fuzzy match (72%) against: "B5.3 Demolishing individual structures (or part thereof) sha"
2M | 298 | M | Ground Level | 1 | Nr. | 25781 | 25781 | B150100 | 8.01 | Site Works, Drainage, External Services & Landscaping | Volume (m³), Length (m), Area (m²), Enumerated (nr), Item | 79 | fuzzy | Fuzzy match (79%) against: "B15.1 Boring for piles shall be measured by length, taken fr"
2M | 309 |  | Access hatch; including finishes, metal supports, fixings, accessories and all ancillary works as necessary |  |  |  |  | R050000 | 5.08 | Electrical Engineering Installations | Length (m), Enumerated (nr), Item | 79 | fuzzy | Fuzzy match (79%) against: "R5 Accessories"
2M | 311 | B | Size 800 x 800mm; to irrigation tank and pump room | 2 | Nr. | 0 | Included | Q020000 | 5.06 | Mechanical Engineering Installations | Length (m), Weight (t), Area (m²), Enumerated (nr), Item | 63 | fuzzy | Fuzzy match (63%) against: "Q2 Pipework and gutterwork"
2M | 313 | C | Size 800 x 800mm; to water tank | 1 | Nr. | 1875 | 1875 | L020100 | 5.04 | Water Installations – Access Covers | Item (No.) | 82 | ai | 800x800mm cover to water tank is equipment/access component for water installations.
2M | 315 | D | Size 800 x 800mm; to pool plant room | 1 | Nr. | 1875 | 1875 | L020100 | 5.04 | Water Installations – Access Covers | Item (No.) | 82 | ai | 800x800mm cover to pool plant room is equipment/access component for mechanical installations.
2M | 319 | E | Ladder; 600 x 2300mm high; to irrigation tank and pump room | 2 | Nr. | 2188 | 4376 | Q030300 | 5.06 | Mechanical Engineering Installations | Length (m), Weight (t), Area (m²), Enumerated (nr), Item | 64 | fuzzy | Fuzzy match (64%) against: "Q3.3 Fittings to rectangular ductwork shall be understood to"
2M | 323 | G | Ladder; 600 x 2300mm high; to pool plant room | 1 | Nr. | 2188 | 2188 | L020200 | 5.06 | Space Heating & Air Treatment – Access Equipment | Item (No.) | 80 | ai | Ladder to pool plant room is equipment/access ladder for mechanical plant maintenance.
2M | 343 | 2/M/2/F | Rubber guard rails | 4 | m | 89 | 356 | B230100 | 8.01 | Site Works, Drainage, External Services & Landscaping | Volume (m³), Length (m), Area (m²), Enumerated (nr), Item | 77 | fuzzy | Fuzzy match (77%) against: "B23.1 Track, guard rails and conductor rails shall each be m"
2M | 344 | 2/M/3/E | Precast wheel stoppers; 1800 x 200 x 100mm; fixed to the floor slab; painted yellow | 6 | Nr. | 149 | 894 | C050000 | 2.01 | Frame / Concrete Work | Volume (m³), Weight (t), Area (m²), Length (m), Enumerated (nr) | 78 | fuzzy | Fuzzy match (78%) against: "C5 Precast concrete"
2M | 345 | 2/M/3/F | Speed hump | 1 | Nr. | 868 | 868 | B040300 | 8.01 | External Works – Road Furniture | Item (No.) | 83 | ai | Speed hump is traffic control device/site furniture for external works and site safety.
2M | 346 | 2/M/4/D | Column guards; 1000mm high | 4 | Nr. | 56 | 224 | C040109 | 2.01 | Frame / Concrete Work | Volume (m³), Weight (t), Area (m²), Length (m), Enumerated (nr) | 60 | fuzzy | Fuzzy match (60%) against: "9. Sides of columns"
2N | 53 | A | Slab; 400mm slab (average thickness) | 43 | m³ | 1500 | 64500 | C020106 | 2.01 | Frame / Concrete Work | Volume (m³), Weight (t), Area (m²), Length (m), Enumerated (nr) | 61 | fuzzy | Fuzzy match (61%) against: "6. Walls, which shall include attached columns, stating the "
2N | 55 | B | Steps | 3 | m³ | 1500 | 4500 | C020109 | 2.01 | Frame / Concrete Work | Volume (m³), Weight (t), Area (m²), Length (m), Enumerated (nr) | 79 | fuzzy | Fuzzy match (79%) against: "9. Staircases, which shall include steps and strings"
2N | 63 | E | Steps | 13 | m³ | 1500 | 19500 | C020109 | 2.01 | Frame / Concrete Work | Volume (m³), Weight (t), Area (m²), Length (m), Enumerated (nr) | 79 | fuzzy | Fuzzy match (79%) against: "9. Staircases, which shall include steps and strings"
2N | 77 | J | To slabs; various diameter; to adult pool | 5.41 | t | 5000 | 27050 | C030200 | 2.01 | Frame / Concrete Work | Volume (m³), Weight (t), Area (m²), Length (m), Enumerated (nr) | 66 | fuzzy | Fuzzy match (66%) against: "C3.2 Bar reinforcement shall be measured by weight, stating "
2N | 79 | K | To slabs; various diameter; to kids pool | 0.29 | t | 5000 | 1450 | C030200 | 2.01 | Frame / Concrete Work | Volume (m³), Weight (t), Area (m²), Length (m), Enumerated (nr) | 66 | fuzzy | Fuzzy match (66%) against: "C3.2 Bar reinforcement shall be measured by weight, stating "
2N | 104 | B | Sides of Wall; to kids pool | 9 | m² | 175 | 1575 | C040109 | 2.01 | Frame / Concrete Work | Volume (m³), Weight (t), Area (m²), Length (m), Enumerated (nr) | 60 | fuzzy | Fuzzy match (60%) against: "9. Sides of columns"
2N | 106 | C | Sides of steps; to adult pool | 3 | m² | 175 | 525 | C040109 | 2.01 | Frame / Concrete Work | Volume (m³), Weight (t), Area (m²), Length (m), Enumerated (nr) | 67 | fuzzy | Fuzzy match (67%) against: "9. Sides of columns"
2N | 108 | D | Sides of steps; to kids pool | 4 | m² | 175 | 700 | C040109 | 2.01 | Frame / Concrete Work | Volume (m³), Weight (t), Area (m²), Length (m), Enumerated (nr) | 62 | fuzzy | Fuzzy match (62%) against: "9. Sides of columns"
2N | 126 | J | P-05; size 300 x 100 x 10mm thick; to Adult pool | 190 | m² | 375 | 71250 | J030300 | 3.01 | Finishes – Wall Finish (Pool Tile) | Area (m²) | 80 | ai | P-05 tile finishing 300x100x10mm for adult pool is a finish specification.
2N | 128 | K | P-05; size 300 x 100 x 10mm thick; to Kids pool | 33 | m² | 375 | 12375 | J030300 | 3.01 | Finishes – Wall Finish (Pool Tile) | Area (m²) | 80 | ai | P-05 tile finishing 300x100x10mm for kids pool is a finish specification.
2N | 139 | A | Pool handrail; floor mounted; 2040 x 900 mm high; to adult pool | 2 | Nr. | 2750 | 5500 | E020500 | 2.01 | Frame / Structural Metalwork | Weight (t), Enumerated (nr), Item | 61 | fuzzy | Fuzzy match (61%) against: "E2.5 Holding down bolts or the like shall be enumerated; tem"
2N | 149 | E | Skimmer R/A; stainless steel; including overflow edge with frontal extraction basket; automatic filling; and electronic sensor including control panel | 2 | Nr. | 3125 | 6250 | B160400 | 8.01 | Site Works, Drainage, External Services & Landscaping | Volume (m³), Length (m), Area (m²), Enumerated (nr), Item | 69 | fuzzy | Fuzzy match (69%) against: "B16.4 Driving sheet piling shall be measured by area, taken "
2N | 151 | F | Floor waste | 5 | Nr. | 1125 | 5625 | C050300 | 2.01 | Frame / Concrete Work | Volume (m³), Weight (t), Area (m²), Length (m), Enumerated (nr) | 70 | fuzzy | Fuzzy match (70%) against: "C5.3 Floor slabs, partition slabs or the like shall be measu"
2N | 157 | H | 63mm diameter | 1 | Nr. | 1500 | 1500 | B190400 | 8.01 | Site Works, Drainage, External Services & Landscaping | Volume (m³), Length (m), Area (m²), Enumerated (nr), Item | 70 | fuzzy | Fuzzy match (70%) against: "B19.4 Concrete beds and coverings for drain pipes shall each"
2N | 178 | A | to pools technical room | 2 | Nr. | 18750 | 37500 | Q040100 | 5.06 | Space Heating & Air Treatment – Pool Technical Room | Item | 75 | ai | Technical room for pools involves mechanical/HVAC infrastructure support.
2N | 182 | B | Dechlorination system; works with 1/2 or 2 lance-pulse meter; including level probe | 1 | Nr. | 37500 | 37500 | A080000 | 9.01 | Preliminaries / General Requirements | Item | 60 | fuzzy | Fuzzy match (60%) against: "Temporary works"
2N | 184 | C | External heating and cooling pump; 6.7kW, 380V | 2 | Nr. | 30000 | 60000 | Q030300 | 5.06 | Mechanical Engineering Installations | Length (m), Weight (t), Area (m²), Enumerated (nr), Item | 60 | fuzzy | Fuzzy match (60%) against: "Q3.3 Fittings to rectangular ductwork shall be understood to"
2N | 186 | D | External heating and cooling pump; 18.7kW, 380V Adult Pool | 2 | Nr. | 68750 | 137500 | Q030300 | 5.06 | Mechanical Engineering Installations | Length (m), Weight (t), Area (m²), Enumerated (nr), Item | 62 | fuzzy | Fuzzy match (62%) against: "Q3.3 Fittings to rectangular ductwork shall be understood to"
2N | 202 | L | Water Control Panel Kids Pool | 1 | Nr. | 17500 | 17500 | R060000 | 5.08 | Electrical Engineering Installations | Length (m), Enumerated (nr), Item | 71 | fuzzy | Fuzzy match (71%) against: "R6 Control gear"
2N | 211 | A | Water Control Panel Adult Pool | 1 | Nr. | 22500 | 22500 | R060000 | 5.08 | Electrical Engineering Installations | Length (m), Enumerated (nr), Item | 71 | fuzzy | Fuzzy match (71%) against: "R6 Control gear"
2N | 217 | C | 63mm diameter | 7 | Nr. | 8750 | 61250 | B190400 | 8.01 | Site Works, Drainage, External Services & Landscaping | Volume (m³), Length (m), Area (m²), Enumerated (nr), Item | 70 | fuzzy | Fuzzy match (70%) against: "B19.4 Concrete beds and coverings for drain pipes shall each"
2N | 225 | E | Connection to fresh water tap with line hose for kids pool | 1 | Item | 50000 | 50000 | Q060000 | 5.06 | Mechanical Engineering Installations | Length (m), Weight (t), Area (m²), Enumerated (nr), Item | 61 | fuzzy | Fuzzy match (61%) against: "Q6 Connections to supply mains"
2N | 227 | F | Connection to fresh water tap with line hose for adult infinity pool | 1 | Item | 100000 | 100000 | Q020500 | 5.04 | Water Installations – Manometer Connection | Item (No.) | 80 | ai | Manometer connection to fresh water for adult infinity pool monitoring.
2N | 229 | G | Connection to fresh water tap with line hose for water feature | 1 | Item | 32500 | 32500 | N010100 | 5.13 | Specialist Installations | Enumerated (nr), Item | 73 | fuzzy | Fuzzy match (73%) against: "N1.1 For the purposes of identification, special constructio"
2N | 231 | H | Make allowance for pipe connection, fittings and accessories as necessary | 1 | Item | 75000 | 75000 | R050000 | 5.08 | Electrical Engineering Installations | Length (m), Enumerated (nr), Item | 79 | fuzzy | Fuzzy match (79%) against: "R5 Accessories"
2N | 237 | J | Light points | 25 | Nr. | 625 | 15625 | R040101 | 5.08 | Electrical Engineering Installations | Length (m), Enumerated (nr), Item | 79 | fuzzy | Fuzzy match (79%) against: "1. Lighting points"
2N | 239 | K | Linear light points | 23 | m | 625 | 14375 | R040101 | 5.08 | Electrical Engineering Installations | Length (m), Enumerated (nr), Item | 77 | fuzzy | Fuzzy match (77%) against: "1. Lighting points"
2N | 256 | B | LL-6; 10W/M LED, linear light with diffused beam, IP68 | 23 | m | 1000 | 23000 | C060200 | 2.01 | Frame / Concrete Work | Volume (m³), Weight (t), Area (m²), Length (m), Enumerated (nr) | 63 | fuzzy | Fuzzy match (63%) against: "C6.2 Prestressed concrete shall be measured by volume, class"
2N | 264 | E | LL-6; 10W/M LED, linear light with diffused beam, IP68 | 23 | m | 625 | 14375 | C060200 | 2.01 | Frame / Concrete Work | Volume (m³), Weight (t), Area (m²), Length (m), Enumerated (nr) | 63 | fuzzy | Fuzzy match (63%) against: "C6.2 Prestressed concrete shall be measured by volume, class"
2N | 334 | A | To secondary slab in water feature area; 1100mm thick | 22 | m³ | 875 | 19250 | B250102 | 8.01 | Site Works, Drainage, External Services & Landscaping | Volume (m³), Length (m), Area (m²), Enumerated (nr), Item | 69 | fuzzy | Fuzzy match (69%) against: "2. Secondary lining."
2N | 338 | B | Secondary slab; 150mm thk | 4 | m³ | 875 | 3500 | B250102 | 8.01 | Site Works, Drainage, External Services & Landscaping | Volume (m³), Length (m), Area (m²), Enumerated (nr), Item | 63 | fuzzy | Fuzzy match (63%) against: "2. Secondary lining."
2N | 356 | G | Soffit of slabs | 20.38 | m² | 175 | 3567 | C020200 | 2.01 | Frame / Concrete Work | Volume (m³), Weight (t), Area (m²), Length (m), Enumerated (nr) | 77 | fuzzy | Fuzzy match (77%) against: "C2.2 Poured concrete suspended slabs of special construction"
2N | 358 | H | To sides of up stand | 57.78 | m² | 175 | 10112 | C040104 | 2.01 | Frame / Concrete Work | Volume (m³), Weight (t), Area (m²), Length (m), Enumerated (nr) | 67 | fuzzy | Fuzzy match (67%) against: "4. Sides of foundations, which shall include bases, pile cap"
2N | 384 | C | G02; Size 25 x 25 x 25mm thick | 27 | m² | 625 | 16875 | J030300 | 3.01 | Finishes – Wall Finish (Tile) | Area (m²) | 80 | ai | G02 tile finishing 25x25x25mm is a finish specification for water feature.
2N | 392 | E | Allow for water feature water and drainage installation complete with, but not limited to,pipes and fittings, accessories, pump set screen filter, pressure vessel, valve package, pressure switches, gauges, transmitter, flow meter, wire connection, control panel, supports, fittings and all ancillary works as necessary | 1 | Item | 75000 | 75000 | Q070300 | 5.06 | Mechanical Engineering Installations | Length (m), Weight (t), Area (m²), Enumerated (nr), Item | 68 | fuzzy | Fuzzy match (68%) against: "all fittings."
2N | 406 | A | Linear light points | 18 | m | 625 | 11250 | R040101 | 5.08 | Electrical Engineering Installations | Length (m), Enumerated (nr), Item | 77 | fuzzy | Fuzzy match (77%) against: "1. Lighting points"
2N | 412 | B | LL-6; 10W/M LED, linear light with diffused beam, IP68 | 18 | m | 625 | 11250 | C060200 | 2.01 | Frame / Concrete Work | Volume (m³), Weight (t), Area (m²), Length (m), Enumerated (nr) | 63 | fuzzy | Fuzzy match (63%) against: "C6.2 Prestressed concrete shall be measured by volume, class"
2N | 416 | C | LL-6; 10W/M LED, linear light with diffused beam, IP68 | 18 | m | 625 | 11250 | C060200 | 2.01 | Frame / Concrete Work | Volume (m³), Weight (t), Area (m²), Length (m), Enumerated (nr) | 63 | fuzzy | Fuzzy match (63%) against: "C6.2 Prestressed concrete shall be measured by volume, class"
2N | 448 | 2 | Control panel and electrical cabing works for swimming pool, Kid's pool and water feature | 1 | Item | 123750 | 123750 | R060000 | 5.08 | Electrical Engineering Installations | Length (m), Enumerated (nr), Item | 71 | fuzzy | Fuzzy match (71%) against: "R6 Control gear"
2N | 454 | 2/N/2/A | Slab; 400mm slab (average thickness) | 2 | m³ | 1500 | 3000 | C020106 | 2.01 | Frame / Concrete Work | Volume (m³), Weight (t), Area (m²), Length (m), Enumerated (nr) | 61 | fuzzy | Fuzzy match (61%) against: "6. Walls, which shall include attached columns, stating the "
2N | 455 | 2/N/2/B | Steps | 1 | m³ | 1500 | 1500 | C020109 | 2.01 | Frame / Concrete Work | Volume (m³), Weight (t), Area (m²), Length (m), Enumerated (nr) | 79 | fuzzy | Fuzzy match (79%) against: "9. Staircases, which shall include steps and strings"
2N | 458 | 2/N/2/E | Steps | 1 | m³ | 1500 | 1500 | C020109 | 2.01 | Frame / Concrete Work | Volume (m³), Weight (t), Area (m²), Length (m), Enumerated (nr) | 79 | fuzzy | Fuzzy match (79%) against: "9. Staircases, which shall include steps and strings"
2N | 462 | 2/N/2/J-P | Reinforcement | 1.17 | t | 5000 | 5850 | C010300 | 2.01 | Frame / Concrete Work | Volume (m³), Weight (t), Area (m²), Length (m), Enumerated (nr) | 79 | fuzzy | Fuzzy match (79%) against: "C1.3 No deduction shall be made for voids less than 1.00 m3,"
2N | 464 | 2/N/3/B | Sides of Wall; to kids pool | 2 | m² | 175 | 350 | C040109 | 2.01 | Frame / Concrete Work | Volume (m³), Weight (t), Area (m²), Length (m), Enumerated (nr) | 60 | fuzzy | Fuzzy match (60%) against: "9. Sides of columns"
2N | 465 | 2/N/3/C | Sides of steps; to adult pool | 1 | m² | 175 | 175 | C040109 | 2.01 | Frame / Concrete Work | Volume (m³), Weight (t), Area (m²), Length (m), Enumerated (nr) | 67 | fuzzy | Fuzzy match (67%) against: "9. Sides of columns"
2N | 466 | 2/N/3/D | Sides of steps; to kids pool | 1 | m² | 175 | 175 | C040109 | 2.01 | Frame / Concrete Work | Volume (m³), Weight (t), Area (m²), Length (m), Enumerated (nr) | 62 | fuzzy | Fuzzy match (62%) against: "9. Sides of columns"
2N | 467 | 2/N/3/E-H | Waterproofing | 102 | m² | 181 | 18462 | A080106 | 9.01 | Preliminaries / General Requirements | Item | 60 | fuzzy | Fuzzy match (60%) against: "6. De-watering"
2N | 482 | 2/N/3/J-K | Sukabumi tile | 52 | m² | 375 | 19500 | J030300 | 3.01 | Finishes – Wall Finish (Tile) | Area (m²) | 80 | ai | Addition & deduction: Sukabumi tile is a finish specification.
2N | 485 | 2/N/9/A | To secondary slab in water feature area; 1100mm thick | 1 | m³ | 875 | 875 | B250102 | 8.01 | Site Works, Drainage, External Services & Landscaping | Volume (m³), Length (m), Area (m²), Enumerated (nr), Item | 69 | fuzzy | Fuzzy match (69%) against: "2. Secondary lining."
2N | 486 | 2/N/9/B | Secondary slab; 150mm thk | 1 | m³ | 875 | 875 | B250102 | 8.01 | Site Works, Drainage, External Services & Landscaping | Volume (m³), Length (m), Area (m²), Enumerated (nr), Item | 63 | fuzzy | Fuzzy match (63%) against: "2. Secondary lining."
2N | 487 | 2/N/9/C-E | Reinforcement | 0.16 | t | 5000 | 800 | C010300 | 2.01 | Frame / Concrete Work | Volume (m³), Weight (t), Area (m²), Length (m), Enumerated (nr) | 79 | fuzzy | Fuzzy match (79%) against: "C1.3 No deduction shall be made for voids less than 1.00 m3,"
2N | 488 | 2/N/9/F-H | Shuttering | 9.86 | m² | 175 | 1726 | C040000 | 2.01 | Frame / Concrete Work | Volume (m³), Weight (t), Area (m²), Length (m), Enumerated (nr) | 79 | fuzzy | Fuzzy match (79%) against: "C4 Shuttering"
2N | 489 | 2/N/10/C | G02; Size 25 x 25 x 25mm thick | 2 | m² | 625 | 1250 | J030300 | 3.01 | Finishes – Wall Finish (Tile) | Area (m²) | 80 | ai | Addition & deduction: G02 tile finishing 25x25x25mm is a finish specification.
2Q | 18 | A | C-SW-11; Tissue holder | 1 | Nr. | 141 | 141 | K020100 | 5.01 | Sanitary Appliances – Tissue Holder | Item | 78 | ai | Tissue holder is a sanitary accessory for WC areas, classified as a supply-only item under sanitary appliances.
2Q | 24 | D | C-SW-17; ADA fold down grab bar | 2 | Nr. | 434 | 868 | K020100 | 5.01 | Sanitary Appliances – Grab Bar (Fold Down) | Item | 80 | ai | ADA fold-down grab bar is an accessibility sanitary accessory for WC areas.
2Q | 26 | E | C-SW-18; ADA straight support bar | 2 | Nr. | 149 | 298 | B240102 | 8.01 | Site Works, Drainage, External Services & Landscaping | Volume (m³), Length (m), Area (m²), Enumerated (nr), Item | 68 | fuzzy | Fuzzy match (68%) against: "2. Straight shafts"
2Q | 28 | F | C-SW-20; Floor drain | 1 | Nr. | 53 | 53 | K030200 | 5.03 | Disposal Installations – Floor Drain | Item | 82 | ai | Floor drain is a waste disposal fitting for floor surfaces, classified under disposal installations.
2Q | 30 | G | C-SW-22; Soap dispenser | 1 | Nr. | 335 | 335 | K020100 | 5.01 | Sanitary Appliances – Soap Dispenser | Item | 78 | ai | Soap dispenser is a sanitary accessory supplied for washroom areas.
2Q | 34 | H | C-SW-07; Bidet spray | 1 | Nr. | 112 | 112 | K010100 | 5.01 | Sanitary Appliances – Bidet Spray | Item | 80 | ai | Bidet spray is a sanitary fixture accessory supplied for WC areas.
2Q | 51 | A | C-SW-11; Tissue holder | 1 | Nr. | 23 | 23 | K020100 | 5.01 | Sanitary Appliances – Tissue Holder Installation | Item | 78 | ai | Installation of tissue holder in sanitary areas, complementing the supply item.
2Q | 57 | D | C-SW-17; ADA fold down grab bar | 2 | Nr. | 23 | 46 | K020100 | 5.01 | Sanitary Appliances – Grab Bar Installation | Item | 80 | ai | Installation of fold-down grab bar for ADA compliance in WC areas.
2Q | 59 | E | C-SW-18; ADA straight support bar | 2 | Nr. | 23 | 46 | B240102 | 8.01 | Site Works, Drainage, External Services & Landscaping | Volume (m³), Length (m), Area (m²), Enumerated (nr), Item | 68 | fuzzy | Fuzzy match (68%) against: "2. Straight shafts"
2Q | 61 | F | C-SW-20; Floor drain | 1 | Nr. | 8 | 8 | K030200 | 5.03 | Disposal Installations – Floor Drain Installation | Item | 82 | ai | Installation of floor drain as part of disposal system.
2Q | 63 | G | C-SW-22; Soap dispenser | 1 | Nr. | 59 | 59 | K020100 | 5.01 | Sanitary Appliances – Soap Dispenser Installation | Item | 78 | ai | Installation of soap dispenser in sanitary areas.
2Q | 67 | H | C-SW-07; Bidet spray | 1 | Nr. | 35 | 35 | K010100 | 5.01 | Sanitary Appliances – Bidet Spray Installation | Item | 80 | ai | Installation of bidet spray as sanitary fixture accessory.
2Q | 73 | K | Tap; to Pantry | 1 | Nr. | 0 | Not Shown in Drawing | K040100 | 5.04 | Water Installations – Tap to Pantry | Item | 82 | ai | Pantry tap is a water supply outlet fitting classified under water installations.
2Q | 98 | B | 160mm diameter | 29 | m | 266 | 7714 | B190400 | 8.01 | Site Works, Drainage, External Services & Landscaping | Volume (m³), Length (m), Area (m²), Enumerated (nr), Item | 73 | fuzzy | Fuzzy match (73%) against: "B19.4 Concrete beds and coverings for drain pipes shall each"
2Q | 138 | D | 160mm diameter | 15 | m | 266 | 3990 | B190400 | 8.01 | Site Works, Drainage, External Services & Landscaping | Volume (m³), Length (m), Area (m²), Enumerated (nr), Item | 73 | fuzzy | Fuzzy match (73%) against: "B19.4 Concrete beds and coverings for drain pipes shall each"
2Q | 144 | F | 82mm diameter | 75 | m | 126 | 9450 | B190400 | 8.01 | Site Works, Drainage, External Services & Landscaping | Volume (m³), Length (m), Area (m²), Enumerated (nr), Item | 70 | fuzzy | Fuzzy match (70%) against: "B19.4 Concrete beds and coverings for drain pipes shall each"
2Q | 150 | H | 82mm diameter | 23 | m | 126 | 2898 | B190400 | 8.01 | Site Works, Drainage, External Services & Landscaping | Volume (m³), Length (m), Area (m²), Enumerated (nr), Item | 70 | fuzzy | Fuzzy match (70%) against: "B19.4 Concrete beds and coverings for drain pipes shall each"
2Q | 154 | K | 160mm diameter | 53 | m | 266 | 14098 | B190400 | 8.01 | Site Works, Drainage, External Services & Landscaping | Volume (m³), Length (m), Area (m²), Enumerated (nr), Item | 73 | fuzzy | Fuzzy match (73%) against: "B19.4 Concrete beds and coverings for drain pipes shall each"
2Q | 166 | P | 160mm diameter | 127 | m | 266 | 33782 | B190400 | 8.01 | Site Works, Drainage, External Services & Landscaping | Volume (m³), Length (m), Area (m²), Enumerated (nr), Item | 73 | fuzzy | Fuzzy match (73%) against: "B19.4 Concrete beds and coverings for drain pipes shall each"
2Q | 191 | C | 82mm diameter | 17 | m | 199 | 3383 | B190400 | 8.01 | Site Works, Drainage, External Services & Landscaping | Volume (m³), Length (m), Area (m²), Enumerated (nr), Item | 70 | fuzzy | Fuzzy match (70%) against: "B19.4 Concrete beds and coverings for drain pipes shall each"
2Q | 199 | E | 82mm diameter | 5 | Nr. | 26 | 130 | B190400 | 8.01 | Site Works, Drainage, External Services & Landscaping | Volume (m³), Length (m), Area (m²), Enumerated (nr), Item | 70 | fuzzy | Fuzzy match (70%) against: "B19.4 Concrete beds and coverings for drain pipes shall each"
2Q | 203 | G | 160mm diameter | 7 | Nr. | 34 | 238 | B190400 | 8.01 | Site Works, Drainage, External Services & Landscaping | Volume (m³), Length (m), Area (m²), Enumerated (nr), Item | 73 | fuzzy | Fuzzy match (73%) against: "B19.4 Concrete beds and coverings for drain pipes shall each"
2Q | 209 | J | 160mm diameter | 4 | Nr. | 149 | 596 | B190400 | 8.01 | Site Works, Drainage, External Services & Landscaping | Volume (m³), Length (m), Area (m²), Enumerated (nr), Item | 73 | fuzzy | Fuzzy match (73%) against: "B19.4 Concrete beds and coverings for drain pipes shall each"
2Q | 217 | L | 82mm diameter | 8 | Nr. |  | Included in Section-Sanitary fittings and fixtures | B190400 | 8.01 | Site Works, Drainage, External Services & Landscaping | Volume (m³), Length (m), Area (m²), Enumerated (nr), Item | 70 | fuzzy | Fuzzy match (70%) against: "B19.4 Concrete beds and coverings for drain pipes shall each"
2Q | 232 | B | 82mm diameter | 9 | Nr. | 979 | 8811 | B190400 | 8.01 | Site Works, Drainage, External Services & Landscaping | Volume (m³), Length (m), Area (m²), Enumerated (nr), Item | 70 | fuzzy | Fuzzy match (70%) against: "B19.4 Concrete beds and coverings for drain pipes shall each"
2Q | 279 | A | Trench Drain cover; size 340mm; HDCI Grating | 30 | m | 559 | 16770 | Q030300 | 5.06 | Mechanical Engineering Installations | Length (m), Weight (t), Area (m²), Enumerated (nr), Item | 63 | fuzzy | Fuzzy match (63%) against: "(excluding test holes and covers) shall be enumerated, group"
2Q | 281 | B | Trench Drain cover; size 350mm; HDCI Grating | 18 | m | 559 | 10062 | Q030300 | 5.06 | Mechanical Engineering Installations | Length (m), Weight (t), Area (m²), Enumerated (nr), Item | 63 | fuzzy | Fuzzy match (63%) against: "(excluding test holes and covers) shall be enumerated, group"
2Q | 283 | C | Trench Drain cover; size 440mm; HDCI Grating | 6 | m | 629 | 3774 | Q030300 | 5.06 | Mechanical Engineering Installations | Length (m), Weight (t), Area (m²), Enumerated (nr), Item | 63 | fuzzy | Fuzzy match (63%) against: "(excluding test holes and covers) shall be enumerated, group"
2Q | 319 | A | Lift Pit; size 600 x 600 x 600mm | 2 | Nr. | 1399 | 2798 | K030200 | 5.03 | Disposal Installations – Lift Pit 600x600x600mm | Item | 75 | ai | Lift pit is a pumping chamber for waste water elevation in disposal systems.
2Q | 329 | D | Valve Chamber; size 800 x 800 x 1200mm | 3 | Nr. | 1399 | 4197 | K030200 | 5.03 | Disposal Installations – Valve Chamber 800x800x1200mm | Item | 82 | ai | Valve chamber is an access and control point in disposal piping networks.
2Q | 331 | E | Valve Chamber; size 1000 x 1000 x 1200mm | 1 | Nr. | 1399 | 1399 | K030200 | 5.03 | Disposal Installations – Valve Chamber 1000x1000x1200mm | Item | 82 | ai | Valve chamber is an access and control point in disposal piping networks.
2Q | 347 | A | Drainage sump pump set; (1duty + 1assist) of 2.5L/S flow, 10m head | 1 | Set | 24488 | 24488 | Q030100 | 5.06 | Mechanical Engineering Installations | Length (m), Weight (t), Area (m²), Enumerated (nr), Item | 61 | fuzzy | Fuzzy match (61%) against: "the centre line over all fittings, times the net girth of no"
2Q | 353 | C | Automatic Grease interceptor | 1 | Nr. | 13993 | 13993 | Q050000 | 5.06 | Mechanical Engineering Installations | Length (m), Weight (t), Area (m²), Enumerated (nr), Item | 61 | fuzzy | Fuzzy match (61%) against: "Q5 Automatic controls"
2Q | 355 | D | Vacuum out | 1 | Nr. | 700 | 700 | K030200 | 5.03 | Disposal Installations – Vacuum Out Service | Item | 75 | ai | Vacuum out is a disposal service for pit emptying and maintenance.
2Q | 544 | H | Allow for water meter interface with BMS | 1 | Nr. | 100 | 100 | A080100 | 9.01 | Preliminaries / General Requirements | Item | 71 | fuzzy | Fuzzy match (71%) against: "An item shall be given for temporary works, which shall incl"
2Q | 548 | J | In line circulation pump (CP-01); (duty/ standby) of 4L/S flow, 1 bar head | 1 | Set | 20990 | 20990 | Q070300 | 5.06 | Mechanical Engineering Installations | Length (m), Weight (t), Area (m²), Enumerated (nr), Item | 65 | fuzzy | Fuzzy match (65%) against: "Q7.3 Insulation to circular, oval and flexible ductwork shal"
2Q | 561 | B | Chemical dosing unit | 1 | Nr. | 25188 | 25188 | L010200 | 5.04 | Water Installations – Chemical Dosing Unit | Item | 80 | ai | Chemical dosing unit is equipment for water treatment and conditioning.
2Q | 565 | C | Connection to water supply network | 1 | Item | 6997 | 6997 | R080000 | 5.08 | Electrical Engineering Installations | Length (m), Enumerated (nr), Item | 75 | fuzzy | Fuzzy match (75%) against: "R8 Connections to supply mains"
2Q | 567 | D | Connection to swimming pool | 1 | Item | 1399 | 1399 | Q060000 | 5.06 | Mechanical Engineering Installations | Length (m), Weight (t), Area (m²), Enumerated (nr), Item | 63 | fuzzy | Fuzzy match (63%) against: "Q6 Connections to supply mains"
2Q | 569 | E | Allow for main water supply pipework connection, fittings, ancillaries, valves, chambers, pipe supports and protection, and all necessary accessories including excavation, and backfilling to complete the work | 1 | Item | 1399 | 1399 | R050000 | 5.08 | Electrical Engineering Installations | Length (m), Enumerated (nr), Item | 79 | fuzzy | Fuzzy match (79%) against: "R5 Accessories"
2Q | 734 | A | Electrical fire pump; 1000GPM @ 12bar head | 1 | Nr. | 139932 | 139932 | Q090100 | 5.06 | Mechanical Engineering Installations | Length (m), Weight (t), Area (m²), Enumerated (nr), Item | 65 | fuzzy | Fuzzy match (65%) against: "Q9.1 Work incidental to mechanical engineering installations"
2Q | 736 | B | Diesel fire pump; 1000GPM @ 12bar head including diesel tank and flue gas vent | 1 | Nr. | 139932 | 139932 | Q030200 | 5.06 | Mechanical Engineering Installations | Length (m), Weight (t), Area (m²), Enumerated (nr), Item | 63 | fuzzy | Fuzzy match (63%) against: "Q3.2 Circular, oval and flexible ductwork shall be measured "
2Q | 742 | D | For GSM Room (approximately; 10m²) | 1 | Item | 37170 | 37170 | K050100 | 5.11 | Fire & Lightning Protection – GSM Room Fire System ~10m² | Area (m²) | 75 | ai | GSM room fire protection installation covering approximately 10m² floor area.
2Q | 744 | E | For CBS Room (approximately; 11m²) | 1 | Item | 38919 | 38919 | K050100 | 5.11 | Fire & Lightning Protection – CBS Room Fire System ~11m² | Area (m²) | 75 | ai | CBS room fire protection installation covering approximately 11m² floor area.
2Q | 748 | G | For CCTV Room (approximately; 28m²) | 1 | Item | 52475 | 52475 | R020100 | 5.08 | Electrical Engineering Installations | Length (m), Enumerated (nr), Item | 60 | fuzzy | Fuzzy match (60%) against: "R2.1 For the purposes of measurement, 'main' is defined as t"
2Q | 767 | A | Allow for associated fire water supply works including sensors, valves, overflow pipe and ancillary works as necessary | 1 | Item | 6997 | 6997 | Q070000 | 5.06 | Mechanical Engineering Installations | Length (m), Weight (t), Area (m²), Enumerated (nr), Item | 68 | fuzzy | Fuzzy match (68%) against: "Q7 Insulation, including linings and protective coverings"
2Q | 909 | D | Refrigerant pipe | 24 | m | 166 | 3984 | Q020200 | 5.06 | Mechanical Engineering Installations | Length (m), Weight (t), Area (m²), Enumerated (nr), Item | 61 | fuzzy | Fuzzy match (61%) against: "Q2.2 Fittings to small pipes (that is, pipes with an interna"
2Q | 913 | E | Refrigerant pipe | 24 | m | 104 | 2496 | Q020200 | 5.06 | Mechanical Engineering Installations | Length (m), Weight (t), Area (m²), Enumerated (nr), Item | 61 | fuzzy | Fuzzy match (61%) against: "Q2.2 Fittings to small pipes (that is, pipes with an interna"
2Q | 919 | F | Supply and return air ducts | 195 | m² | 135 | 26325 | Q030300 | 5.06 | Mechanical Engineering Installations | Length (m), Weight (t), Area (m²), Enumerated (nr), Item | 68 | fuzzy | Fuzzy match (68%) against: "Q3.3 Fittings to rectangular ductwork shall be understood to"
2Q | 925 | G | Supply and return air ducts | 182 | m² | 37 | 6734 | Q030300 | 5.06 | Mechanical Engineering Installations | Length (m), Weight (t), Area (m²), Enumerated (nr), Item | 68 | fuzzy | Fuzzy match (68%) against: "Q3.3 Fittings to rectangular ductwork shall be understood to"
2Q | 929 | H | Supply and return air ducts | 12 | m² | 50 | 600 | Q030300 | 5.06 | Mechanical Engineering Installations | Length (m), Weight (t), Area (m²), Enumerated (nr), Item | 68 | fuzzy | Fuzzy match (68%) against: "Q3.3 Fittings to rectangular ductwork shall be understood to"
2Q | 942 | A | Acoustic insulation (considered 3m of duct per equipment) | 110 | m² | 85 | 9350 | G040000 | 2.03 | Roof / Thermal & Moisture Protection | Area (m²), Length (m), Enumerated (nr) | 79 | fuzzy | Fuzzy match (79%) against: "G4 Insulation"
2Q | 954 | D | 200x200mm | 21 | Nr. | 301 | 6321 | Q040201 | 5.07 | Ventilation – Dampers & Louvers | Number | 80 | ai | Volume damper 200x200mm is a ventilation system component used for airflow regulation in HVAC systems.
2Q | 981 | A | 1000x450mm | 2 | Nr. | 7031 | 14062 | Q040201 | 5.07 | Ventilation – Dampers & Louvers | Number | 80 | ai | HVAC installation component 1000x450mm, likely a duct damper or louver for ventilation system control.
2Q | 983 | B | 1400x250mm | 4 | Nr. | 7095 | 28380 | Q040201 | 5.07 | Ventilation – Dampers & Louvers | Number | 80 | ai | HVAC installation component 1400x250mm, likely a duct damper or louver for ventilation system control.
2Q | 1062 | P | FCU-BF-01; 3.7kW total cooling capacity | 1 | Nr. | 3515 | 3515 | Q030100 | 5.06 | Space Heating & Air Treatment – Cooling Equipment | Number | 82 | ai | Return linear diffuser FCU-BF-01 with 3.7kW cooling capacity is a fan coil unit component for space cooling and air treatment.
2Q | 1132 | D | DX-OU-GF-03B; outdoor unit | 1 | Nr. | 36255 | 36255 | H010000 | 2.06 | Windows and External Doors | Enumerated (nr), Area (m²), Length (m) | 60 | fuzzy | Fuzzy match (60%) against: "H1 Doors"
2Q | 1136 | E | 2000x465x210mm size | 1 | Nr. | 11558 | 11558 | Q050702 | 5.07 | Ventilation – Supply Air Unit | Each | 75 | ai | 2000x465x210mm size indicates a large air handling or ductwork component for HVAC ventilation systems.
2Q | 1142 | F | Fresh air ducts | 126 | m² | 135 | 17010 | Q030000 | 5.06 | Mechanical Engineering Installations | Length (m), Weight (t), Area (m²), Enumerated (nr), Item | 60 | fuzzy | Fuzzy match (60%) against: "Q3 Ductwork"
2Q | 1144 | G | Exhaust air ducts | 185 | m² | 135 | 24975 | Q030000 | 5.06 | Mechanical Engineering Installations | Length (m), Weight (t), Area (m²), Enumerated (nr), Item | 61 | fuzzy | Fuzzy match (61%) against: "Q3 Ductwork"
2Q | 1150 | J | Kitchen extract ducts | 20 | m² | 377 | 7540 | Q030000 | 5.06 | Mechanical Engineering Installations | Length (m), Weight (t), Area (m²), Enumerated (nr), Item | 62 | fuzzy | Fuzzy match (62%) against: "Q3 Ductwork"
2Q | 1162 | A | Smoke extract ducts | 1628 | m² | 298 | 485144 | Q030000 | 5.06 | Mechanical Engineering Installations | Length (m), Weight (t), Area (m²), Enumerated (nr), Item | 63 | fuzzy | Fuzzy match (63%) against: "Q3 Ductwork"
2Q | 1164 | B | Smoke make up-air ducts | 1318 | m² | 298 | 392764 | Q030000 | 5.06 | Mechanical Engineering Installations | Length (m), Weight (t), Area (m²), Enumerated (nr), Item | 64 | fuzzy | Fuzzy match (64%) against: "Q3 Ductwork"
2Q | 1172 | D | Fresh air ducts | 23 | m² | 50 | 1150 | Q030000 | 5.06 | Mechanical Engineering Installations | Length (m), Weight (t), Area (m²), Enumerated (nr), Item | 60 | fuzzy | Fuzzy match (60%) against: "Q3 Ductwork"
2Q | 1174 | E | Exhaust air ducts | 57 | m² | 50 | 2850 | Q030000 | 5.06 | Mechanical Engineering Installations | Length (m), Weight (t), Area (m²), Enumerated (nr), Item | 61 | fuzzy | Fuzzy match (61%) against: "Q3 Ductwork"
2Q | 1176 | F | Smoke extract ducts | 38 | m² | 0 | Not Applicable, as not mentioned in specification | Q030000 | 5.06 | Mechanical Engineering Installations | Length (m), Weight (t), Area (m²), Enumerated (nr), Item | 63 | fuzzy | Fuzzy match (63%) against: "Q3 Ductwork"
2Q | 1178 | G | Smoke makeup-air ducts | 73 | m² | 0 | Not Applicable, as not mentioned in specification | Q030000 | 5.06 | Mechanical Engineering Installations | Length (m), Weight (t), Area (m²), Enumerated (nr), Item | 61 | fuzzy | Fuzzy match (61%) against: "Q3 Ductwork"
2Q | 1193 | J | Fresh air ducts | 102 | m² | 63 | 6426 | Q030000 | 5.06 | Mechanical Engineering Installations | Length (m), Weight (t), Area (m²), Enumerated (nr), Item | 60 | fuzzy | Fuzzy match (60%) against: "Q3 Ductwork"
2Q | 1195 | K | Exhaust air ducts | 128 | m² | 63 | 8064 | Q030000 | 5.06 | Mechanical Engineering Installations | Length (m), Weight (t), Area (m²), Enumerated (nr), Item | 61 | fuzzy | Fuzzy match (61%) against: "Q3 Ductwork"
2Q | 1197 | L | Smoke extract ducts | 1590 | m² | 0 | Not Applicable, as not mentioned in specification | Q030000 | 5.06 | Mechanical Engineering Installations | Length (m), Weight (t), Area (m²), Enumerated (nr), Item | 63 | fuzzy | Fuzzy match (63%) against: "Q3 Ductwork"
2Q | 1199 | M | Smoke makeup-air ducts | 1245 | m² | 0 | Not Applicable, as not mentioned in specification | Q030000 | 5.06 | Mechanical Engineering Installations | Length (m), Weight (t), Area (m²), Enumerated (nr), Item | 61 | fuzzy | Fuzzy match (61%) against: "Q3 Ductwork"
2Q | 1232 | A | Kitchen extract ducts | 20 | m² | 105 | 2100 | Q030000 | 5.06 | Mechanical Engineering Installations | Length (m), Weight (t), Area (m²), Enumerated (nr), Item | 62 | fuzzy | Fuzzy match (62%) against: "Q3 Ductwork"
2Q | 1324 | A | 1800x500mm | 1 | Nr. | 8030 | 8030 | Q050702 | 5.07 | Ventilation – Supply Air Unit | Each | 80 | ai | 1800x500mm size indicates a large air handling component or supply unit for ventilation systems.
2Q | 1326 | B | 2000x700mm | 1 | Nr. | 21517 | 21517 | Q050700 | 5.07 | Ventilation – Ductwork | Item | 75 | ai | HVAC ductwork component (2000x700mm duct) for ventilation system installation.
2Q | 1328 | C | 2200x500mm | 1 | Nr. | 16908 | 16908 | Q050700 | 5.07 | Ventilation – Ductwork | Item | 75 | ai | HVAC ductwork component (2200x500mm duct) for ventilation system installation.
2Q | 1330 | D | 2300x600mm | 1 | Nr. | 21212 | 21212 | Q050700 | 5.07 | Ventilation – Ductwork | Item | 75 | ai | HVAC ductwork component (2300x600mm duct) for ventilation system installation.
2Q | 1334 | E | 650x1000mm | 2 | Nr. | 1564 | 3128 | Q050700 | 5.07 | Ventilation – Dampers & Controls | Item | 80 | ai | Pressure relief damper (PRD) is a critical ventilation control component for pressure regulation.
2Q | 1338 | F | 1200x500mm | 4 | Nr. | 6359 | 25436 | Q050700 | 5.07 | Ventilation – Accessories | Item | 78 | ai | Sound attenuator (SAT) is acoustic treatment for ventilation ductwork (1200x500mm).
2Q | 1340 | G | 1700x1000mm | 4 | Nr. | 16179 | 64716 | Q050700 | 5.07 | Ventilation – Accessories | Item | 78 | ai | Sound attenuator (SAT) is acoustic treatment for ventilation ductwork (1700x1000mm).
2Q | 1346 | H | SG-01; 1200x400mm | 15 | Nr. | 1642 | 24630 | Q050700 | 5.07 | Ventilation – Grilles & Diffusers | Item | 82 | ai | Supply grille (SG-01) is a terminal device for ventilation air distribution (1200x400mm).
2Q | 1350 | J | EG-01; 900x350mm | 26 | Nr. | 632 | 16432 | Q050700 | 5.07 | Ventilation – Grilles & Diffusers | Item | 82 | ai | Extract grille (EG-01) is a terminal device for ventilation air extraction (900x350mm).
2Q | 1352 | K | EG-02; 2600x700mm | 8 | Nr. | 3235 | 25880 | Q050700 | 5.07 | Ventilation – Grilles & Diffusers | Item | 82 | ai | Extract grille (EG-02) is a terminal device for ventilation air extraction (2600x700mm).
2Q | 1358 | M | Fresh air intake with no sand trap louver; 6800x1500mm | 1 | Nr. | 27269 | 27269 | Q050700 | 5.07 | Ventilation – Louvres & Grilles | Item | 80 | ai | Fresh air intake louver with no sand trap (6800x1500mm) provides external air intake for ventilation.
2Q | 1360 | N | Fresh air intake louver; 10.2m² (10,200x10,200) | 1 | Nr. | 27269 | 27269 | Q050700 | 5.07 | Ventilation – Louvres & Grilles | Area (m²) | 80 | ai | Fresh air intake louver (10.2 m²) provides external air intake for ventilation system.
2Q | 1372 | A | Extract air louver; 18m² | 1 | Nr. | 30573 | 30573 | Q050700 | 5.07 | Ventilation – Louvres & Grilles | Area (m²) | 80 | ai | Extract air louver (18 m²) provides external air discharge for ventilation system.
2Q | 1374 | B | Extract air louver; 7.5m² (7,500x7,500) | 1 | Nr. | 16372 | 16372 | Q050700 | 5.07 | Ventilation – Louvres & Grilles | Area (m²) | 80 | ai | Extract air louver (7.5 m²) provides external air discharge for ventilation system.
2Q | 1378 | C | Make up air louver; 1.4m² | 1 | Nr. | 2508 | 2508 | Q050700 | 5.07 | Ventilation – Louvres & Grilles | Area (m²) | 80 | ai | Make up air louver (1.4 m²) provides supplementary fresh air intake for ventilation.
2Q | 1380 | D | Make up air louver; 20m² | 1 | Nr. | 33956 | 33956 | Q050700 | 5.07 | Ventilation – Louvres & Grilles | Area (m²) | 80 | ai | Make up air louver (20 m²) provides supplementary fresh air intake for ventilation.
2Q | 1384 | E | 100x150mm | 1 | Nr. | 64 | 64 | Q050700 | 5.07 | Ventilation – Accessories | Item | 75 | ai | Bell mouth (100x150mm) is a ductwork transition component for smooth air flow.
2Q | 1386 | F | 800x500mm | 1 | Nr. | 696 | 696 | Q050700 | 5.07 | Ventilation – Accessories | Item | 75 | ai | Bell mouth (800x500mm) is a ductwork transition component for smooth air flow.
2Q | 1390 | G | 150x100mm | 6 | Nr. | 64 | 384 | Q050700 | 5.07 | Ventilation – Accessories | Item | 76 | ai | Wire mesh (150x100mm) provides protection and filtration for ventilation intakes.
2Q | 1392 | H | 150x150mm | 7 | Nr. | 75 | 525 | Q050700 | 5.07 | Ventilation – Accessories | Item | 76 | ai | Wire mesh (150x150mm) provides protection and filtration for ventilation intakes.
2Q | 1394 | J | 200x150mm | 3 | Nr. | 88 | 264 | Q050700 | 5.07 | Ventilation – Accessories | Item | 76 | ai | Wire mesh (200x150mm) provides protection and filtration for ventilation intakes.
2Q | 1396 | K | 250x150mm | 2 | Nr. | 99 | 198 | Q050700 | 5.07 | Ventilation – Accessories | Item | 76 | ai | Wire mesh (250x150mm) provides protection and filtration for ventilation intakes.
2Q | 1398 | L | 300x200mm | 2 | Nr. | 125 | 250 | Q050700 | 5.07 | Ventilation – Accessories | Item | 76 | ai | Wire mesh (300x200mm) provides protection and filtration for ventilation intakes.
2Q | 1400 | M | 450x200mm | 1 | Nr. | 166 | 166 | Q050700 | 5.07 | Ventilation – Accessories | Item | 76 | ai | Wire mesh (450x200mm) provides protection and filtration for ventilation intakes.
2Q | 1402 | N | 450x250mm | 1 | Nr. | 188 | 188 | Q050700 | 5.07 | Ventilation – Accessories | Item | 76 | ai | Wire mesh (450x250mm) provides protection and filtration for ventilation intakes.
2Q | 1404 | P | 550x200mm | 2 | Nr. | 206 | 412 | Q050700 | 5.07 | Ventilation – Accessories | Item | 76 | ai | Wire mesh (550x200mm) provides protection and filtration for ventilation intakes.
2Q | 1406 | Q | 650x1000mm | 2 | Nr. | 1130 | 2260 | Q050700 | 5.07 | Ventilation – Accessories | Item | 76 | ai | Wire mesh (650x1000mm) provides protection and filtration for ventilation intakes.
2Q | 1408 | R | 850x500mm | 1 | Nr. | 741 | 741 | Q050700 | 5.07 | Ventilation – Accessories | Item | 76 | ai | Wire mesh (850x500mm) provides protection and filtration for ventilation intakes.
2Q | 1419 | A | 800x800mm | 1 | Nr. | 971 | 971 | Q050700 | 5.07 | Ventilation – Accessories | Item | 76 | ai | Exhaust air wire mesh (800x800mm) provides protection at exhaust air outlets.
2Q | 1421 | B | 1300x1300mm | 2 | Nr. | 1564 | 3128 | Q050700 | 5.07 | Ventilation – Accessories | Item | 76 | ai | Exhaust air wire mesh (1300x1300mm) provides protection at exhaust air outlets.
2Q | 1427 | C | BF-01-EF; inline ducted extract air fan, air flow 66L/s; electrical power 0.2kW | 1 | Nr. | 915 | 915 | Q090100 | 5.06 | Mechanical Engineering Installations | Length (m), Weight (t), Area (m²), Enumerated (nr), Item | 65 | fuzzy | Fuzzy match (65%) against: "Q9.1 Work incidental to mechanical engineering installations"
2Q | 1429 | D | BF-02-EF; inline ducted extract air fan, air flow 58L/s; electrical power 0.2kW | 1 | Nr. | 915 | 915 | Q090100 | 5.06 | Mechanical Engineering Installations | Length (m), Weight (t), Area (m²), Enumerated (nr), Item | 65 | fuzzy | Fuzzy match (65%) against: "Q9.1 Work incidental to mechanical engineering installations"
2Q | 1431 | E | GF-01-EF; inline ducted extract air fan, air flow 231 L/s; electrical power 1.5kW | 1 | Nr. | 1584 | 1584 | Q090100 | 5.06 | Mechanical Engineering Installations | Length (m), Weight (t), Area (m²), Enumerated (nr), Item | 64 | fuzzy | Fuzzy match (64%) against: "Q9.1 Work incidental to mechanical engineering installations"
2Q | 1464 | F | Allow for providing spares for the Mechanical Engineering Installations | 1 | Item | 140 | 140 | N030000 | 5.13 | Specialist Installations | Enumerated (nr), Item | 79 | fuzzy | Fuzzy match (79%) against: "N3 Installations"
2Q | 1487 | B | Allow for liaison with, obtaining approvals from and attendance on DEWA and other statutory bodies and service providers as required | 1 | Item | 6997 | 6997 | A090109 | 9.01 | Preliminaries / General Requirements | Item | 71 | fuzzy | Fuzzy match (71%) against: "9. All statutory obligations"
2Q | 1491 | D | Allow for supplying and fixing all sleeves, frames and built-in fire stoppers for building into concrete structures and masonry walls | 1 | Item | 6997 | 6997 | F020103 | 2.01 | Frame / Woodwork | Length (m), Area (m²), Enumerated (nr) | 76 | fuzzy | Fuzzy match (76%) against: "3. Walls"
2Q | 1513 | A | Storm water drainage | 1 | Item | 100 | 100 | Q010200 | 5.06 | Mechanical Engineering Installations | Length (m), Weight (t), Area (m²), Enumerated (nr), Item | 63 | fuzzy | Fuzzy match (63%) against: "Q1.2 Installations shall be measured in accordance with the "
2Q | 1517 | C | Domestic hot and cold water system | 1 | Item | 100 | 100 | Q050400 | 5.04 | Water Installations – Hot & Cold Water | Item | 82 | ai | Domestic hot and cold water system is complete water supply installation work.
2Q | 1521 | E | Chilled water | 1 | Item | 100 | 100 | Q010200 | 5.06 | Mechanical Engineering Installations | Length (m), Weight (t), Area (m²), Enumerated (nr), Item | 75 | fuzzy | Fuzzy match (75%) against: "Q1.2 Installations shall be measured in accordance with the "
2Q | 1525 | G | Smoke extraction system | 1 | Item | 100 | 100 | A030000 | 9.01 | Preliminaries / General Requirements | Item | 62 | fuzzy | Fuzzy match (62%) against: "Restrictions"
2Q | 1531 | J | Storm water drainage |  | Item | 0 | 100 | Q010200 | 5.06 | Mechanical Engineering Installations | Length (m), Weight (t), Area (m²), Enumerated (nr), Item | 63 | fuzzy | Fuzzy match (63%) against: "Q1.2 Installations shall be measured in accordance with the "
2Q | 1535 | L | Domestic hot and cold water system |  | Item | 0 | 100 | Q050400 | 5.04 | Water Installations – Hot & Cold Water | Item | 82 | ai | Domestic hot and cold water system is complete water supply installation work (duplicate item).
2Q | 1539 | N | Chilled water |  | Item | 0 | 100 | Q010200 | 5.06 | Mechanical Engineering Installations | Length (m), Weight (t), Area (m²), Enumerated (nr), Item | 75 | fuzzy | Fuzzy match (75%) against: "Q1.2 Installations shall be measured in accordance with the "
2Q | 1543 | Q | Smoke extraction system |  | Item | 0 | 100 | A030000 | 9.01 | Preliminaries / General Requirements | Item | 62 | fuzzy | Fuzzy match (62%) against: "Restrictions"
2Q | 1563 | B | Allow for Dubai Green Building requirements | 1 | Item | 1170 | 1170 | A000000 | 9.01 | Preliminaries / General Requirements | Item | 73 | fuzzy | Fuzzy match (73%) against: "SECTION A - GENERAL REQUIREMENTS"
2R | 34 | D | LV Panel -3 to SMDB-RETAIL | 84 | m | 1117 | 93828 | R050104 | 5.08 | Electrical Installations – LV Power Distribution & Cabling | m | 82 | ai | Single 4C 300mm² XLPE/SWA/PVC cable run from LV Panel -3 to retail sub-distribution board is main distribution feeder.
2R | 38 | E | LV Panel -3 to EMDB | 22 | m | 2796 | 61512 | R050104 | 5.08 | Electrical Installations – LV Power Distribution & Cabling | m | 82 | ai | Triple 4C 240mm² XLPE/SWA/PVC cables from LV Panel -3 to Equipment MDB are main distribution feeders.
2R | 42 | F | LV Panel -2 to SMDB-L2 | 43 | m | 1340 | 57620 | R050104 | 5.08 | Electrical Installations – LV Power Distribution & Cabling | m | 82 | ai | Dual 4C 185mm² XLPE/SWA/PVC cables from LV Panel -2 to secondary distribution board represent main distribution feeders.
2R | 51 | A | LV Panel -2 to SMDB-L3 | 43 | m | 1340 | 57620 | R050104 | 5.08 | Electrical Installations – LV Power Distribution & Cabling | m | 75 | ai | Cable installation from LV Panel -2 to SMDB-L3 is part of power system distribution infrastructure.
2R | 53 | B | LV Panel -2 to SMDB-L4 | 43 | m | 1340 | 57620 | R050104 | 5.08 | Electrical Installations – LV Power Distribution & Cabling | m | 75 | ai | Cable installation from LV Panel -2 to SMDB-L4 is part of power system distribution infrastructure.
2R | 57 | C | LV Panel -2 to SMDB-L8 | 43 | m | 667 | 28681 | R050104 | 5.08 | Electrical Installations – LV Power Distribution & Cabling | m | 82 | ai | 4C 185mm² XLPE/SWA/PVC cable from LV Panel -2 to secondary distribution board is main distribution feeder.
2R | 61 | D | LV Panel -2 to SMDB-L5 | 43 | m | 1110 | 47730 | R050104 | 5.08 | Electrical Installations – LV Power Distribution & Cabling | m | 82 | ai | Dual 4C 150mm² XLPE/SWA/PVC cables from LV Panel -2 to secondary distribution represent main distribution feeders.
2R | 63 | E | LV Panel -2 to SMDB-L6 | 43 | m | 1110 | 47730 | R050104 | 5.08 | Electrical Installations – LV Power Distribution & Cabling | m | 82 | ai | Dual 4C 150mm² XLPE/SWA/PVC cables from LV Panel -2 to SMDB-L6 are main distribution feeders.
2R | 65 | F | LV Panel -2 to SMDB-L7 | 43 | m | 1110 | 47730 | R050104 | 5.08 | Electrical Installations – LV Power Distribution & Cabling | m | 82 | ai | Dual 4C 150mm² XLPE/SWA/PVC cables from LV Panel -2 to SMDB-L7 are main distribution feeders.
2R | 67 | G | LV Panel -3 to SMDB-L1 | 44 | m | 1110 | 48840 | R050104 | 5.08 | Electrical Installations – LV Power Distribution & Cabling | m | 82 | ai | Dual 4C 150mm² XLPE/SWA/PVC cables from LV Panel -3 to secondary distribution are main distribution feeders.
2R | 71 | H | LV Panel -3 to SMDB-LL-GF | 53 | m | 560 | 29680 | R050104 | 5.08 | Electrical Installations – LV Power Distribution & Cabling | m | 82 | ai | 4C 150mm² XLPE/SWA/PVC cable from LV Panel -3 to lower level secondary distribution is main distribution feeder.
2R | 75 | J | LV Panel -3 to SMDB-POOL | 53 | m | 366 | 19398 | R050104 | 5.08 | Electrical Installations – LV Power Distribution & Cabling | m | 80 | ai | 4C 95mm² XLPE/SWA/PVC cable from LV Panel -3 to pool distribution board is distribution feeder for pool systems.
2R | 77 | K | LV Panel -3 to SMDB-LL-RF | 44 | m | 366 | 16104 | R050104 | 5.08 | Electrical Installations – LV Power Distribution & Cabling | m | 80 | ai | 4C 95mm² XLPE/SWA/PVC cable from LV Panel -3 to roof level secondary distribution is distribution feeder.
2R | 79 | L | LV Panel -3 to SMDB-EV-CHARGER | 22 | m | 366 | 8052 | R050104 | 5.08 | Electrical Installations – LV Power Distribution & Cabling | m | 80 | ai | 4C 95mm² XLPE/SWA/PVC cable from LV Panel -3 to EV charger distribution is distribution feeder for charging system.
2R | 81 | M | LV Panel -3 to MCC-CHWP | 44 | m | 366 | 16104 | R050104 | 5.08 | Electrical Installations – LV Power Distribution & Cabling | m | 80 | ai | 4C 95mm² XLPE/SWA/PVC cable from LV Panel -3 to chilled water pump MCC is distribution feeder for mechanical systems.
2R | 85 | N | SMDB-LL-GF to DB-LL-L1 | 9 | m | 123 | 1107 | R050104 | 5.08 | Electrical Installations – LV Power Distribution & Cabling | m | 78 | ai | 4C 25mm² XLPE/SWA/PVC cable from secondary distribution to sub-circuit database is sub-distribution feeder.
2R | 87 | P | ESMDB-GF to EDB-MTR | 42 | m | 123 | 5166 | R050104 | 5.08 | Electrical Installations – LV Power Distribution & Cabling | m | 78 | ai | 4C 25mm² XLPE/SWA/PVC cable from emergency secondary MDB to metering database is sub-distribution feeder.
2R | 96 | A | SMDB-POOL to 80A TPN ISOL (ADULT SWIMMING POOL) | 44 | m | 123 | 5412 | R050104 | 5.08 | Electrical Installations – LV Power Distribution & Cabling | m | 75 | ai | Power cable installation from pool distribution to isolation switch for adult swimming pool equipment supply.
2R | 100 | B | LV Panel -3 to SMDB-LL-BF | 70 | m | 92 | 6440 | R050104 | 5.08 | Electrical Installations – LV Power Distribution & Cabling | m | 78 | ai | 4C 16mm² XLPE/SWA/PVC cable from LV Panel -3 to basement level secondary distribution is sub-distribution feeder.
2R | 102 | C | SMDB-LL-GF to DB-LL-GF | 17 | m | 92 | 1564 | R050104 | 5.08 | Electrical Installations – LV Power Distribution & Cabling | m | 78 | ai | 4C 16mm² XLPE/SWA/PVC cable from ground level secondary to local distribution board is sub-distribution feeder.
2R | 104 | D | ESMDB-GF to UDB-SECURITY | 27 | m | 92 | 2484 | R050104 | 5.08 | Electrical Installations – LV Power Distribution & Cabling | m | 78 | ai | 4C 16mm² XLPE/SWA/PVC cable from emergency secondary MDB to security systems database is sub-distribution feeder.
2R | 106 | E | SMDB-EV-CHARGER to 40A TPN ISOL (EV-CHARGER-1) | 28 | m | 92 | 2576 | R050104 | 5.08 | Electrical Installations – LV Power Distribution & Cabling | m | 78 | ai | 4C 16mm² XLPE/SWA/PVC cable from EV charger distribution to first charger isolation switch is circuit feeder.
2R | 108 | F | SMDB-EV-CHARGER to 40A TPN ISOL (EV-CHARGER-2) | 31 | m | 92 | 2852 | R050104 | 5.08 | Electrical Installations – LV Power Distribution & Cabling | m | 78 | ai | 4C 16mm² XLPE/SWA/PVC cable from EV charger distribution to second charger isolation switch is circuit feeder.
2R | 110 | G | SMDB-EV-CHARGER to 40A TPN ISOL (EV-CHARGER-3) | 42 | m | 92 | 3864 | R050104 | 5.08 | Electrical Installations – LV Power Distribution & Cabling | m | 78 | ai | 4C 16mm² XLPE/SWA/PVC cable from EV charger distribution to third charger isolation switch is circuit feeder.
2R | 112 | H | SMDB-EV-CHARGER to 40A TPN ISOL (EV-CHARGER-4) | 50 | m | 92 | 4600 | R050104 | 5.08 | Electrical Installations – LV Power Distribution & Cabling | m | 78 | ai | 4C 16mm² XLPE/SWA/PVC cable from EV charger distribution to fourth charger isolation switch is circuit feeder.
2R | 114 | J | SMDB-POOL to 40A TPN ISOL (WATER FEATURE) | 36 | m | 92 | 3312 | N010100 | 5.13 | Specialist Installations | Enumerated (nr), Item | 61 | fuzzy | Fuzzy match (61%) against: "N1.1 For the purposes of identification, special constructio"
2R | 116 | K | SMDB-POOL to 80A TPN ISOL (KIDS POOL) | 46 | m | 92 | 4232 | R050104 | 5.08 | Electrical Installations – LV Power Distribution & Cabling | m | 78 | ai | 4C 16mm² XLPE/SWA/PVC cable from pool distribution to isolation switch for kids pool equipment supply.
2R | 120 | L | LV Panel -3 to DB-SS | 51 | m | 66 | 3366 | R050104 | 5.08 | Electrical Installations – LV Power Distribution & Cabling | m | 76 | ai | 4C 10mm² XLPE/SWA/PVC cable from LV Panel -3 to sub-station distribution is branch circuit feeder.
2R | 122 | M | SMDB-LL-GF to DB-LL-L3 | 9 | m | 66 | 594 | R050104 | 5.08 | Electrical Installations – LV Power Distribution & Cabling | m | 76 | ai | 4C 10mm² XLPE/SWA/PVC cable from ground level secondary to level 3 local database is branch circuit feeder.
2R | 124 | N | SMDB-LL-GF to DB-LL-L6 | 9 | m | 66 | 594 | R050104 | 5.08 | Electrical Installations – LV Power Distribution & Cabling | m | 76 | ai | 4C 10mm² XLPE/SWA/PVC cable from ground level secondary to level 6 local database is branch circuit feeder.
2R | 126 | P | SMDB-LL-GF to DB-GYM | 9 | m | 66 | 594 | R050104 | 5.08 | Electrical Installations – LV Power Distribution & Cabling | m | 76 | ai | 4C 10mm² XLPE/SWA/PVC cable from ground level secondary to gymnasium distribution is branch circuit feeder.
2R | 128 | Q | SMDB-LL-GF to DB-FAÇADE | 58 | m | 66 | 3828 | R050104 | 5.08 | Electrical Installations – LV Power Distribution & Cabling | m | 76 | ai | 4C 10mm² XLPE/SWA/PVC cable from ground level secondary to façade systems database is branch circuit feeder.
2R | 130 | R | SMDB-LL-GF to DB-LANDSCAPE | 57 | m | 66 | 3762 | R050104 | 5.08 | Electrical Installations – LV Power Distribution & Cabling | m | 76 | ai | 4C 10mm² XLPE/SWA/PVC cable from ground level secondary to landscape systems database is branch circuit feeder.
2R | 139 | A | SMDB-LL-BF to DB-LL-BF | 7 | m | 66 | 462 | R050104 | 5.08 | Electrical Installations – LV Power Distribution & Cabling | m | 75 | ai | Power cable installation from basement level secondary to basement local distribution board is sub-distribution feeder.
2R | 141 | B | ESMDB-BF to 40A TPN ISOL (Transfer pump) | 19 | m | 66 | 1254 | Q060100 | 5.06 | Mechanical Engineering Installations | Length (m), Weight (t), Area (m²), Enumerated (nr), Item | 61 | fuzzy | Fuzzy match (61%) against: "Q6.1 Connections to supply mains shall be enumerated, subjec"
2R | 143 | C | ESMDB-GF to 20A TPN ISOL (CU-SECURITY) | 36 | m | 66 | 2376 | R050104 | 5.08 | Electrical Installations – LV Power Distribution & Cabling | m | 75 | ai | Power cable installation from emergency secondary MDB to isolation switch for security systems is circuit feeder.
2R | 145 | D | SMDB-LL-GF to 63A TPN ISOL (Provision for lawn and future events) | 1 | Item | 3297 | 3297 | R050104 | 5.08 | Electrical Installations – LV Power Distribution & Cabling | m | 75 | ai | Power cable installation from ground level secondary to isolation switch for outdoor events provisioning is circuit feeder.
2R | 149 | E | SMDB-LL-GF to 32A TPN ISOL (Garbage compactor) | 44 | m | 49 | 2156 | R050104 | 5.08 | Electrical Installations – LV Power Distribution & Cabling | m | 76 | ai | 4C 6mm² XLPE/SWA/PVC cable from ground level secondary to isolation switch for garbage compactor is branch circuit feeder.
2R | 151 | F | SMDB-LL-BF to 20A TPN ISOL (Irrigation pump) | 35 | m | 49 | 1715 | Q070200 | 5.06 | Mechanical Engineering Installations | Length (m), Weight (t), Area (m²), Enumerated (nr), Item | 62 | fuzzy | Fuzzy match (62%) against: "insulation to flanges or the like shall be understood to be "
2R | 153 | G | ESMDB-BF to 40A TPN ISOL (Sump pump) | 9 | m | 49 | 441 | Q070200 | 5.06 | Mechanical Engineering Installations | Length (m), Weight (t), Area (m²), Enumerated (nr), Item | 61 | fuzzy | Fuzzy match (61%) against: "insulation to flanges or the like shall be understood to be "
2R | 155 | H | ESMDB-BF to 20A TPN ISOL (Lift sump pump) | 33 | m | 49 | 1617 | R050104 | 5.08 | Electrical Installations – LV Power Distribution & Cabling | m | 76 | ai | 4C 6mm² XLPE/SWA/PVC cable from basement emergency secondary to isolation switch for lift sump pump is branch circuit feeder.
2R | 157 | J | ESMDB-BF to 20A TPN ISOL (Circulation pump) | 23 | m | 49 | 1127 | Q030300 | 5.06 | Mechanical Engineering Installations | Length (m), Weight (t), Area (m²), Enumerated (nr), Item | 65 | fuzzy | Fuzzy match (65%) against: "Q3.3 Fittings to rectangular ductwork shall be understood to"
2R | 167 | L | LV Panel -3 to 400A TPN ISOL (Fire pump) | 80 | m | 1310 | 104800 | Q070200 | 5.06 | Mechanical Engineering Installations | Length (m), Weight (t), Area (m²), Enumerated (nr), Item | 63 | fuzzy | Fuzzy match (63%) against: "insulation to flanges or the like shall be understood to be "
2R | 225 | A | ESMDB-BF to EDB-BF | 8 | m | 92 | 736 | R050200 | 5.08 | Electrical Installations – Power Distribution Cables | Length (m) | 84 | ai | Fire-rated cable from basement emergency board to basement distribution; inter-floor circuit.
2R | 227 | B | EMCC-GF-1(FLS) to 32A TPN ISOL (SPF-01) | 27 | m | 92 | 2484 | R050200 | 5.08 | Electrical Installations – Power Distribution Cables | Length (m) | 84 | ai | Fire-rated cable from motor control center to 32A supply/pump feeder isolator; equipment circuit.
2R | 229 | C | EMCC-GF-1(FLS) to 32A TPN ISOL (SPF-02) | 24 | m | 92 | 2208 | R050200 | 5.08 | Electrical Installations – Power Distribution Cables | Length (m) | 84 | ai | Fire-rated cable from motor control center to secondary 32A supply feeder; parallel circuit.
2R | 241 | H | EMDB to 32A TPN ISOL (Jockey pump) | 75 | m | 71 | 5325 | Q070200 | 5.06 | Mechanical Engineering Installations | Length (m), Weight (t), Area (m²), Enumerated (nr), Item | 64 | fuzzy | Fuzzy match (64%) against: "insulation to flanges or the like shall be understood to be "
2R | 243 | J | ESMDB-BF to 20A TPN ISOL (FPSF-01) | 18 | m | 71 | 1278 | R050200 | 5.08 | Electrical Installations – Power Distribution Cables | Length (m) | 84 | ai | Fire-rated cable from basement emergency board to 20A fire pump/sprinkler isolator; specialized circuit.
2R | 245 | K | ESMDB-BF to 20A TPN ISOL (FPEF-01) | 18 | m | 71 | 1278 | R050200 | 5.08 | Electrical Installations – Power Distribution Cables | Length (m) | 84 | ai | Fire-rated cable from basement emergency board to 20A fire pump isolator; equipment supply circuit.
2R | 249 | L | ESMDB-BF to 20A TPN ISOL (Diesel pump) | 22 | m | 61 | 1342 | Q060100 | 5.06 | Mechanical Engineering Installations | Length (m), Weight (t), Area (m²), Enumerated (nr), Item | 62 | fuzzy | Fuzzy match (62%) against: "Q6.1 Connections to supply mains shall be enumerated, subjec"
2R | 398 | Q | TPN for water feature pump | 1 | Nr. | 721 | 721 | N010100 | 5.13 | Specialist Installations | Enumerated (nr), Item | 63 | fuzzy | Fuzzy match (63%) against: "N1.1 For the purposes of identification, special constructio"
2R | 400 | R | 63A TPN for CU-DX security | 1 | Nr. | 844 | 844 | A040103 | 9.01 | Preliminaries / General Requirements | Item | 77 | fuzzy | Fuzzy match (77%) against: "3. Security"
2R | 423 | E | Industrial socket points | 2 | Nr. | 439 | 878 | R040104 | 5.08 | Electrical Engineering Installations | Length (m), Enumerated (nr), Item | 73 | fuzzy | Fuzzy match (73%) against: "measured separately as equipment points"
2R | 425 | F | Isolator points | 13 | Nr. | 1795 | 23335 | R040100 | 5.08 | Electrical Engineering Installations | Length (m), Enumerated (nr), Item | 68 | fuzzy | Fuzzy match (68%) against: "R4.1 Cable and conduit to termination points shall be enumer"
2R | 433 | J | 13A twin switch socket outlet | 15 | Nr. | 176 | 2640 | R050100 | 5.08 | Electrical Engineering Installations | Length (m), Enumerated (nr), Item | 74 | fuzzy | Fuzzy match (74%) against: "R5.1 Ceiling roses and pendants, lighting switches, socket o"
2R | 435 | K | 13A switched spur outlet with neon indicator for FCU | 26 | Nr. | 33 | 858 | Q030100 | 5.06 | Mechanical Engineering Installations | Length (m), Weight (t), Area (m²), Enumerated (nr), Item | 66 | fuzzy | Fuzzy match (66%) against: "area for weighting but no deduction shall be made for inters"
2R | 441 | N | 16A SPN industrial socket outlet, IP54 | 2 | Nr. | 364 | 728 | R040103 | 5.08 | Electrical Engineering Installations | Length (m), Enumerated (nr), Item | 71 | fuzzy | Fuzzy match (71%) against: "3. General purpose socket outlets; multi-gang socket outlets"
2R | 461 | E | 40A TPN isolator | 2 | Nr. | 234 | 468 | G040000 | 2.03 | Roof / Thermal & Moisture Protection | Area (m²), Length (m), Enumerated (nr) | 62 | fuzzy | Fuzzy match (62%) against: "G4 Insulation"
2R | 523 | A | Light points | 317 | Nr. | 172 | 54524 | R040101 | 5.08 | Electrical Engineering Installations | Length (m), Enumerated (nr), Item | 79 | fuzzy | Fuzzy match (79%) against: "1. Lighting points"
2R | 525 | B | Linear light points | 194 | m | 122 | 23668 | R040101 | 5.08 | Electrical Engineering Installations | Length (m), Enumerated (nr), Item | 77 | fuzzy | Fuzzy match (77%) against: "1. Lighting points"
2R | 527 | C | Track channel | 25 | m | 104 | 2600 | B230401 | 8.01 | Site Works, Drainage, External Services & Landscaping | Volume (m³), Length (m), Area (m²), Enumerated (nr), Item | 61 | fuzzy | Fuzzy match (61%) against: "1. Bottom ballast, placed before the track is laid"
2R | 533 | F | Lighting switch points | 57 | Nr. | 96 | 5472 | R040102 | 5.08 | Electrical Engineering Installations | Length (m), Enumerated (nr), Item | 79 | fuzzy | Fuzzy match (79%) against: "2. Lighting switch points, stating whether one-way, two-way "
2R | 535 | G | Sensors points | 30 | Nr. | 391 | 11730 | R040104 | 5.08 | Electrical Engineering Installations | Length (m), Enumerated (nr), Item | 70 | fuzzy | Fuzzy match (70%) against: "measured separately as equipment points"
2R | 537 | H | ID Light Points | 2 | Nr. | 201 | 402 | R040101 | 5.08 | Electrical Engineering Installations | Length (m), Enumerated (nr), Item | 79 | fuzzy | Fuzzy match (79%) against: "1. Lighting points"
2R | 550 | A | A1; 20W LED - ceiling surface mounted downlight , IP65 | 14 | Nr. | 298 | 4172 | J050101 | 3.01 | Internal Finishes | Area (m²), Length (m) | 65 | fuzzy | Fuzzy match (65%) against: "1. Ceilings stating the drop"
2R | 554 | C | F1; 30W linear ceiling surface mounted LED light, IP65 | 56 | Nr. | 132 | 7392 | J020200 | 3.01 | Internal Finishes | Area (m²), Length (m) | 65 | fuzzy | Fuzzy match (65%) against: "J2.2 Poured backgrounds (for example, screeds) shall each be"
2R | 558 | E | F2; 35W linear ceiling surface mounted LED light, IP65 | 73 | Nr. | 132 | 9636 | J020200 | 3.01 | Internal Finishes | Area (m²), Length (m) | 66 | fuzzy | Fuzzy match (66%) against: "J2.2 Poured backgrounds (for example, screeds) shall each be"
2R | 560 | F | F2a; 35W linear ceiling surface mounted LED light integrated with sensor, IP65 | 73 | Nr. | 132 | 9636 | J020100 | 3.01 | Internal Finishes | Area (m²), Length (m) | 67 | fuzzy | Fuzzy match (67%) against: "J2.1 Backgrounds shall be measured by area; backgrounds for "
2R | 568 | K | LO-1; 22.8W LED - recessed ceiling downlight , IP20 | 14 | Nr. | 885 | 12390 | J050000 | 3.01 | Internal Finishes | Area (m²), Length (m) | 64 | fuzzy | Fuzzy match (64%) against: "J5 Suspended ceilings"
2R | 570 | L | LO-2; 14.4W/M LED - linear ceiling cove light , IP20 | 116 | m | 91 | 10556 | J050101 | 3.01 | Internal Finishes | Area (m²), Length (m) | 63 | fuzzy | Fuzzy match (63%) against: "1. Ceilings stating the drop"
2R | 572 | M | LO-3; 11.9W LED - recessed ceiling tiltable downlight , IP20 | 22 | Nr. | 1029 | 22638 | J050101 | 3.01 | Internal Finishes | Area (m²), Length (m) | 65 | fuzzy | Fuzzy match (65%) against: "1. Ceilings stating the drop"
2R | 576 | P | LO-4; 4.8W/M LED - linear furniture light, IP20 | 29 | m | 70 | 2030 | M000000 | 4.01 | Furnishings | Enumerated (nr), Length (m), Item | 64 | fuzzy | Fuzzy match (64%) against: "SECTION M - FURNISHINGS"
2R | 585 | A | LO-6; 7.3W LED - recessed ceiling downlight , IP20 | 10 | Nr. | 500 | 5000 | J050000 | 3.01 | Internal Finishes | Area (m²), Length (m) | 64 | fuzzy | Fuzzy match (64%) against: "J5 Suspended ceilings"
2R | 587 | B | LO-7; 22.8W LED - recessed ceiling tiltable downlight with medium beam distribution, IP20 | 1 | Nr. | 955 | 955 | C050200 | 2.01 | Frame / Concrete Work | Volume (m³), Weight (t), Area (m²), Length (m), Enumerated (nr) | 63 | fuzzy | Fuzzy match (63%) against: "C5.2 Reinforcement shall be measured in accordance with clau"
2R | 591 | D | LY-1; 14.4W/M LED, Linear Ceiling Cove Light - 2700K | 38 | m | 84 | 3192 | J020100 | 3.01 | Internal Finishes | Area (m²), Length (m) | 61 | fuzzy | Fuzzy match (61%) against: "J2.1 Backgrounds shall be measured by area; backgrounds for "
2R | 593 | E | LY-2; 11.9W LED, Recessed Ceiling Tiltable Downlight - 2700K | 6 | Nr. | 1029 | 6174 | J050101 | 3.01 | Internal Finishes | Area (m²), Length (m) | 64 | fuzzy | Fuzzy match (64%) against: "1. Ceilings stating the drop"
2R | 595 | F | LY-2; Track Channel | 5 | m | 653 | 3265 | R050520 | 5.08 | Electrical Installations – Lighting Accessories | Linear metre (m) | 80 | ai | Track channel is a supporting accessory for track-mounted lighting systems.
2R | 597 | G | LY-3; 4.8W/M LED, Linear Furniture Light - 2700K | 6 | m | 58 | 348 | M000000 | 4.01 | Furnishings | Enumerated (nr), Length (m), Item | 62 | fuzzy | Fuzzy match (62%) against: "SECTION M - FURNISHINGS"
2R | 601 | J | LY-4; Track Channel | 3 | m | 599 | 1797 | R050520 | 5.08 | Electrical Installations – Lighting Accessories | Linear metre (m) | 80 | ai | Track channel is a supporting accessory for track-mounted lighting systems.
2R | 605 | K | A1; 20W LED - ceiling surface mounted downlight , IP65 | 14 | Nr. | 47 | 658 | J050101 | 3.01 | Internal Finishes | Area (m²), Length (m) | 65 | fuzzy | Fuzzy match (65%) against: "1. Ceilings stating the drop"
2R | 607 | L | B1; 15W LED recessed / ceiling downlight, DALI dimming ballast, IP20 | 2 | Nr. | 47 | 94 | J020100 | 3.01 | Internal Finishes | Area (m²), Length (m) | 64 | fuzzy | Fuzzy match (64%) against: "J2.1 Backgrounds shall be measured by area; backgrounds for "
2R | 609 | M | F1; 30W linear ceiling surface mounted LED light, IP65 | 56 | Nr. | 47 | 2632 | J020200 | 3.01 | Internal Finishes | Area (m²), Length (m) | 65 | fuzzy | Fuzzy match (65%) against: "J2.2 Poured backgrounds (for example, screeds) shall each be"
2R | 613 | P | F2; 35W linear ceiling surface mounted LED light, IP65 | 73 | Nr. | 47 | 3431 | J020200 | 3.01 | Internal Finishes | Area (m²), Length (m) | 66 | fuzzy | Fuzzy match (66%) against: "J2.2 Poured backgrounds (for example, screeds) shall each be"
2R | 615 | Q | F2a; 35W linear ceiling surface mounted LED light integrated with sensor, IP65 | 73 | Nr. | 47 | 3431 | J020100 | 3.01 | Internal Finishes | Area (m²), Length (m) | 67 | fuzzy | Fuzzy match (67%) against: "J2.1 Backgrounds shall be measured by area; backgrounds for "
2R | 631 | B | LO-1; 22.8W LED - recessed ceiling downlight , IP20 | 14 | Nr. | 47 | 658 | J050000 | 3.01 | Internal Finishes | Area (m²), Length (m) | 64 | fuzzy | Fuzzy match (64%) against: "J5 Suspended ceilings"
2R | 633 | C | LO-2; 14.4W/M LED - linear ceiling cove light , IP20 | 116 | m | 18 | 2088 | J050101 | 3.01 | Internal Finishes | Area (m²), Length (m) | 63 | fuzzy | Fuzzy match (63%) against: "1. Ceilings stating the drop"
2R | 635 | D | LO-3; 11.9W LED - recessed ceiling tiltable downlight , IP20 | 22 | Nr. | 47 | 1034 | J050101 | 3.01 | Internal Finishes | Area (m²), Length (m) | 65 | fuzzy | Fuzzy match (65%) against: "1. Ceilings stating the drop"
2R | 637 | E | LO-3; Track Channel | 17 | m | 18 | 306 | R050520 | 5.08 | Electrical Installations – Lighting Accessories | Linear metre (m) | 80 | ai | Track channel is a supporting accessory for track-mounted lighting systems.
2R | 639 | F | LO-4; 4.8W/M LED - linear furniture light, IP20 | 29 | m | 18 | 522 | M000000 | 4.01 | Furnishings | Enumerated (nr), Length (m), Item | 64 | fuzzy | Fuzzy match (64%) against: "SECTION M - FURNISHINGS"
2R | 641 | G | LO-6; 7.3W LED - recessed ceiling downlight , IP20 | 10 | Nr. | 47 | 470 | J050000 | 3.01 | Internal Finishes | Area (m²), Length (m) | 64 | fuzzy | Fuzzy match (64%) against: "J5 Suspended ceilings"
2R | 643 | H | LO-7; 22.8W LED - recessed ceiling tiltable downlight with medium beam distribution, IP20 | 1 | Nr. | 47 | 47 | C050200 | 2.01 | Frame / Concrete Work | Volume (m³), Weight (t), Area (m²), Length (m), Enumerated (nr) | 63 | fuzzy | Fuzzy match (63%) against: "C5.2 Reinforcement shall be measured in accordance with clau"
2R | 647 | K | LY-1; 14.4W/M LED, Linear Ceiling Cove Light - 2700K | 38 | m | 18 | 684 | J020100 | 3.01 | Internal Finishes | Area (m²), Length (m) | 61 | fuzzy | Fuzzy match (61%) against: "J2.1 Backgrounds shall be measured by area; backgrounds for "
2R | 649 | L | LY-2; 11.9W LED, Recessed Ceiling Tiltable Downlight - 2700K | 6 | Nr. | 47 | 282 | J050101 | 3.01 | Internal Finishes | Area (m²), Length (m) | 64 | fuzzy | Fuzzy match (64%) against: "1. Ceilings stating the drop"
2R | 651 | M | LY-2; Track Channel | 5 | m | 18 | 90 | R050520 | 5.08 | Electrical Installations – Lighting Accessories | Linear metre (m) | 80 | ai | Track channel is a supporting accessory for track-mounted lighting systems.
2R | 653 | N | LY-3; 4.8W/M LED, Linear Furniture Light - 2700K | 6 | m | 18 | 108 | M000000 | 4.01 | Furnishings | Enumerated (nr), Length (m), Item | 62 | fuzzy | Fuzzy match (62%) against: "SECTION M - FURNISHINGS"
2R | 657 | Q | LY-4; Track Channel | 3 | m | 18 | 54 | R050520 | 5.08 | Electrical Installations – Lighting Accessories | Linear metre (m) | 80 | ai | Track channel is a supporting accessory for track-mounted lighting systems.
2R | 665 | L | EX-2; 12W/FT LED, surface mounted linear uplight, 60° beam angle, IP66 | 162 | m | 1679 | 271998 | C070200 | 2.01 | Frame / Concrete Work | Volume (m³), Weight (t), Area (m²), Length (m), Enumerated (nr) | 65 | fuzzy | Fuzzy match (65%) against: "C7.2 Surface finishes shall be measured by area, except that"
2R | 676 | B | EX-4; 14.4W/m LED, linear covelight with diffused beam distribution, 120° beam angle, IP67 | 134 | m | 113 | 15142 | C050200 | 2.01 | Frame / Concrete Work | Volume (m³), Weight (t), Area (m²), Length (m), Enumerated (nr) | 63 | fuzzy | Fuzzy match (63%) against: "C5.2 Reinforcement shall be measured in accordance with clau"
2R | 680 | D | EX-6; 12W LED, Ceiling recessed LED downlight, diffused optic, IP65 | 32 | Nr. | 1146 | 36672 | J020100 | 3.01 | Internal Finishes | Area (m²), Length (m) | 63 | fuzzy | Fuzzy match (63%) against: "J2.1 Backgrounds shall be measured by area; backgrounds for "
2R | 682 | E | EX-7; 7.5W Surface mounted, 50° beam angle, IP65 | 45 | Nr. | 1000 | 45000 | C070200 | 2.01 | Frame / Concrete Work | Volume (m³), Weight (t), Area (m²), Length (m), Enumerated (nr) | 66 | fuzzy | Fuzzy match (66%) against: "C7.2 Surface finishes shall be measured by area, except that"
2R | 686 | F | EX-2; 12W/FT LED, surface mounted linear uplight, 60° beam angle, IP66 | 162 | m | 19 | 3078 | C070200 | 2.01 | Frame / Concrete Work | Volume (m³), Weight (t), Area (m²), Length (m), Enumerated (nr) | 65 | fuzzy | Fuzzy match (65%) against: "C7.2 Surface finishes shall be measured by area, except that"
2R | 690 | H | EX-4; 14.4W/m LED, linear covelight with diffused beam distribution, 120° beam angle, IP67 | 134 | m | 19 | 2546 | C050200 | 2.01 | Frame / Concrete Work | Volume (m³), Weight (t), Area (m²), Length (m), Enumerated (nr) | 63 | fuzzy | Fuzzy match (63%) against: "C5.2 Reinforcement shall be measured in accordance with clau"
2R | 694 | K | EX-6; 12W LED, Ceiling recessed LED downlight, diffused optic, IP65 | 32 | Nr. | 112 | 3584 | J020100 | 3.01 | Internal Finishes | Area (m²), Length (m) | 63 | fuzzy | Fuzzy match (63%) against: "J2.1 Backgrounds shall be measured by area; backgrounds for "
2R | 696 | L | EX-7; 7.5W Surface mounted, 50° beam angle, IP65 | 45 | Nr. | 112 | 5040 | C070200 | 2.01 | Frame / Concrete Work | Volume (m³), Weight (t), Area (m²), Length (m), Enumerated (nr) | 66 | fuzzy | Fuzzy match (66%) against: "C7.2 Surface finishes shall be measured by area, except that"
2R | 704 | P | 10A, 2 gang 1 way switch, W/P | 5 | Nr. | 89 | 445 | R050610 | 5.08 | Electrical Installations – Lighting Control Devices | Number | 82 | ai | 2-gang 1-way light switch is a control device for lighting circuits.
2R | 706 | Q | 10A, 3 gang 1 way switch, W/P | 2 | Nr. | 92 | 184 | R050610 | 5.08 | Electrical Installations – Lighting Control Devices | Number | 82 | ai | 3-gang 1-way light switch is a control device for lighting circuits.
2R | 725 | F | 13A switch and fused + neon spur outlet | 7 | Nr. | 49 | 343 | B230301 | 8.01 | Site Works, Drainage, External Services & Landscaping | Volume (m³), Length (m), Area (m²), Enumerated (nr), Item | 61 | fuzzy | Fuzzy match (61%) against: "1. Switches and turnouts"
2R | 727 | G | Override grid switch | 2 | Nr. | 105 | 210 | R050610 | 5.08 | Electrical Installations – Lighting Control Devices | Number | 82 | ai | Override grid switch is a lighting control device for system management.
2R | 729 | H | 4 Channel Dimmer Switch | 1 | Nr. | 868 | 868 | R050610 | 5.08 | Electrical Installations – Lighting Control Devices | Number | 82 | ai | Dimmer switch is a lighting control device for intensity regulation.
2R | 733 | J | Motion sensor | 13 | Nr. | 1562 | 20306 | R050610 | 5.08 | Electrical Installations – Lighting Control Devices | Number | 80 | ai | Motion sensor is a control device for automatic lighting activation.
2R | 735 | K | Microwave sensor, ceiling mounted | 17 | Nr. | 1735 | 29495 | J050000 | 3.01 | Internal Finishes | Area (m²), Length (m) | 67 | fuzzy | Fuzzy match (67%) against: "J5 Suspended ceilings"
2R | 745 | P | LCP-LANDSCAPE | 1 | Nr. | 5207 | 5207 | B220000 | 8.01 | Site Works, Drainage, External Services & Landscaping | Volume (m³), Length (m), Area (m²), Enumerated (nr), Item | 60 | fuzzy | Fuzzy match (60%) against: "B22 Landscaping"
2R | 747 | Q | Touch screen control panel for LCS | 1 | Nr. | 1735 | 1735 | R060000 | 5.08 | Electrical Engineering Installations | Length (m), Enumerated (nr), Item | 71 | fuzzy | Fuzzy match (71%) against: "R6 Control gear"
2R | 775 | A | Emergency and exit lighting points | 196 | Nr. | 358 | 70168 | R040101 | 5.08 | Electrical Engineering Installations | Length (m), Enumerated (nr), Item | 79 | fuzzy | Fuzzy match (79%) against: "1. Lighting points"
2R | 777 | B | Sub circuit monitoring (SCM) | 2 | Nr. | 358 | 716 | R050630 | 5.08 | Electrical Installations – Monitoring & Protection | Number | 78 | ai | Sub-circuit monitoring device is part of electrical system protection and monitoring.
2R | 813 | E | Sub circuit monitoring (SCM) | 2 | Nr. | 10764 | 21528 | R050730 | 5.11 | Fire & Lightning Protection – Emergency Lighting Control | Number | 82 | ai | Sub-circuit monitoring for emergency system is part of fire safety monitoring.
2R | 819 | H | CBS Monitoring workstation and printer | 1 | Nr. | 11700 | 11700 | R050740 | 5.12 | Communication & Security – Monitoring Equipment | Number | 78 | ai | CBS monitoring workstation is a computer/printer system for emergency battery monitoring.
2R | 821 | J | CBSC Communication panel | 1 | Nr. | 11700 | 11700 | R050730 | 5.11 | Fire & Lightning Protection – Emergency Lighting Control | Number | 82 | ai | CBSC communication panel is a control/communication component of central battery system.
2R | 870 | D | Allow for electrical room earthing system | 1 | Item | 1909 | 1909 | A080100 | 9.01 | Preliminaries / General Requirements | Item | 65 | fuzzy | Fuzzy match (65%) against: "An item shall be given for temporary works, which shall incl"
2R | 872 | E | Allow for GSM room earthing system | 1 | Item | 6782 | 6782 | A060106 | 9.01 | Preliminaries / General Requirements | Item | 64 | fuzzy | Fuzzy match (64%) against: "6. Special requirements for programmes or progress charts"
2R | 874 | F | Allow for telecom room earthing system | 1 | Item | 1909 | 1909 | A050100 | 9.01 | Preliminaries / General Requirements | Item | 66 | fuzzy | Fuzzy match (66%) against: "An item shall be given for constructional plant, which shall"
2R | 895 | C | Down conductor | 124 | m | 181 | 22444 | Q030000 | 5.06 | Mechanical Engineering Installations | Length (m), Weight (t), Area (m²), Enumerated (nr), Item | 75 | fuzzy | Fuzzy match (75%) against: "Q3 Ductwork"
2R | 897 | D | Test link | 16 | Nr. | 383 | 6128 | B030000 | 8.01 | Site Works, Drainage, External Services & Landscaping | Volume (m³), Length (m), Area (m²), Enumerated (nr), Item | 68 | fuzzy | Fuzzy match (68%) against: "B3 Boreholes (including pumping test wells)"
2R | 954 | A | 100 x 100mm | 11 | m | 46 | 506 | R040501 | 5.11 | Fire & Lightning Protection – Conduit | Area (m²) | 75 | ai | 100x100mm duct is part of fire alarm system infrastructure for cable routing.
2R | 976 | B | Ceiling mounted speaker with fire dome & ceramic terminal points | 11 | Nr. | 351 | 3861 | J050101 | 3.01 | Internal Finishes | Area (m²), Length (m) | 66 | fuzzy | Fuzzy match (66%) against: "1. Ceilings stating the drop"
2R | 986 | G | Interface unit fire rated enclosure points (2IN/ 2OUT control x Monitor module) (IFU) | 11 | Nr. | 351 | 3861 | R060000 | 5.08 | Electrical Engineering Installations | Length (m), Enumerated (nr), Item | 67 | fuzzy | Fuzzy match (67%) against: "R6 Control gear"
2R | 1002 | P | Ceiling mounted speaker with fire dome & ceramic terminal | 11 | Nr. | 642 | 7062 | J050101 | 3.01 | Internal Finishes | Area (m²), Length (m) | 67 | fuzzy | Fuzzy match (67%) against: "1. Ceilings stating the drop"
2R | 1020 | C | Interface unit fire rated enclosure (2IN/ 2OUT control x Monitor module) (IFU) | 11 | Nr. | 815 | 8965 | R060000 | 5.08 | Electrical Engineering Installations | Length (m), Enumerated (nr), Item | 67 | fuzzy | Fuzzy match (67%) against: "R6 Control gear"
2R | 1028 | F | Main fire alarm control panel with integrated voice evacuation, smoke control panel & fire telephone | 1 | Nr. | 21472 | 21472 | R060000 | 5.08 | Electrical Engineering Installations | Length (m), Enumerated (nr), Item | 79 | fuzzy | Fuzzy match (79%) against: "R6 Control gear"
2R | 1030 | G | Fire alarm repeater panel with back box | 2 | Nr. | 8190 | 16380 | R090100 | 5.08 | Electrical Engineering Installations | Length (m), Enumerated (nr), Item | 69 | fuzzy | Fuzzy match (69%) against: "R9.1 Sundries shall be measured in accordance with clause P2"
2R | 1034 | J | Fire telephone panel (FTP) | 1 | Nr. | 3510 | 3510 | R040105 | 5.08 | Electrical Engineering Installations | Length (m), Enumerated (nr), Item | 61 | fuzzy | Fuzzy match (61%) against: "5. Auxiliary installation points (for example, bell push, te"
2R | 1036 | K | Voice evacuation control panel (VECP) | 1 | Nr. | 21060 | 21060 | R060000 | 5.08 | Electrical Engineering Installations | Length (m), Enumerated (nr), Item | 69 | fuzzy | Fuzzy match (69%) against: "R6 Control gear"
2R | 1040 | M | Fire fighters smoke control system panel | 1 | Nr. | 3510 | 3510 | R060000 | 5.08 | Electrical Engineering Installations | Length (m), Enumerated (nr), Item | 69 | fuzzy | Fuzzy match (69%) against: "R6 Control gear"
2R | 1044 | N | Fire alarm & emergency monitoring system workstation | 1 | Nr. | 11700 | 11700 | R000000 | 5.08 | Electrical Engineering Installations | Length (m), Enumerated (nr), Item | 62 | fuzzy | Fuzzy match (62%) against: "SECTION R - ELECTRICAL ENGINEERING INSTALLATIONS"
2R | 1068 | A | 2 x 6C single mode fiber cable | 60 | m | 115 | 6900 | R040100 | 5.08 | Electrical Engineering Installations | Length (m), Enumerated (nr), Item | 62 | fuzzy | Fuzzy match (62%) against: "R4.1 Cable and conduit to termination points shall be enumer"
2R | 1070 | B | 2 x 12C single mode fiber cable | 21 | m | 229 | 4809 | R040100 | 5.08 | Electrical Engineering Installations | Length (m), Enumerated (nr), Item | 62 | fuzzy | Fuzzy match (62%) against: "R4.1 Cable and conduit to termination points shall be enumer"
2R | 1072 | C | 4 core single mode fiber optic cable | 77 | m | 39 | 3003 | R040100 | 5.08 | Electrical Engineering Installations | Length (m), Enumerated (nr), Item | 65 | fuzzy | Fuzzy match (65%) against: "R4.1 Cable and conduit to termination points shall be enumer"
2R | 1076 | D | 150 x 50mm | 23 | m | 64 | 1472 | R050102 | 5.12 | Communication & Security – Fiber Optic Conduit | Area (m²) | 80 | ai | 150x50mm duct is infrastructure for fiber optic cable routing in ICT/security systems.
2R | 1078 | E | 300 x 50mm | 305 | m | 111 | 33855 | R050102 | 5.12 | Communication & Security – Fiber Optic Conduit | Area (m²) | 80 | ai | 300x50mm duct is infrastructure for fiber optic cable routing in ICT/security systems.
2R | 1080 | F | 450 x 50mm | 44 | m | 146 | 6424 | R050102 | 5.12 | Communication & Security – Fiber Optic Conduit | Area (m²) | 80 | ai | 450x50mm duct is infrastructure for fiber optic cable routing in ICT/security systems.
2R | 1150 | A | 100 x 100mm | 6 | m | 46 | 276 | R050501 | 5.12 | Communication & Security – Conduit | Area (m²) | 75 | ai | 100x100mm duct is part of security/access system infrastructure for cable routing.
2R | 1158 | D | Security IP video intercom system | 1 | Nr. | 302 | 302 | A040103 | 9.01 | Preliminaries / General Requirements | Item | 75 | fuzzy | Fuzzy match (75%) against: "3. Security"
2R | 1166 | G | Security IP video intercom system | 1 | Nr. | 17355 | 17355 | A040103 | 9.01 | Preliminaries / General Requirements | Item | 75 | fuzzy | Fuzzy match (75%) against: "3. Security"
2R | 1195 | A | 10 GB UPLINK OM4 2 x 6 core cable | 9 | m | 115 | 1035 | R040100 | 5.08 | Electrical Engineering Installations | Length (m), Enumerated (nr), Item | 61 | fuzzy | Fuzzy match (61%) against: "R4.1 Cable and conduit to termination points shall be enumer"
2R | 1197 | B | 2 x 6 core fiber optic cable (OM4) | 6 | m | 115 | 690 | R010400 | 5.08 | Electrical Engineering Installations | Length (m), Enumerated (nr), Item | 61 | fuzzy | Fuzzy match (61%) against: "R1.4 The references herein to 'conduit' shall be understood "
2R | 1232 | E | Automatic number plate recognition camera; CIW-XX-ANPR-WP (Cam-5) | 2 | Nr. | 48036 | 96072 | Q050000 | 5.06 | Mechanical Engineering Installations | Length (m), Weight (t), Area (m²), Enumerated (nr), Item | 68 | fuzzy | Fuzzy match (68%) against: "Q5 Automatic controls"
2R | 1236 | F | 42U Security IDF Rack | 1 | Nr. | 21693 | 21693 | A040103 | 9.01 | Preliminaries / General Requirements | Item | 74 | fuzzy | Fuzzy match (74%) against: "3. Security"
2R | 1238 | G | 42U Security Server Rack | 2 | Nr. | 21693 | 43386 | A040103 | 9.01 | Preliminaries / General Requirements | Item | 74 | fuzzy | Fuzzy match (74%) against: "3. Security"
2R | 1244 | K | Workstation; including APNR camera workstation, VMS workstation & Access Control Workstation | 1 | Nr. | 43040 | 43040 | R060000 | 5.08 | Electrical Engineering Installations | Length (m), Enumerated (nr), Item | 69 | fuzzy | Fuzzy match (69%) against: "R6 Control gear"
2R | 1250 | L | Access controlled single leaf door (ACS-1) | 5 | Nr. | 1199 | 5995 | A080102 | 9.01 | Preliminaries / General Requirements | Item | 60 | fuzzy | Fuzzy match (60%) against: "2. Access roads"
2R | 1252 | M | Access controlled double leaf door (ACS-2) | 3 | Nr. | 1199 | 3597 | A080102 | 9.01 | Preliminaries / General Requirements | Item | 60 | fuzzy | Fuzzy match (60%) against: "2. Access roads"
2R | 1263 | A | Access controlled sliding door (ACS-SL) | 2 | Nr. | 1199 | 2398 | A080102 | 9.01 | Preliminaries / General Requirements | Item | 60 | fuzzy | Fuzzy match (60%) against: "2. Access roads"
2R | 1265 | B | Door contact (DC-1) | 18 | Nr. | 1199 | 21582 | H010000 | 2.06 | Windows and External Doors | Enumerated (nr), Area (m²), Length (m) | 62 | fuzzy | Fuzzy match (62%) against: "H1 Doors"
2R | 1271 | C | Access controlled single leaf door (ACS-1) | 5 | Nr. | 13883 | 69415 | A080102 | 9.01 | Preliminaries / General Requirements | Item | 60 | fuzzy | Fuzzy match (60%) against: "2. Access roads"
2R | 1273 | D | Access controlled double leaf door (ACS-2) | 3 | Nr. | 27768 | 83304 | A080102 | 9.01 | Preliminaries / General Requirements | Item | 60 | fuzzy | Fuzzy match (60%) against: "2. Access roads"
2R | 1275 | E | Access controlled sliding door (ACS-SL) | 2 | Nr. | 13883 | 27766 | A080102 | 9.01 | Preliminaries / General Requirements | Item | 60 | fuzzy | Fuzzy match (60%) against: "2. Access roads"
2R | 1277 | F | Door contact (DC-1) | 18 | Nr. | 421 | 7578 | H010000 | 2.06 | Windows and External Doors | Enumerated (nr), Area (m²), Length (m) | 62 | fuzzy | Fuzzy match (62%) against: "H1 Doors"
2R | 1283 | G | Access control panel (ACP) | 2 | Nr. | 29886 | 59772 | R060000 | 5.08 | Electrical Engineering Installations | Length (m), Enumerated (nr), Item | 69 | fuzzy | Fuzzy match (69%) against: "R6 Control gear"
2R | 1285 | H | Access control system workstation including monitors, keyboard, mouse, etc | 1 | Nr. | 52650 | 52650 | R060000 | 5.08 | Electrical Engineering Installations | Length (m), Enumerated (nr), Item | 69 | fuzzy | Fuzzy match (69%) against: "R6 Control gear"
2R | 1291 | J | Vehicle Entry | 1 | Nr. | 32037 | 32037 | A060103 | 9.01 | Preliminaries / General Requirements | Item | 61 | fuzzy | Fuzzy match (61%) against: "3. Vehicles"
2R | 1293 | K | Vehicle Exit | 1 | Nr. | 32037 | 32037 | A060103 | 9.01 | Preliminaries / General Requirements | Item | 63 | fuzzy | Fuzzy match (63%) against: "3. Vehicles"
2R | 1297 | M | Push button for barrier | 1 | Nr. | 347 | 347 | P010200 | 5.10 | Lift & Conveyor – Gate Barrier Controls | Number | 72 | ai | Push button control for a gate barrier system is a component of an automated access/conveying device, best classified under conveyance equipment controls.
2R | 1348 | A | Allow for all connections to existing services mains if not included above | 1 | Item | 1735 | 1735 | Q060000 | 5.06 | Mechanical Engineering Installations | Length (m), Weight (t), Area (m²), Enumerated (nr), Item | 77 | fuzzy | Fuzzy match (77%) against: "Q6 Connections to supply mains"
2R | 1382 | D | Allow for supplying and fixing all sleeves, frames and built-in fire stoppers for building into concrete structures and masonry walls | 1 | Item | 2340 | 2340 | F020103 | 2.01 | Frame / Woodwork | Length (m), Area (m²), Enumerated (nr) | 76 | fuzzy | Fuzzy match (76%) against: "3. Walls"
2R | 1392 | H | Electrical mains | 1 | Item | 100 | 100 | R040104 | 5.08 | Electrical Engineering Installations | Length (m), Enumerated (nr), Item | 79 | fuzzy | Fuzzy match (79%) against: "4. Equipment points, stating type of equipment or the electr"
2R | 1394 | J | Small power | 1 | Item | 100 | 100 | A050101 | 9.01 | Preliminaries / General Requirements | Item | 67 | fuzzy | Fuzzy match (67%) against: "1. Small plant and tools"
2R | 1406 | A | Lighting | 1 | Item | 100 | 100 | R010200 | 5.08 | Electrical Engineering Installations | Length (m), Enumerated (nr), Item | 79 | fuzzy | Fuzzy match (79%) against: "be enumerated on a locational basis (for example, lighting i"
2R | 1408 | B | Emergency lighting | 1 | Item | 100 | 100 | R070100 | 5.08 | Electrical Engineering Installations | Length (m), Enumerated (nr), Item | 79 | fuzzy | Fuzzy match (79%) against: "R7.1 Transformers, generators, standby power cubicles, lumin"
2R | 1410 | C | Fire detection, Emergency voice alarm and Evacuation system installations | 1 | Item | 100 | 100 | N030000 | 5.13 | Specialist Installations | Enumerated (nr), Item | 79 | fuzzy | Fuzzy match (79%) against: "N3 Installations"
2R | 1412 | D | Security Installation | 1 | Item | 100 | 100 | R040105 | 5.08 | Electrical Engineering Installations | Length (m), Enumerated (nr), Item | 76 | fuzzy | Fuzzy match (76%) against: "5. Auxiliary installation points (for example, bell push, te"
2R | 1416 | E | Electrical mains |  | Item | 0 | 100 | R040104 | 5.08 | Electrical Engineering Installations | Length (m), Enumerated (nr), Item | 79 | fuzzy | Fuzzy match (79%) against: "4. Equipment points, stating type of equipment or the electr"
2R | 1418 | F | Small power |  | Item | 0 | 100 | A050101 | 9.01 | Preliminaries / General Requirements | Item | 67 | fuzzy | Fuzzy match (67%) against: "1. Small plant and tools"
2R | 1420 | G | Lighting |  | Item | 0 | 100 | R010200 | 5.08 | Electrical Engineering Installations | Length (m), Enumerated (nr), Item | 79 | fuzzy | Fuzzy match (79%) against: "be enumerated on a locational basis (for example, lighting i"
2R | 1422 | H | Emergency lighting |  | Item | 0 | 100 | R070100 | 5.08 | Electrical Engineering Installations | Length (m), Enumerated (nr), Item | 79 | fuzzy | Fuzzy match (79%) against: "R7.1 Transformers, generators, standby power cubicles, lumin"
2R | 1424 | J | Fire detection, Emergency voice alarm and Evacuation system installations |  | Item | 0 | 100 | N030000 | 5.13 | Specialist Installations | Enumerated (nr), Item | 79 | fuzzy | Fuzzy match (79%) against: "N3 Installations"
2R | 1426 | K | Security Installation |  | Item | 0 | 100 | R040105 | 5.08 | Electrical Engineering Installations | Length (m), Enumerated (nr), Item | 76 | fuzzy | Fuzzy match (76%) against: "5. Auxiliary installation points (for example, bell push, te"
2R | 1428 | L | Allow for training the Employer's Staff to operate and maintain the Electrical Engineering Installations | 1 | Item | 500 | 500 | N030000 | 5.13 | Specialist Installations | Enumerated (nr), Item | 79 | fuzzy | Fuzzy match (79%) against: "N3 Installations"
2R | 1446 | A | Light points | 29 | Nr. | 172 | 4988 | R040101 | 5.08 | Electrical Engineering Installations | Length (m), Enumerated (nr), Item | 79 | fuzzy | Fuzzy match (79%) against: "1. Lighting points"
2R | 1447 | B | Linear light points | 6 | m | 122 | 732 | R040101 | 5.08 | Electrical Engineering Installations | Length (m), Enumerated (nr), Item | 77 | fuzzy | Fuzzy match (77%) against: "1. Lighting points"
2R | 1449 | D | Track Channel points | 3 | m | 104 | 312 | R040101 | 5.08 | Electrical Engineering Installations | Length (m), Enumerated (nr), Item | 61 | fuzzy | Fuzzy match (61%) against: "1. Lighting points"
2R | 1450 | E | Light installations | 29 | Nr. | 47 | 1363 | N030000 | 5.13 | Specialist Installations | Enumerated (nr), Item | 79 | fuzzy | Fuzzy match (79%) against: "N3 Installations"
2R | 1451 | F | Linear light installations | 6 | m | 18 | 108 | N030000 | 5.13 | Specialist Installations | Enumerated (nr), Item | 79 | fuzzy | Fuzzy match (79%) against: "N3 Installations"
2R | 1452 | G | Facade linear light installations | 2 | m | 19 | 38 | N030000 | 5.13 | Specialist Installations | Enumerated (nr), Item | 79 | fuzzy | Fuzzy match (79%) against: "N3 Installations"
2R | 1453 | H | Track Channel installation | 3 | m | 18 | 54 | N030000 | 5.13 | Specialist Installations | Enumerated (nr), Item | 74 | fuzzy | Fuzzy match (74%) against: "N3 Installations"
2R | 1454 | I | LO-1; 22.8W LED - recessed ceiling downlight , IP20 | 1 | Nr. | 1035 | 1035 | J050000 | 3.01 | Internal Finishes | Area (m²), Length (m) | 64 | fuzzy | Fuzzy match (64%) against: "J5 Suspended ceilings"
2R | 1455 | J | LO-3; 11.9W LED - recessed ceiling tiltable downlight , IP20 | 28 | Nr. | 1204 | 33712 | J050101 | 3.01 | Internal Finishes | Area (m²), Length (m) | 65 | fuzzy | Fuzzy match (65%) against: "1. Ceilings stating the drop"
2R | 1456 | K | LO-3; Track Channel | 3 | m | 764 | 2292 | P010300 | 5.10 | Lift & Conveyor – Gate Barrier Track Channel | Length (m) | 70 | ai | Track channel is a primary structural component of the gate barrier system's guiding mechanism, falling under conveying equipment.
2R | 1457 | L | LO-4; 4.8W/M LED - linear furniture light, IP20 | 6 | m | 82 | 492 | M000000 | 4.01 | Furnishings | Enumerated (nr), Length (m), Item | 64 | fuzzy | Fuzzy match (64%) against: "SECTION M - FURNISHINGS"
2R | 1458 | M | EX-2; 12W/FT LED, surface mounted linear uplight, 60° beam angle, IP66 | 1 | m | 1822 | 1822 | C070200 | 2.01 | Frame / Concrete Work | Volume (m³), Weight (t), Area (m²), Length (m), Enumerated (nr) | 65 | fuzzy | Fuzzy match (65%) against: "C7.2 Surface finishes shall be measured by area, except that"
2R | 1459 | N | EX-3; 15W/FT LED, floor recessed linear light, narrow beam 15°, IP68 | 1 | m | 2348 | 2348 | R030100 | 5.08 | Electrical Installations – Floor Recessed Lighting | Length (m) | 82 | ai | LED linear recessed light fixture with IP68 rating is an electrical luminaire installation, appropriately coded under electrical lighting systems.
3B | 26 | A | P03; size 600 x 300x 20mm thick | 91 | m² | 513 | 46683 | B080200 | 8.01 | External Works – Hard Landscaping/Paving | Area (m²) | 72 | ai | P03 paving units (600x300x20mm) on slab indicate hardscaping/paving material for external landscaping works.
3B | 59 | A | Imported planting soil; sweet soil with fertilizers and soil amendments as required | 36 | m³ | 106 | 3816 | K010100 | 4.01 | Furniture, Fittings and Equipment | Enumerated (nr), Length (m), Area (m²), Item | 65 | fuzzy | Fuzzy match (65%) against: "K1.1 For the purposes of identification, accessories to be m"
3B | 86 | C | Ground covers; Asystasia Gangetica; 300mm high | 71 | Nr. | 15 | 1065 | B070100 | 8.01 | External Works – Planting (Ground Covers) | Area (m²) | 82 | ai | Asystasia Gangetica ground cover at 300mm high for soft landscaping external works.
3B | 90 | D | Maintenance and management during contract period and up to date of Taking Over as per specifications | 1 | Item | 42208 | 42208 | A010000 | 9.01 | Preliminaries / General Requirements | Item | 68 | fuzzy | Fuzzy match (68%) against: "Conditions of contract"
3B | 92 | E | Maintenance and management during Defects Liabilities Period as per specifications | 1 | Item | 55254 | 55254 | A020000 | 9.01 | Preliminaries / General Requirements | Item | 62 | fuzzy | Fuzzy match (62%) against: "Specification"
3B | 96 | F | Tree stakes; 2nr pressure treated softwood stake post of size 50mm dia.; stained mid brown colour; 1000mm minimum length below grouns and 1100mm minimum length above ground; including 25 x 3mm 'Rainbw' ties | 6 | Nr. | 98 | 588 | K020100 | 4.01 | Furniture, Fittings and Equipment | Enumerated (nr), Length (m), Area (m²), Item | 63 | fuzzy | Fuzzy match (63%) against: "K2.1 Partitions shall be measured by length, taken over all "
3B | 98 | G | Tree ties; adjustable rubber ties; black colour; minimum width 35mm; fixed as per manufacturer's recommendations; including all ancillary works as necessary | 6 | Nr. | 43 | 258 | K020100 | 4.01 | Furniture, Fittings and Equipment | Enumerated (nr), Length (m), Area (m²), Item | 65 | fuzzy | Fuzzy match (65%) against: "K2.1 Partitions shall be measured by length, taken over all "
3B | 100 | H | 30mm thick drainage cell; on slab | 62 | m² | 65 | 4030 | B080100 | 8.01 | External Works – Site Preparation/Drainage | Area (m²) | 78 | ai | 30mm thick drainage cell on slab is a landscaping infrastructure/drainage layer for external works.
3B | 102 | J | Irrigation works | 62 | m² | 144 | 8928 | Q090000 | 5.06 | Mechanical Engineering Installations | Length (m), Weight (t), Area (m²), Enumerated (nr), Item | 61 | fuzzy | Fuzzy match (61%) against: "Q9 Work incidental to mechanical engineering installations"
3B | 163 | 3/B/1/A | P03; size 600 x 300x 20mm thick | 6 | m² | 513 | 3078 | B080200 | 8.01 | External Works – Hard Landscaping/Paving | Area (m²) | 72 | ai | P03 paving units (600x300x20mm) addition/deduction item for hardscaping in external works.
3B | 168 | 3/B/3/C | Ground covers; Asystasia Gangetica; 300mm high | 17 | Nr. | 15 | 255 | B070100 | 8.01 | External Works – Planting (Ground Covers) | Area (m²) | 82 | ai | Asystasia Gangetica ground cover addition/deduction item for soft landscaping works.
3B | 169 | 3/B/3/H | 30mm thick drainage cell; on slab | 17 | m² | 65 | 1105 | B080100 | 8.01 | External Works – Site Preparation/Drainage | Area (m²) | 78 | ai | 30mm thick drainage cell addition/deduction item for landscaping drainage infrastructure.
3B | 170 | 3/B/3/J | Irrigation works | 17 | m² | 144 | 2448 | Q090000 | 5.06 | Mechanical Engineering Installations | Length (m), Weight (t), Area (m²), Enumerated (nr), Item | 61 | fuzzy | Fuzzy match (61%) against: "Q9 Work incidental to mechanical engineering installations"
3C | 80 | P | Drop panel | 6 | m³ | 595 | 3570 | J050101 | 3.01 | Internal Finishes | Area (m²), Length (m) | 63 | fuzzy | Fuzzy match (63%) against: "1. Ceilings stating the drop"
3C | 108 | C | Lintels | 40 | m³ | 534 | 21360 | C020108 | 2.01 | Frame / Concrete Work | Volume (m³), Weight (t), Area (m²), Length (m), Enumerated (nr) | 79 | fuzzy | Fuzzy match (79%) against: "8. Beams (measured below the slab), which shall include lint"
3C | 110 | D | Coping | 10 | m³ | 534 | 5340 | B220000 | 8.01 | Site Works, Drainage, External Services & Landscaping | Volume (m³), Length (m), Area (m²), Enumerated (nr), Item | 64 | fuzzy | Fuzzy match (64%) against: "B22 Landscaping"
3C | 122 | K | Plinth to BMU | 2 | m³ | 534 | 1068 | C030300 | 2.05 | External Walls – In-situ Concrete | Area (m²) | 80 | ai | Plinth to BMU is an exposed concrete element at building perimeter classified as external work.
3C | 126 | L | To softscape area; 50mm thick | 3 | m³ | 1174 | 3522 | C030300 | 8.01 | External Works – Concrete | Area (m²) | 80 | ai | Concrete to softscape area is external ground-level work typically classified as external works.
3C | 132 | P | To water tank area; 240mm thick | 2 | m³ | 1174 | 2348 | C020100 | 2.02 | Upper Floors – In-situ Concrete | Area (m²) | 80 | ai | Concrete to water tank area is a structural slab supporting building services classified as upper floor.
3C | 134 | Q | To chiller area; 200mm thick | 9 | m³ | 0 | N/A | C020100 | 2.02 | Upper Floors – In-situ Concrete | Area (m²) | 80 | ai | Concrete to chiller area is a structural slab supporting mechanical equipment classified as upper floor.
3C | 136 | R | To FAHU area; 200mm thick | 5 | m³ | 0 | N/A | C020100 | 2.02 | Upper Floors – In-situ Concrete | Area (m²) | 80 | ai | Concrete to FAHU area is a structural slab supporting mechanical equipment classified as upper floor.
3C | 181 | L | To copings; various diameter | 2.92 | t | 4966 | 14501 | C010400 | 2.05 | External Walls – Reinforcement Steel | Mass (tonnes) | 80 | ai | Reinforcing steel to copings is reinforcement for external concrete edge elements.
3C | 194 | B | To Mechanical Base | 0.54 | t | 4966 | 2682 | Q090000 | 5.06 | Mechanical Engineering Installations | Length (m), Weight (t), Area (m²), Enumerated (nr), Item | 79 | fuzzy | Fuzzy match (79%) against: "Q9 Work incidental to mechanical engineering installations"
3C | 198 | D | To Plinth | 0.13 | t | 4966 | 646 | C010400 | 1.01 | Substructure – Reinforcement Steel | Mass (tonnes) | 80 | ai | Reinforcement to plinth is typically part of substructure/foundation reinforcement.
3C | 262 | C | Side and soffits of drop panel | 34 | m² | 114 | 3876 | C040108 | 2.01 | Frame / Concrete Work | Volume (m³), Weight (t), Area (m²), Length (m), Enumerated (nr) | 72 | fuzzy | Fuzzy match (72%) against: "8. Sides and soffits of sloping beams, which shall include l"
3C | 270 | G | Edges; not exceeding 300mm high; roof slab | 525 | m | 114 | 59850 | C040800 | 2.01 | Frame / Concrete Work | Volume (m³), Weight (t), Area (m²), Length (m), Enumerated (nr) | 60 | fuzzy | Fuzzy match (60%) against: "C4.8 Unless otherwise stated, if the volume of concrete has "
3C | 274 | J | Sides of shear walls | 6605 | m² | 114 | 752970 | F020103 | 2.01 | Frame / Woodwork | Length (m), Area (m²), Enumerated (nr) | 79 | fuzzy | Fuzzy match (79%) against: "3. Walls"
3C | 276 | K | Sides of core walls | 2381 | m² | 114 | 271434 | F020103 | 2.01 | Frame / Woodwork | Length (m), Area (m²), Enumerated (nr) | 79 | fuzzy | Fuzzy match (79%) against: "3. Walls"
3C | 290 | C | Sides and soffit of lintels | 794 | m² | 114 | 90516 | C040108 | 2.01 | Frame / Concrete Work | Volume (m³), Weight (t), Area (m²), Length (m), Enumerated (nr) | 79 | fuzzy | Fuzzy match (79%) against: "8. Sides and soffits of sloping beams, which shall include l"
3C | 292 | D | Sides of copings | 82.02 | m² | 114 | 9350 | C040109 | 2.01 | Frame / Concrete Work | Volume (m³), Weight (t), Area (m²), Length (m), Enumerated (nr) | 76 | fuzzy | Fuzzy match (76%) against: "9. Sides of columns"
3C | 298 | G | Sides of riser | 44.2 | m | 114 | 5039 | C040105 | 2.01 | Frame / Concrete Work | Volume (m³), Weight (t), Area (m²), Length (m), Enumerated (nr) | 75 | fuzzy | Fuzzy match (75%) against: "5. Sides of walls, which shall include attached columns"
3C | 300 | H | Sides of water tank base | 13.44 | m² | 114 | 1532 | C040109 | 2.01 | Frame / Concrete Work | Volume (m³), Weight (t), Area (m²), Length (m), Enumerated (nr) | 60 | fuzzy | Fuzzy match (60%) against: "9. Sides of columns"
3C | 306 | L | Sides of plinth | 134 | m³ | 114 | 15276 | C040104 | 2.01 | Frame / Concrete Work | Volume (m³), Weight (t), Area (m²), Length (m), Enumerated (nr) | 72 | fuzzy | Fuzzy match (72%) against: "4. Sides of foundations, which shall include bases, pile cap"
3C | 379 | A | Soffits of post tensioned slab | 13049 | m² | 114 | 1487586 | C040102 | 2.01 | Frame / Concrete Work | Volume (m³), Weight (t), Area (m²), Length (m), Enumerated (nr) | 76 | fuzzy | Fuzzy match (76%) against: "2. Sloping soffits, which shall include soffits of staircase"
3C | 381 | B | Soffits of post tensioned slab; roof slab | 1071 | m² | 114 | 122094 | C040101 | 2.01 | Frame / Concrete Work | Volume (m³), Weight (t), Area (m²), Length (m), Enumerated (nr) | 74 | fuzzy | Fuzzy match (74%) against: "1. Soffits; shuttering to soffits of special construction sh"
3C | 383 | C | Sides and soffits of post tensioned drop panel | 8 | m² | 114 | 912 | J050102 | 3.01 | Internal Finishes | Area (m²), Length (m) | 68 | fuzzy | Fuzzy match (68%) against: "2. Sides and soffits of beams or upstands."
3C | 423 | 3/C/1/A-E | C50 concrete to column and wall | -16 | m³ | 655 | -10480 | C050000 | 2.01 | Frame / Concrete Work | Volume (m³), Weight (t), Area (m²), Length (m), Enumerated (nr) | 79 | fuzzy | Fuzzy match (79%) against: "C5 Precast concrete"
3C | 426 | 3/C/2/B-F | C40 concrete to column and wall | -90 | m³ | 639 | -57510 | C020000 | 2.01 | Frame / Concrete Work | Volume (m³), Weight (t), Area (m²), Length (m), Enumerated (nr) | 79 | fuzzy | Fuzzy match (79%) against: "C2 Poured concrete"
3C | 429 | 3/C/3/L-P | Light weight concrete | 4 | m³ | 1174 | 4696 | C010100 | 2.01 | Frame / Concrete Work | Volume (m³), Weight (t), Area (m²), Length (m), Enumerated (nr) | 78 | fuzzy | Fuzzy match (78%) against: "C1.1 Reinforced poured concrete and plain poured concrete sh"
3C | 431 | 3/C/6/A-K,7-A-M | Shuttering | -352.92 | m² | 114 | -40233 | C040000 | 2.01 | Frame / Concrete Work | Volume (m³), Weight (t), Area (m²), Length (m), Enumerated (nr) | 79 | fuzzy | Fuzzy match (79%) against: "C4 Shuttering"
3C | 432 | 3/C/8/A | C50 Post Tension slab | 8 | m³ | 616 | 4928 | C040000 | 2.01 | Frame / Concrete Work | Volume (m³), Weight (t), Area (m²), Length (m), Enumerated (nr) | 65 | fuzzy | Fuzzy match (65%) against: "C4 Shuttering"
3C | 433 | 3/C/8/C-E | C50 Post Tension slab | 32 | m³ | 602 | 19264 | C040000 | 2.01 | Frame / Concrete Work | Volume (m³), Weight (t), Area (m²), Length (m), Enumerated (nr) | 65 | fuzzy | Fuzzy match (65%) against: "C4 Shuttering"
3C | 434 | 3/C/8/G-H | Reinforcement to PT slab | 39.37 | t | 4966 | 195511 | C030000 | 2.01 | Frame / Concrete Work | Volume (m³), Weight (t), Area (m²), Length (m), Enumerated (nr) | 79 | fuzzy | Fuzzy match (79%) against: "C3 Reinforcement"
3C | 435 | 3/C/9/A-E | Shuttering to PT slab | 1288 | m² | 114 | 146832 | C040000 | 2.01 | Frame / Concrete Work | Volume (m³), Weight (t), Area (m²), Length (m), Enumerated (nr) | 79 | fuzzy | Fuzzy match (79%) against: "C4 Shuttering"
3C | 436 | 3/C/9/F-G | PT works | 182 | m² | 57 | 10374 | A080000 | 9.01 | Preliminaries / General Requirements | Item | 79 | fuzzy | Fuzzy match (79%) against: "Temporary works"
3D | 98 | E | 100mm thick; EWT 11; void areas; to lower roof | 460 | m² | 0 | INCLUDED | D010100 | 2.05 | External Walls – Blockwork 100mm; EWT11; Void Areas to Lower Roof | Area (m²) | 82 | ai | EWT11 100mm thick external wall with void areas above lower roof; external masonry wall section.
3D | 110 | L | 150mm thick; non fire rated; MEP riser walls with Shim blocks to the duct openings; refer to the drawing DHRE0017-KP-XX-ZZ-DWG-AR-109001_TYPICAL DETAILS - EXTERNAL WATERPROOFING; EWT 03 | 18 | m² | 117 | 2106 | F020103 | 2.01 | Frame / Woodwork | Length (m), Area (m²), Enumerated (nr) | 72 | fuzzy | Fuzzy match (72%) against: "3. Walls"
3D | 148 | A | Control joints | 1 | Item | 102000 | 102000 | A090108 | 9.01 | Preliminaries / General Requirements | Item | 72 | fuzzy | Fuzzy match (72%) against: "8. Control of noise and pollution"
3D | 150 | B | Control joints (RATE ONLY) | 0 | m | 0 | 0 | R060000 | 5.08 | Electrical Engineering Installations | Length (m), Enumerated (nr), Item | 70 | fuzzy | Fuzzy match (70%) against: "R6 Control gear"
3D | 152 | C | Isolation joints | 1 | Item | 68000 | 68000 | B200200 | 8.01 | Site Works, Drainage, External Services & Landscaping | Volume (m³), Length (m), Area (m²), Enumerated (nr), Item | 65 | fuzzy | Fuzzy match (65%) against: "B20.2 Expansion joints and water stops shall be measured by "
3D | 154 | D | Isolation joints (RATE ONLY) | 0 | m | 0 | 0 | D020200 | 2.07 | Internal Walls – Isolation Joints | Linear (m) | 78 | ai | Isolation joints are building control components for internal wall systems; rated item for specification only.
3D | 156 | E | Expansion joints | 1 | Item | 5000 | 5000 | B200200 | 8.01 | Site Works, Drainage, External Services & Landscaping | Volume (m³), Length (m), Area (m²), Enumerated (nr), Item | 79 | fuzzy | Fuzzy match (79%) against: "B20.2 Expansion joints and water stops shall be measured by "
3D | 158 | F | Expansion joints (RATE ONLY) | 0 | m | 0 | 0 | D050200 | 2.05 | External Walls / Masonry | Area (m²), Length (m), Volume (m³) | 77 | fuzzy | Fuzzy match (77%) against: "D5.2 Expansion joints or the like shall be measured by lengt"
3D | 167 | A | Movement joints; wall head junction with slab soffit | 1 | Item | 136000 | 136000 | C060300 | 2.01 | Frame / Concrete Work | Volume (m³), Weight (t), Area (m²), Length (m), Enumerated (nr) | 68 | fuzzy | Fuzzy match (68%) against: "C6.3 Reinforcement shall be measured in accordance with clau"
3D | 229 | 10 | TW01-100mm Cement board | 189 | m2 | 170 | 32130 | D020100 | 2.07 | Internal Blockwork – TW01 100mm Cement Board | Area (m²) | 82 | ai | TW01 100mm cement board is an internal wall partition system; masonry/board composite partition.
3D | 230 | 11 | TW02-100mm Gypsum board | 65 | m2 | 204 | 13260 | D020100 | 2.07 | Internal Blockwork – TW02 100mm Gypsum Board | Area (m²) | 82 | ai | TW02 100mm gypsum board is an internal wall partition system; masonry/board composite partition.
3D | 234 | 3/D/1/A | IWT-01 | -21 | m² | 200 | -4200 | D020100 | 2.07 | Internal Walls – Blockwork Type 01 Addition/Deduction | Area (m²) | 80 | ai | IWT-01 addition/deduction item; internal masonry wall variant for cost adjustment purposes.
3D | 235 | 3/D/1/B | IWT-01-1hr FR | -34 | m² | 209 | -7106 | N070100 | 2.07 | Internal Walls – Fire-Rated Partition | Area (m²) | 75 | ai | IWT-01-1hr FR indicates an internal wall partition with 1-hour fire rating; coded as fire-rated internal wall construction.
3D | 236 | 3/D/2/B | IWT-01-2hr FR; 40 DB | -234 | m² | 245 | -57330 | N070100 | 2.07 | Internal Walls – Fire-Rated Partition with Acoustic Rating | Area (m²) | 78 | ai | IWT-01-2hr FR with 40 dB acoustic rating is a 2-hour fire-rated internal wall with sound insulation performance.
3D | 237 | 3/D/2/C | IWT-01-2hr FR; 50 DB | 350 | m² | 245 | 85750 | N070100 | 2.07 | Internal Walls – Fire-Rated Partition with Acoustic Rating | Area (m²) | 78 | ai | IWT-01-2hr FR with 50 dB acoustic rating is a 2-hour fire-rated internal wall with enhanced sound insulation.
3D | 238 | 3/D/2/D | IWT-01-2hr FR; 55 DB | -99 | m² | 245 | -24255 | N070100 | 2.07 | Internal Walls – Fire-Rated Partition with Acoustic Rating | Area (m²) | 78 | ai | IWT-01-2hr FR with 55 dB acoustic rating is a 2-hour fire-rated internal wall with high acoustic performance.
3D | 239 | 3/D/2/F | IWT-02 | -25 | m² | 217 | -5425 | N070100 | 2.07 | Internal Walls – Standard Partition | Area (m²) | 72 | ai | IWT-02 represents a standard internal wall type without specified fire rating; basic internal partition wall.
3D | 240 | 3/D/2/H | IWT-02-2hr FR | -50 | m² | 226 | -11300 | N070100 | 2.07 | Internal Walls – Fire-Rated Partition | Area (m²) | 76 | ai | IWT-02-2hr FR is a 2-hour fire-rated internal wall of type IWT-02 specification.
3D | 241 | 3/D/2/J | IWT-02-2hr FR; 40 DB | -10 | m² | 226 | -2260 | N070100 | 2.07 | Internal Walls – Fire-Rated Partition with Acoustic Rating | Area (m²) | 78 | ai | IWT-02-2hr FR with 40 dB acoustic rating is a 2-hour fire-rated internal wall with sound insulation.
3D | 242 | 3/D/2/K | IWT-03 | -583 | m² | 95 | -55385 | N070100 | 2.07 | Internal Walls – Standard Partition | Area (m²) | 72 | ai | IWT-03 represents a standard internal wall type without specified fire rating; basic internal partition wall.
3D | 243 | 3/D/2/L | IWT-03-2hr FR | -40 | m² | 105 | -4200 | N070100 | 2.07 | Internal Walls – Fire-Rated Partition | Area (m²) | 76 | ai | IWT-03-2hr FR is a 2-hour fire-rated internal wall of type IWT-03 specification.
3D | 244 | 3/D/2/N | EWT-01-2hr FR; 40 DB | -109 | m² | 160 | -17440 | D050100 | 2.05 | External Walls – Fire-Rated with Acoustic Rating | Area (m²) | 78 | ai | EWT-01-2hr FR with 40 dB acoustic rating is a 2-hour fire-rated external wall with sound insulation.
3D | 261 | 3/D/3/B | 250mm thick; 1 hour fire rated; Rw 40dB acoustic rating; EWT01 | -389 | m² | 166 | -64574 | D050100 | 2.05 | External Walls – Fire-Rated with Acoustic Rating | Area (m²) | 80 | ai | 250mm thick external wall EWT-01 with 1-hour fire rating and 40 dB acoustic rating is a fire-rated external wall system.
3D | 262 | 3/D/3/D | 250mm thick; 2 hour fire rated; Rw 40dB acoustic rating; EWT01 | -234 | m² | 166 | -38844 | D050100 | 2.05 | External Walls – Fire-Rated with Acoustic Rating | Area (m²) | 82 | ai | 250mm thick external wall EWT-01 with 2-hour fire rating and 40 dB acoustic rating is a fire-rated external wall system.
3D | 263 | 3/D/3/D | 250mm thick; Rw 40dB acoustic rating; EWT 01; to lower roof | -18 | m² | 166 | -2988 | D050100 | 2.05 | External Walls – Acoustic Rating to Lower Roof | Area (m²) | 75 | ai | 250mm thick external wall EWT-01 with 40 dB acoustic rating connecting to lower roof is an external wall to roof interface.
3D | 264 | 3/D/3/G | 200mm thick; 2 hour fire rated; Rw 50dB acoustic rating; EWT 02; to lower roof | 6 | m² | 150 | 900 | D050100 | 2.05 | External Walls – Fire-Rated with Acoustic Rating to Lower Roof | Area (m²) | 77 | ai | 200mm thick external wall EWT-02 with 2-hour fire rating and 50 dB acoustic rating to lower roof is a fire-rated external wall interface.
3D | 265 | 3/D/3/L | 150mm thick; non fire rated; MEP riser walls with Shim blocks to the duct openings; refer to the drawing DHRE0017-KP-XX-ZZ-DWG-AR-109001_TYPICAL DETAILS - EXTERNAL WATERPROOFING; EWT 03 | -4 | m² | 117 | -468 | F020103 | 2.01 | Frame / Woodwork | Length (m), Area (m²), Enumerated (nr) | 72 | fuzzy | Fuzzy match (72%) against: "3. Walls"
3E | 16 | A | To roof canopy 1 and 2 | 1 | Item | 68771 | 68771 | A090108 | 9.01 | Preliminaries / General Requirements | Item | 61 | fuzzy | Fuzzy match (61%) against: "8. Control of noise and pollution"
3E | 18 | B | Fittings | 0 | Item | 0 | Included | F060000 | 2.01 | Frame / Woodwork | Length (m), Area (m²), Enumerated (nr) | 79 | fuzzy | Fuzzy match (79%) against: "F6 Finishings and fittings"
3E | 22 | C | Corrosion protection | 0 | Item | 0 | Included | N010100 | 5.13 | Specialist Installations | Enumerated (nr), Item | 75 | fuzzy | Fuzzy match (75%) against: "protection)."
3E | 24 | D | Corrosion protection (RATE ONLY) | 0 | m² | 0 | Rate Only | N010100 | 5.13 | Specialist Installations | Enumerated (nr), Item | 63 | fuzzy | Fuzzy match (63%) against: "protection)."
3E | 28 | E | Fire protection | 0 | Item | 0 | Refer to PTC No.5, Item 19 of Section B | G000000 | 2.03 | Roof / Thermal & Moisture Protection | Area (m²), Length (m), Enumerated (nr) | 79 | fuzzy | Fuzzy match (79%) against: "SECTION G - THERMAL AND MOISTURE PROTECTION"
3E | 30 | F | Fire protection (RATE ONLY) | 0 | m² | 0 | Rate Only | N010100 | 5.13 | Specialist Installations | Enumerated (nr), Item | 66 | fuzzy | Fuzzy match (66%) against: "protection)."
3E | 34 | G | To pergolas at level 2, 5 and 8 | 1 | Item | 222500 | 222500 | B160400 | 8.01 | Site Works, Drainage, External Services & Landscaping | Volume (m³), Length (m), Area (m²), Enumerated (nr), Item | 60 | fuzzy | Fuzzy match (60%) against: "B16.4 Driving sheet piling shall be measured by area, taken "
3E | 36 | H | Fittings | 0 | Item | 0 | Included | F060000 | 2.01 | Frame / Woodwork | Length (m), Area (m²), Enumerated (nr) | 79 | fuzzy | Fuzzy match (79%) against: "F6 Finishings and fittings"
3E | 47 | A | Corrosion protection | 0 | Item | 0 | Included | N010100 | 5.13 | Specialist Installations | Enumerated (nr), Item | 75 | fuzzy | Fuzzy match (75%) against: "protection)."
3E | 49 | B | Corrosion protection (RATE ONLY) | 0 | m² | 0 | Rate Only | N010100 | 5.13 | Specialist Installations | Enumerated (nr), Item | 63 | fuzzy | Fuzzy match (63%) against: "protection)."
3E | 53 | C | Fire protection | 0 | Item | 0 | Refer to PTC No.5, Item 19 of Section B | G000000 | 2.03 | Roof / Thermal & Moisture Protection | Area (m²), Length (m), Enumerated (nr) | 79 | fuzzy | Fuzzy match (79%) against: "SECTION G - THERMAL AND MOISTURE PROTECTION"
3E | 55 | D | Fire protection (RATE ONLY) | 0 | m² | 0 | Rate Only | N010100 | 5.13 | Specialist Installations | Enumerated (nr), Item | 66 | fuzzy | Fuzzy match (66%) against: "protection)."
3E | 100 | A | Floor mounted balustrade; 1120mm high | 3 | m | 560 | 1680 | E040200 | 2.05 | External Walls – Balustrades & Railings | Item | 78 | ai | Floor-mounted balustrade is a metalwork safety feature classified under railings and balustrades in structural metalwork.
3E | 102 | B | Floor mounted balustrade; 1120mm high; slope | 116 | m | 560 | 64960 | E030100 | 2.01 | Frame / Structural Metalwork | Weight (t), Enumerated (nr), Item | 61 | fuzzy | Fuzzy match (61%) against: "E3.1 Floor plates, duct covers, sheet metal coverings and li"
3E | 106 | C | Wall mounted handrail; 900mm high; slope | 115 | m | 216 | 24840 | E040300 | 2.05 | External Walls – Handrails | Item | 80 | ai | Wall-mounted handrail with slope is a metalwork architectural feature typically coded as handrails in the metalwork section.
3E | 122 | A | Aluminium pergola | 84 | m² | 1525 | 128100 | E030400 | 2.05 | External Walls – Metalwork Structures | Item | 75 | ai | Aluminium pergola is an external metalwork structure providing shade and architectural definition to the external envelope.
3E | 134 | D | 1100mm high; C-GL-01; To Level 01 Public Corridor | 15 | m | 1826 | 27390 | E040200 | 2.05 | External Walls – Balustrades & Railings | Item | 82 | ai | Bronze glass baluster (1100mm high) is a safety railing element with glazing classified as metalwork balustrade.
3E | 159 | 3/E/3/B | Floor mounted balustrade; 1120mm high | 37 | m | 560 | 20720 | E040200 | 2.05 | External Walls – Balustrades & Railings | Item | 78 | ai | Addition/deduction item for floor-mounted balustrade maintains same coding as item 1 for contractual adjustment.
3E | 160 | 3/E/3/C | Wall mounted handrail; 900mm high; slope | 51 | m | 216 | 11016 | E040300 | 2.05 | External Walls – Handrails | Item | 80 | ai | Addition/deduction item for wall-mounted handrail maintains same coding as item 2 for contractual adjustment.
3E | 161 | 3/E/4/A | Aluminium pergola | 5 | m² | 1525 | 7625 | E030400 | 2.05 | External Walls – Metalwork Structures | Item | 75 | ai | Addition/deduction item for aluminium pergola maintains same coding as item 3 for contractual adjustment.
3E | 163 | 3/E/4/D | 1100mm high; C-GL-01; To Level 01 Public Corridor | -1 | m | 1826 | -1826 | E040200 | 2.05 | External Walls – Balustrades & Railings | Item | 82 | ai | Addition/deduction item for bronze glass baluster (C-GL-01) maintains same coding as item 5 for contractual adjustment.
3F | 182 | B | Overall size 860 x 600 x 465mm high; vanity unit; to apartment unit bathroom | 2 | Nr. | 1966 | 3932 | F030104 | 2.01 | Frame / Woodwork | Length (m), Area (m²), Enumerated (nr) | 60 | fuzzy | Fuzzy match (60%) against: "4. Roofs, which shall include tops and cheeks of dormers and"
3F | 184 | C | Overall size 910 x 600 x 465mm high; vanity unit; to apartment unit bathroom | 3 | Nr. | 2080 | 6240 | F070100 | 2.01 | Frame / Woodwork | Length (m), Area (m²), Enumerated (nr) | 61 | fuzzy | Fuzzy match (61%) against: "F7.1 Unless otherwise stated, composite items (which shall m"
3F | 186 | D | Overall size 940 x 600 x 465mm high; vanity unit; to apartment unit bathroom | 21 | Nr. | 2148 | 45108 | F030104 | 2.01 | Frame / Woodwork | Length (m), Area (m²), Enumerated (nr) | 60 | fuzzy | Fuzzy match (60%) against: "4. Roofs, which shall include tops and cheeks of dormers and"
3F | 188 | E | Overall size 1050 x 600 x 465mm high; vanity unit; to apartment unit bathroom | 21 | Nr. | 2400 | 50400 | F070100 | 2.01 | Frame / Woodwork | Length (m), Area (m²), Enumerated (nr) | 60 | fuzzy | Fuzzy match (60%) against: "F7.1 Unless otherwise stated, composite items (which shall m"
3F | 190 | F | Overall size 1100 x 600 x 465mm high; vanity unit; to apartment unit bathroom | 5 | Nr. | 2515 | 12575 | F070100 | 2.01 | Frame / Woodwork | Length (m), Area (m²), Enumerated (nr) | 60 | fuzzy | Fuzzy match (60%) against: "F7.1 Unless otherwise stated, composite items (which shall m"
3F | 192 | G | Overall size 1150 x 600 x 465mm high; vanity unit; to apartment unit bathroom | 3 | Nr. | 2629 | 7887 | F070100 | 2.01 | Frame / Woodwork | Length (m), Area (m²), Enumerated (nr) | 60 | fuzzy | Fuzzy match (60%) against: "F7.1 Unless otherwise stated, composite items (which shall m"
3F | 194 | H | Overall size 1300 x 600 x 465mm high; vanity unit; to apartment unit bathroom | 47 | Nr. | 2971 | 139637 | F070100 | 2.01 | Frame / Woodwork | Length (m), Area (m²), Enumerated (nr) | 60 | fuzzy | Fuzzy match (60%) against: "F7.1 Unless otherwise stated, composite items (which shall m"
3F | 196 | J | Overall size 1450 x 600 x 465mm high; vanity unit; to apartment unit bathroom | 3 | Nr. | 3314 | 9942 | F030104 | 2.01 | Frame / Woodwork | Length (m), Area (m²), Enumerated (nr) | 60 | fuzzy | Fuzzy match (60%) against: "4. Roofs, which shall include tops and cheeks of dormers and"
3F | 198 | K | Overall size 1550 x 600 x 465mm high; vanity unit; to apartment unit bathroom | 7 | Nr. | 3543 | 24801 | F070100 | 2.01 | Frame / Woodwork | Length (m), Area (m²), Enumerated (nr) | 60 | fuzzy | Fuzzy match (60%) against: "F7.1 Unless otherwise stated, composite items (which shall m"
3F | 215 | A | Overall size 1700 x 600 x 465mm high; vanity unit; to apartment unit bathroom | 21 | Nr. | 3885 | 81585 | F070100 | 2.01 | Frame / Woodwork | Length (m), Area (m²), Enumerated (nr) | 60 | fuzzy | Fuzzy match (60%) against: "F7.1 Unless otherwise stated, composite items (which shall m"
3F | 217 | B | Overall size 1760 x 600 x 465mm high; vanity unit; to apartment unit bathroom | 7 | Nr. | 4023 | 28161 | F070100 | 2.01 | Frame / Woodwork | Length (m), Area (m²), Enumerated (nr) | 60 | fuzzy | Fuzzy match (60%) against: "F7.1 Unless otherwise stated, composite items (which shall m"
3F | 219 | C | Overall size 1790 x 600 x 465mm high; vanity unit; to apartment unit bathroom | 21 | Nr. | 4091 | 85911 | F070100 | 2.01 | Frame / Woodwork | Length (m), Area (m²), Enumerated (nr) | 60 | fuzzy | Fuzzy match (60%) against: "F7.1 Unless otherwise stated, composite items (which shall m"
3F | 221 | D | Overall size 1850 x 600 x 465mm high; vanity unit; to apartment unit bathroom | 1 | Nr. | 4228 | 4228 | F070100 | 2.01 | Frame / Woodwork | Length (m), Area (m²), Enumerated (nr) | 60 | fuzzy | Fuzzy match (60%) against: "F7.1 Unless otherwise stated, composite items (which shall m"
3F | 223 | E | Overall size 1880 x 600 x 465mm high; vanity unit; to apartment unit bathroom | 3 | Nr. | 4297 | 12891 | F070100 | 2.01 | Frame / Woodwork | Length (m), Area (m²), Enumerated (nr) | 60 | fuzzy | Fuzzy match (60%) against: "F7.1 Unless otherwise stated, composite items (which shall m"
3F | 225 | F | Overall size 1930 x 500 x 465mm high; vanity unit; to apartment unit bathroom | 3 | Nr. | 4411 | 13233 | F070100 | 2.01 | Frame / Woodwork | Length (m), Area (m²), Enumerated (nr) | 60 | fuzzy | Fuzzy match (60%) against: "F7.1 Unless otherwise stated, composite items (which shall m"
3F | 227 | G | Overall size 1960 x 600 x 465mm high; vanity unit; to apartment unit bathroom | 2 | Nr. | 4480 | 8960 | F070100 | 2.01 | Frame / Woodwork | Length (m), Area (m²), Enumerated (nr) | 60 | fuzzy | Fuzzy match (60%) against: "F7.1 Unless otherwise stated, composite items (which shall m"
3F | 229 | H | Overall size 2310 x 600 x 465mm high; vanity unit; to apartment unit bathroom | 7 | Nr. | 5280 | 36960 | F070100 | 2.01 | Frame / Woodwork | Length (m), Area (m²), Enumerated (nr) | 60 | fuzzy | Fuzzy match (60%) against: "F7.1 Unless otherwise stated, composite items (which shall m"
3F | 231 | J | Overall size 860 x 500 x 850mm high; vanity unit; to powder room in apartment units | 7 | Nr. | 1966 | 13762 | F100100 | 2.01 | Frame / Woodwork | Length (m), Area (m²), Enumerated (nr) | 65 | fuzzy | Fuzzy match (65%) against: "F10.1 Units or sets of ironmongery shall be enumerated."
3F | 233 | K | Overall size 1220 x 500 x 850mm high; vanity unit; to powder room in apartment units | 1 | Nr. | 2789 | 2789 | F100100 | 2.01 | Frame / Woodwork | Length (m), Area (m²), Enumerated (nr) | 65 | fuzzy | Fuzzy match (65%) against: "F10.1 Units or sets of ironmongery shall be enumerated."
3F | 235 | L | Overall size 1350 x 500 x 850mm high; vanity unit; to powder room in apartment units | 3 | Nr. | 3086 | 9258 | F100100 | 2.01 | Frame / Woodwork | Length (m), Area (m²), Enumerated (nr) | 65 | fuzzy | Fuzzy match (65%) against: "F10.1 Units or sets of ironmongery shall be enumerated."
3F | 237 | M | Overall size 1390 x 500 x 850mm high; vanity unit; to powder room in apartment units | 1 | Nr. | 0 | Not Shown in Dwg | F100100 | 2.01 | Frame / Woodwork | Length (m), Area (m²), Enumerated (nr) | 65 | fuzzy | Fuzzy match (65%) against: "F10.1 Units or sets of ironmongery shall be enumerated."
3F | 252 | A | Overall size 1430 x 500 x 850mm high; vanity unit; to powder room in apartment units | 1 | Nr. | 2148 | 2148 | F100100 | 2.01 | Frame / Woodwork | Length (m), Area (m²), Enumerated (nr) | 65 | fuzzy | Fuzzy match (65%) against: "F10.1 Units or sets of ironmongery shall be enumerated."
3F | 254 | B | Overall size 1830 x 500 x 850mm high; vanity unit; to powder room in apartment units | 7 | Nr. | 2148 | 15036 | F100100 | 2.01 | Frame / Woodwork | Length (m), Area (m²), Enumerated (nr) | 65 | fuzzy | Fuzzy match (65%) against: "F10.1 Units or sets of ironmongery shall be enumerated."
3F | 345 | K | Overall size 1700 x 140 x 970mm high; to vanity unit in apartment unit bathroom | 21 | Nr. | 2134 | 44814 | F070200 | 2.01 | Frame / Woodwork | Length (m), Area (m²), Enumerated (nr) | 60 | fuzzy | Fuzzy match (60%) against: "F7.2 Any associated work (for example, decorations) shall be"
3F | 356 | A | Overall size 1760 x 140 x 970mm high; to vanity unit in apartment unit bathroom | 7 | Nr. | 2209 | 15463 | F070200 | 2.01 | Frame / Woodwork | Length (m), Area (m²), Enumerated (nr) | 60 | fuzzy | Fuzzy match (60%) against: "F7.2 Any associated work (for example, decorations) shall be"
3F | 358 | B | Overall size 1790 x 140 x 970mm high; to vanity unit in apartment unit bathroom | 21 | Nr. | 2246 | 47166 | F070200 | 2.01 | Frame / Woodwork | Length (m), Area (m²), Enumerated (nr) | 60 | fuzzy | Fuzzy match (60%) against: "F7.2 Any associated work (for example, decorations) shall be"
3F | 360 | C | Overall size 1850 x 140 x 970mm high; to vanity unit in apartment unit bathroom | 1 | Nr. | 2322 | 2322 | F070200 | 2.01 | Frame / Woodwork | Length (m), Area (m²), Enumerated (nr) | 60 | fuzzy | Fuzzy match (60%) against: "F7.2 Any associated work (for example, decorations) shall be"
3F | 362 | D | Overall size 1880 x 140 x 970mm high; to vanity unit in apartment unit bathroom | 3 | Nr. | 2360 | 7080 | F070200 | 2.01 | Frame / Woodwork | Length (m), Area (m²), Enumerated (nr) | 60 | fuzzy | Fuzzy match (60%) against: "F7.2 Any associated work (for example, decorations) shall be"
3F | 364 | E | Overall size 1930 x 140 x 970mm high; to vanity unit in apartment unit bathroom | 3 | Nr. | 2422 | 7266 | F070200 | 2.01 | Frame / Woodwork | Length (m), Area (m²), Enumerated (nr) | 60 | fuzzy | Fuzzy match (60%) against: "F7.2 Any associated work (for example, decorations) shall be"
3F | 366 | F | Overall size 1960 x 140 x 970mm high; to vanity unit in apartment unit bathroom | 2 | Nr. | 2460 | 4920 | F070200 | 2.01 | Frame / Woodwork | Length (m), Area (m²), Enumerated (nr) | 60 | fuzzy | Fuzzy match (60%) against: "F7.2 Any associated work (for example, decorations) shall be"
3F | 368 | G | Overall size 2310 x 140 x 970mm high; to vanity unit in apartment unit bathroom | 7 | Nr. | 2900 | 20300 | F070200 | 2.01 | Frame / Woodwork | Length (m), Area (m²), Enumerated (nr) | 60 | fuzzy | Fuzzy match (60%) against: "F7.2 Any associated work (for example, decorations) shall be"
3F | 372 | H | Overall size 4850 x 100 x 500mm high | 51 | Nr. | 2359 | 120309 | M010100 | 4.01 | FF&E – Built-in Furniture/Shelving | Item | 82 | ai | Linear shelf or storage unit (4850mm long, 100mm deep) typical of fitted joinery in residential spaces.
3F | 399 | A | 3000 x 600 x 250mm high; to male changing room | 1 | Nr. | 2290 | 2290 | M010200 | 4.01 | FF&E – Fitted Bench/Storage – Male Changing Room | Item | 80 | ai | Fitted bench unit in changing room specified by location and dimensions; classified as built-in furniture.
3F | 403 | C | 3050 x 600 x 250mm high; to female changing room | 1 | Nr. | 2329 | 2329 | M010200 | 4.01 | FF&E – Fitted Bench/Storage – Female Changing Room | Item | 80 | ai | Fitted bench unit in female changing room specified by location and dimensions; classified as built-in furniture.
3F | 411 | F | Extra-over for stone top | 1 | m² | 233 | 233 | M010300 | 4.01 | FF&E – Stone Top Extra-over | Item | 75 | ai | Unspecified stone top extra-over item; generic classification as furnishings/worktop upgrade without location detail.
3F | 415 | H | Extra-over for stone top | 1 | m² | 233 | 233 | M010300 | 4.01 | FF&E – Stone Top Extra-over | Item | 75 | ai | Duplicate unspecified stone top extra-over; generic classification as furnishings/worktop upgrade.
3F | 446 | D | 800 x 300 x 400mm high | 1 | Nr. | 4000 | 4000 | M010200 | 4.01 | FF&E – Small Storage/Cabinet Unit | Item | 78 | ai | Small composite item (800×300×400mm) typical of fitted storage unit or accessory cabinet; classified as furnishings.
3F | 448 | E | 920 x 300 x 400mm high | 1 | Nr. | 4600 | 4600 | M010200 | 4.01 | FF&E – Small Storage/Cabinet Unit | Item | 78 | ai | Small composite item (920×300×400mm) typical of fitted storage unit; classified as furnishings.
3F | 485 | 3/F/8/A | Overall size 1700 x 600 x 465mm high; vanity unit; to apartment unit bathroom | -1 | Nr. | 3885 | -3885 | F070100 | 2.01 | Frame / Woodwork | Length (m), Area (m²), Enumerated (nr) | 60 | fuzzy | Fuzzy match (60%) against: "F7.1 Unless otherwise stated, composite items (which shall m"
3F | 486 | 3/F/8/E | Overall size 1880 x 600 x 465mm high; vanity unit; to apartment unit bathroom | 1 | Nr. | 4297 | 4297 | F070100 | 2.01 | Frame / Woodwork | Length (m), Area (m²), Enumerated (nr) | 60 | fuzzy | Fuzzy match (60%) against: "F7.1 Unless otherwise stated, composite items (which shall m"
3F | 487 | 3/F/9/A | Overall size 1430 x 500 x 850mm high; vanity unit; to powder room in apartment units | 1 | Nr. | 2148 | 2148 | F100100 | 2.01 | Frame / Woodwork | Length (m), Area (m²), Enumerated (nr) | 65 | fuzzy | Fuzzy match (65%) against: "F10.1 Units or sets of ironmongery shall be enumerated."
3F | 488 | 3/F/11/K | Medicine cabinet; Overall size 1700 x 140 x 970mm high; to vanity unit in apartment unit bathroom | -1 | Nr. | 2134 | -2134 | F030104 | 2.01 | Frame / Woodwork | Length (m), Area (m²), Enumerated (nr) | 62 | fuzzy | Fuzzy match (62%) against: "4. Roofs, which shall include tops and cheeks of dormers and"
3F | 489 | 3/F/12/D | Overall size 1880 x 140 x 970mm high; to vanity unit in apartment unit bathroom | 1 | Nr. | 2360 | 2360 | F070200 | 2.01 | Frame / Woodwork | Length (m), Area (m²), Enumerated (nr) | 60 | fuzzy | Fuzzy match (60%) against: "F7.2 Any associated work (for example, decorations) shall be"
3G | 54 | B | To building external wall perimeter ; up to 300mm high (assumed) | 75 | m | 40 | 3000 | G040200 | 2.05 | External Walls – Coverings & Linings | Length (m) | 75 | ai | Coverings to external wall perimeter below 300mm indicates edge protection/fascia lining on external walls.
3G | 60 | D | To building external wall perimeter ; up to 300mm high (assumed) | 75 | m | 5 | 375 | G020300 | 2.05 | External Walls – Geotextile Membrane | Length (m) | 78 | ai | Geotextile layer to external wall perimeter is a moisture/soil protection membrane for external wall construction.
3G | 105 | E | To facade | 2505 | m² | 60 | 150300 | G010100 | 2.05 | External Walls – Waterproofing Membrane | Area (m²) | 82 | ai | Waterproofing membrane to facade is primary damp-proof treatment for external wall surfaces.
3G | 109 | F | Allow for testing waterproofing system | 1 | Item | 15000 | 15000 | A090101 | 9.01 | Preliminaries / General Requirements | Item | 67 | fuzzy | Fuzzy match (67%) against: "1. Testing of materials"
3G | 111 | G | Allow for treatment around RWO and drain outlets | 1 | Item | 10000 | 10000 | A070102 | 9.01 | Preliminaries / General Requirements | Item | 68 | fuzzy | Fuzzy match (68%) against: "2. Temporary fencing, including hoardings, screens, roofs"
3G | 113 | H | Allow for providing openings for service pipes including necessary membrane, mastic and sealant | 1 | Item | 20000 | 20000 | A070103 | 9.01 | Preliminaries / General Requirements | Item | 69 | fuzzy | Fuzzy match (69%) against: "3. Temporary roads, including hardstandings and crossings"
3G | 136 | A | To ceiling soffit | 1599 | m² | 69 | 110331 | J020100 | 3.01 | Internal Finishes | Area (m²), Length (m) | 79 | fuzzy | Fuzzy match (79%) against: "J2.1 Backgrounds shall be measured by area; backgrounds for "
3G | 140 | B | To apartment floors; 6mm thick | 6922 | m² | 39 | 269958 | G030400 | 3.01 | Finishes – Acoustic Insulation (Floor) | Area (m²) | 80 | ai | Acoustic resilient insulation 6mm to apartment floors is sound-damping finish layer between structure and flooring.
3G | 144 | C | To gymnasium; 15mm thick | 18 | m² | 125 | 2250 | G030400 | 3.01 | Finishes – Acoustic Insulation (Gymnasium) | Area (m²) | 80 | ai | Acoustic resilient insulation 15mm to gymnasium floor is specialized sound-damping finish for high-impact areas.
3G | 148 | D | 150mm thick; to combo roof | 1613 | m² | 175 | 282275 | G030500 | 3.01 | Finishes – Acoustic Insulation (Roof) | Area (m²) | 78 | ai | 150mm acoustic insulation to combo roof is thermal and sound-damping layer for roof construction.
3G | 152 | E | To chiller area | 43 | m² | 500 | 21500 | C040300 | 2.01 | Frame / Concrete Work | Volume (m³), Weight (t), Area (m²), Length (m), Enumerated (nr) | 61 | fuzzy | Fuzzy match (61%) against: "C4.3 Grooves, which shall include throats, rebates, chamfers"
3G | 154 | F | To FAHU | 26 | m² | 500 | 13000 | G030400 | 5.06 | Space Heating & Air Treatment – Acoustic Insulation | Item | 72 | ai | Acoustic resilient insulation to FAHU (Fresh Air Handling Unit) reduces mechanical equipment noise transmission.
3G | 156 | G | To pump area | 2 | m² | 500 | 1000 | Q030100 | 5.06 | Mechanical Engineering Installations | Length (m), Weight (t), Area (m²), Enumerated (nr), Item | 69 | fuzzy | Fuzzy match (69%) against: "Q3.1 Rectangular ductwork shall be measured by weight, based"
3G | 182 | G | 50mm thick; To MEP Zone / MEP attic slab soffit | 1514 | m² | 245 | 370930 | C040101 | 2.01 | Frame / Concrete Work | Volume (m³), Weight (t), Area (m²), Length (m), Enumerated (nr) | 65 | fuzzy | Fuzzy match (65%) against: "1. Soffits; shuttering to soffits of special construction sh"
3G | 214 | 3 | Vapour barrier behind spandrel area | 490 | m2 | 31 | 15190 | G010200 | 2.05 | External Walls – Vapour Barrier | Area (m²) | 76 | ai | Vapour barrier behind spandrel is moisture control membrane in external wall assembly.
3G | 225 | 3/G/2/B | To building external wall perimeter ; up to 300mm high (assumed) | -12 | m | 40 | -480 | G040200 | 2.05 | External Walls – Coverings & Linings (Addition) | Length (m) | 72 | ai | Addition/deduction to external wall perimeter coverings relates to adjustment of external wall edge finishing.
3G | 227 | 3/G/2/D | To building external wall perimeter ; up to 300mm high (assumed) | -12 | m | 5 | -60 | G040200 | 2.05 | External Walls – Coverings & Linings (Addition) | Length (m) | 72 | ai | Addition/deduction to external wall perimeter coverings is cost adjustment for external wall edge treatment.
3G | 228 | 3/G/3/D | Waterproofing system; liquid waterproofing | -170 | m² | 69 | -11730 | G030000 | 2.03 | Roof / Thermal & Moisture Protection | Area (m²), Length (m), Enumerated (nr) | 60 | fuzzy | Fuzzy match (60%) against: "G3 Damp-proof courses"
3G | 229 | 3/G/3/E | Waterproofing to facade | 1137 | m² | 60 | 68220 | G010100 | 2.05 | External Walls – Waterproofing Membrane (Addition) | Area (m²) | 75 | ai | Addition/deduction to facade waterproofing is cost adjustment for external wall moisture protection.
3G | 230 | 3/G/4/A | Mineral wool insulation to ceiling soffit | 421 | m² | 69 | 29049 | G040000 | 2.03 | Roof / Thermal & Moisture Protection | Area (m²), Length (m), Enumerated (nr) | 79 | fuzzy | Fuzzy match (79%) against: "G4 Insulation"
3G | 231 | 3/G/4/B | Acoustic resilient insulation-6mm | 371 | m² | 39 | 14469 | G040000 | 2.03 | Roof / Thermal & Moisture Protection | Area (m²), Length (m), Enumerated (nr) | 65 | fuzzy | Fuzzy match (65%) against: "G4 Insulation"
3G | 232 | 3/G/4/C | Acoustic resilient insulation-to gym | 147 | m² | 125 | 18375 | G040000 | 2.03 | Roof / Thermal & Moisture Protection | Area (m²), Length (m), Enumerated (nr) | 65 | fuzzy | Fuzzy match (65%) against: "G4 Insulation"
3G | 245 | 3/G/4/D | 150mm thick; to combo roof | 166 | m² | 175 | 29050 | G030500 | 3.01 | Finishes – Acoustic Insulation (Roof Addition) | Area (m²) | 74 | ai | Additional 150mm acoustic insulation to combo roof is supplemental sound and thermal damping layer.
3G | 246 | 3/G/4/E | Acoustic floating system-to chiller area | 8 | m² | 500 | 4000 | G030600 | 5.06 | Space Heating & Air Treatment – Acoustic Floating System | Area (m²) | 76 | ai | Acoustic floating system for chiller area reduces vibration and noise transmission from mechanical equipment.
3G | 247 | 3/G/4/F | Acoustic floating system-to FAHU | 9 | m² | 500 | 4500 | G030600 | 5.06 | Space Heating & Air Treatment – Acoustic Floating System | Area (m²) | 76 | ai | Acoustic floating system for FAHU isolates mechanical equipment to minimize vibration and noise.
3G | 248 | 3/G/4/G | Acoustic floating system-to pump area | 7 | m² | 500 | 3500 | Q030100 | 5.06 | Mechanical Engineering Installations | Length (m), Weight (t), Area (m²), Enumerated (nr), Item | 62 | fuzzy | Fuzzy match (62%) against: "area for weighting but no deduction shall be made for inters"
3G | 252 | 3/G/5/G | 50mm thick; To MEP Zone / MEP attic slab soffit | 447 | m² | 245 | 109515 | C040101 | 2.01 | Frame / Concrete Work | Volume (m³), Weight (t), Area (m²), Length (m), Enumerated (nr) | 65 | fuzzy | Fuzzy match (65%) against: "1. Soffits; shuttering to soffits of special construction sh"
3H | 53 | D | Type WD-04; size 800mm wide x 2200mm high; 25mm thick MDF shutter panel double leaf door; NFR; NAR; to utility | 121 | Nr. | 2973 | 359733 | H020100 | 2.08 | Internal Doors – MDF Utility | Number | 82 | ai | MDF shutter panel utility door to apartment; classified as internal door under NRM 2.08.
3H | 55 | E | Type WD-05; size 1490mm wide x 2200mm high; 44mm thick single leaf swing door including 364 x 1445mm vision glass panel; NFR; NAR; to maid's room | 34 | Nr. | 3864 | 131376 | H050000 | 2.06 | Windows and External Doors | Enumerated (nr), Area (m²), Length (m) | 79 | fuzzy | Fuzzy match (79%) against: "H5 Glass"
3H | 95 | H | FHC door; size 900 x 2100 mm high; single leaf door | 24 | Nr. | 5194 | 124656 | H010000 | 2.06 | Windows and External Doors | Enumerated (nr), Area (m²), Length (m) | 62 | fuzzy | Fuzzy match (62%) against: "H1 Doors"
3H | 119 | B | Single leaf door; 90 minute fire rated; size 1100 x 2200mm high | 3 | Nr. | 2938 | 8814 | H010200 | 2.06 | External Doors – Fire Rated | Number | 84 | ai | External single leaf door with 90 minute fire rating; classified as external fire-rated door under NRM 2.06.
3H | 121 | C | Single leaf door; 60 minute fire rated; size 1100 x 2200mm high | 3 | Nr. | 2938 | 8814 | H010200 | 2.06 | External Doors – Fire Rated | Number | 84 | ai | External single leaf door with 60 minute fire rating; classified as external fire-rated door under NRM 2.06.
3H | 165 | B | Sprandel Panels | 362 | m² | 1799 | 651238 | H040200 | 2.06 | Windows & Glass Panels – Spandrel | Area (m²) | 75 | ai | Spandrel panels used in glazing system; classified as glass panel components under windows and external doors NRM 2.06.
3H | 167 | C | Extra over for 1 leaf hinged door (1L HD); overall size 1130 x 2370mm | 2 | Nr. | 6820 | 13640 | H040200 | 2.06 | Windows & Glass Doors – Hinged Leaf | Number | 78 | ai | Single leaf hinged door as extra over on glazing system; classified as external glazed door under NRM 2.06.
3H | 169 | D | Extra over for 2 leaf hinged door (2L HD); overall size 2525 x 2370mm | 1 | Nr. | 15238 | 15238 | H040200 | 2.06 | Windows & Glass Doors – Double Hinged | Number | 78 | ai | Double leaf hinged door as extra over on glazing system; classified as external glazed door under NRM 2.06.
3H | 171 | E | Extra over for 2 leaf sliding door (2L SD); overall size 2600 x 2370mm | 215 | Nr. | 8990 | 1932850 | H040200 | 2.06 | Windows & Glass Doors – Sliding | Number | 78 | ai | Double leaf sliding door as extra over on glazing system; classified as external glazed sliding door under NRM 2.06.
3H | 173 | F | Extra over for 3 leaf sliding door (3L SD); overall size 2800 x 2370mm | 57 | Nr. | 9681 | 551817 | H040200 | 2.06 | Windows & Glass Doors – Sliding | Number | 78 | ai | Triple leaf sliding door as extra over on glazing system; classified as external glazed sliding door under NRM 2.06.
3H | 175 | G | Sliding folding door; 4 leaf sliding folding door (4L FD); overall size 7550 x 2370mm | 1 | Nr. | 60045 | 60045 | H040200 | 2.06 | Windows & Glass Doors – Sliding Folding | Number | 79 | ai | Four leaf sliding folding door on glazing system; classified as external glazed sliding folding door under NRM 2.06.
3H | 186 | A | Screen (1610 mmH) | 12 | m | 4895 | 58740 | H030000 | 2.06 | Windows and External Doors | Enumerated (nr), Area (m²), Length (m) | 67 | fuzzy | Fuzzy match (67%) against: "H3 Screens"
3H | 190 | B | GRC fascia band cladding; 220mm high; 680mm girth; to slab edges | 1053 | m | 625 | 658125 | C040500 | 2.01 | Frame / Concrete Work | Volume (m³), Weight (t), Area (m²), Length (m), Enumerated (nr) | 61 | fuzzy | Fuzzy match (61%) against: "C4.5 Shuttering which is required by the specification to be"
3H | 194 | C | GRC fascia band cladding; 600mm high; 1020mm girth; to slab edges | 220 | m | 956 | 210320 | C040500 | 2.01 | Frame / Concrete Work | Volume (m³), Weight (t), Area (m²), Length (m), Enumerated (nr) | 61 | fuzzy | Fuzzy match (61%) against: "C4.5 Shuttering which is required by the specification to be"
3H | 198 | D | GRC fascia band cladding; 220mm high; 1640mm girth; to slab edges | 77 | m | 1463 | 112651 | C040500 | 2.01 | Frame / Concrete Work | Volume (m³), Weight (t), Area (m²), Length (m), Enumerated (nr) | 61 | fuzzy | Fuzzy match (61%) against: "C4.5 Shuttering which is required by the specification to be"
3H | 200 | E | GRC fascia band cladding; 600mm high; 1190mm girth; to slab edges; including foil faced mineral wool insulation, fire cavity barrier and cementitious vapour retarder | 68 | m | 1075 | 73100 | C020108 | 2.01 | Frame / Concrete Work | Volume (m³), Weight (t), Area (m²), Length (m), Enumerated (nr) | 65 | fuzzy | Fuzzy match (65%) against: "8. Beams (measured below the slab), which shall include lint"
3H | 202 | F | GRC fascia band cladding; 600mm high; 1080mm girth; to slab edges; including foil faced mineral wool insulation, fire cavity barrier and cementitious vapour retarder | 431 | m | 900 | 387900 | C020108 | 2.01 | Frame / Concrete Work | Volume (m³), Weight (t), Area (m²), Length (m), Enumerated (nr) | 65 | fuzzy | Fuzzy match (65%) against: "8. Beams (measured below the slab), which shall include lint"
3H | 204 | G | GRC fascia band cladding; 600mm high; 1140mm girth; to slab edges; including foil faced mineral wool insulation, fire cavity barrier and cementitious vapour retarder | 205 | m | 1056 | 216480 | C020108 | 2.01 | Frame / Concrete Work | Volume (m³), Weight (t), Area (m²), Length (m), Enumerated (nr) | 65 | fuzzy | Fuzzy match (65%) against: "8. Beams (measured below the slab), which shall include lint"
3H | 218 | B | GRC fascia band cladding; 600mm high; to roof area | 34 | m | 0 | Included | J030200 | 3.01 | Internal Finishes | Area (m²), Length (m) | 61 | fuzzy | Fuzzy match (61%) against: "J3.2 Skirtings, bands, strings, coverings to kerbs, moulding"
3H | 220 | C | GRC fascia band cladding; 600mm high; 2020mm girth; to void location | 8 | m | 1806 | 14448 | J030200 | 3.01 | Internal Finishes | Area (m²), Length (m) | 60 | fuzzy | Fuzzy match (60%) against: "J3.2 Skirtings, bands, strings, coverings to kerbs, moulding"
3H | 224 | D | GRC cladding top; to areas between balconies | 23 | m² | 6676 | 153548 | J030200 | 3.01 | Internal Finishes | Area (m²), Length (m) | 65 | fuzzy | Fuzzy match (65%) against: "J3.2 Skirtings, bands, strings, coverings to kerbs, moulding"
3H | 228 | E | Powder coated aluminium decorative privacy screen | 239 | m² | 3041 | 726799 | H050100 | 2.05 | External Walls – Screens & Cladding | Area (m²) | 72 | ai | Powder coated aluminium decorative privacy screen; classified as external wall screening under NRM 2.05.
3H | 250 | A | Fixed louver panel; size 4550 x 2050mm high | 2 | Nr. | 12520 | 25040 | H050100 | 2.05 | External Walls – Fixed Louver Panels | Number | 75 | ai | Fixed louver privacy panel; classified as external wall screening under NRM 2.05.
3H | 254 | B | Fiber cement board fascia band cladding; 600mm high; 840mm girth; to slab edges; including foil faced mineral wool insulation | 8 | m | 0 | N/A | G040000 | 2.03 | Roof / Thermal & Moisture Protection | Area (m²), Length (m), Enumerated (nr) | 79 | fuzzy | Fuzzy match (79%) against: "G4 Insulation"
3H | 256 | C | Fiber Cement board cladding; 800mm girth; to lower roof pergola roofing system edges; refer drawing no DHRE0017-KP-XX-XX-DWG-AR- 109021 | 34 | m | 315 | 10710 | H050100 | 2.05 | External Walls – Fiber Cement Cladding | Length (m) | 76 | ai | Fiber cement board cladding to roof pergola edges; classified as external cladding under NRM 2.05.
3H | 260 | D | To typical floor levels; | 2656 | m2 | 890 | 2363840 | H030000 | 2.06 | Windows and External Doors | Enumerated (nr), Area (m²), Length (m) | 79 | fuzzy | Fuzzy match (79%) against: "H3 Screens"
3H | 300 | A | Hardware Set 01 (HW-01); to entrance | 114 | Nr. | 3441 | 392274 | K010100 | 4.01 | Accessories – Door Hardware | Set | 82 | ai | Hardware set for apartment entrance door; classified as door accessory ironmongery under NRM 4.01.
3H | 302 | B | Hardware Set 12 (HW-12); to bedroom | 184 | Nr. | 2220 | 408480 | K010100 | 4.01 | Accessories – Door Hardware | Set | 82 | ai | Hardware set for apartment bedroom door; classified as door accessory ironmongery under NRM 4.01.
3H | 304 | C | Hardware Set 11(HW-11); to bathroom | 231 | Nr. | 2214 | 511434 | K010100 | 4.01 | Accessories – Door Hardware | Set | 82 | ai | Hardware set for apartment bathroom door; classified as door accessory ironmongery under NRM 4.01.
3H | 306 | D | Hardware Set 13(HW-13); to utility | 121 | Nr. | 1483 | 179443 | K010100 | 4.01 | Accessories – Door Hardware | Set | 82 | ai | Hardware set for apartment utility door; classified as door accessory ironmongery under NRM 4.01.
3H | 316 | A | Hardware Set 12 (HW-12); to maid's room | 34 | Nr. | 2220 | 75480 | K010100 | 4.01 | Accessories – Door Hardware | Set | 82 | ai | Hardware set for maid's room door; classified as door accessory ironmongery under NRM 4.01.
3H | 324 | B | Hardware Set 03 (HW-03) | 1 | Nr. | 6709 | 6709 | K010100 | 4.01 | Accessories – Door Hardware | Set | 82 | ai | Hardware set 03 for timber doors; classified as door accessory ironmongery under NRM 4.01.
3H | 326 | C | Hardware Set 04 (HW-04) | 16 | Nr. | 2729 | 43664 | K010100 | 4.01 | Accessories – Door Hardware | Set | 82 | ai | Hardware set 04 for timber doors; classified as door accessory ironmongery under NRM 4.01.
3H | 328 | D | Hardware Set 16 (HW-16) | 16 | Nr. | 2611 | 41776 | K010100 | 4.01 | Accessories – Door Hardware | Set | 82 | ai | Hardware set 16 for timber doors; classified as door accessory ironmongery under NRM 4.01.
3H | 330 | E | Hardware Set 17 (HW-17) | 2 | Nr. | 1170 | 2340 | K010100 | 4.01 | Accessories – Door Hardware | Set | 82 | ai | Hardware set 17 for timber doors; classified as door accessory ironmongery under NRM 4.01.
3H | 332 | F | Hardware Set 18 (HW-18) | 1 | Nr. | 2586 | 2586 | K010100 | 4.01 | Accessories – Door Hardware | Set | 82 | ai | Hardware set 18 for timber doors; classified as door accessory ironmongery under NRM 4.01.
3H | 334 | G | Hardware Set 17 (HW-17); to FHC | 24 | Nr. | 1170 | 28080 | K010100 | 4.01 | Accessories – Door Hardware | Set | 82 | ai | Hardware set 17 for FHC (Fire Hydrant Cabinet) timber doors; classified as door accessory ironmongery under NRM 4.01.
3H | 338 | H | Hardware Set 02 (HW-02) | 8 | Nr. | 5828 | 46624 | K010100 | 4.01 | Accessories – Door Hardware | Set | 82 | ai | Hardware set 02 for timber doors; classified as door accessory ironmongery under NRM 4.01.
3H | 340 | J | Hardware Set 04 (HW-04) | 2 | Nr. | 2729 | 5458 | K010100 | 4.01 | Accessories – Door Hardware | Set | 82 | ai | Hardware set 04 for timber doors; classified as door accessory ironmongery under NRM 4.01.
3H | 346 | K | Hardware Set 05 (HW-05) | 16 | Nr. | 0 | NOT SHOWN IN DRG | K010100 | 4.01 | Accessories – Door Hardware | Set | 82 | ai | Hardware set 05 for steel doors; classified as door accessory ironmongery under NRM 4.01.
3H | 348 | L | Hardware Set 07 (HW-07) | 16 | Nr. | 6198 | 99168 | K010100 | 4.01 | Accessories – Door Hardware | Set | 82 | ai | Hardware set 07 for steel doors; classified as door accessory ironmongery under NRM 4.01.
3H | 407 | 1 | Hardware Set 07 (HW-07), to external single leaf door | 1 | Nr. | 6198 | 6198 | H010000 | 2.06 | Windows and External Doors | Enumerated (nr), Area (m²), Length (m) | 62 | fuzzy | Fuzzy match (62%) against: "H1 Doors"
3H | 411 | 3/H/3/B | Type WD-22; size 1100 x 2200mm high; single leaf door; NFR; AR 35DB | 1 | Nr. | 3180 | 3180 | H020100 | 2.08 | Internal Doors – Timber Door | Number | 78 | ai | WD-22 indicates a timber/wood door; single leaf 1100x2200mm is a standard internal door size; NFR (non-fire rated) confirms standard internal door classification.
3H | 414 | 3/H/5/B | Sprandel Panels | 127 | m² | 1799 | 228473 | K010100 | 3.01 | Finishes – Wall Panels/Cladding | Area (m²) | 72 | ai | Spandrel panels are decorative/functional infill panels typically installed between floors on building facades, classified as accessory finishes or cladding elements.
3H | 415 | 3/H/6/B | GRC fascia band cladding; 220mm high; 680mm girth; to slab edges | 121 | m | 625 | 75625 | C040500 | 2.01 | Frame / Concrete Work | Volume (m³), Weight (t), Area (m²), Length (m), Enumerated (nr) | 61 | fuzzy | Fuzzy match (61%) against: "C4.5 Shuttering which is required by the specification to be"
3H | 416 | 3/H/3/- | GRC fascia band cladding; 600mm high; 880mm girth; to slab edges | 31 | m | 788 | 24428 | C040500 | 2.01 | Frame / Concrete Work | Volume (m³), Weight (t), Area (m²), Length (m), Enumerated (nr) | 61 | fuzzy | Fuzzy match (61%) against: "C4.5 Shuttering which is required by the specification to be"
3H | 417 | 3/H/3/C | GRC fascia band cladding; 600mm high; 1020mm girth; to slab edges | -9 | m | 956 | -8604 | C040500 | 2.01 | Frame / Concrete Work | Volume (m³), Weight (t), Area (m²), Length (m), Enumerated (nr) | 61 | fuzzy | Fuzzy match (61%) against: "C4.5 Shuttering which is required by the specification to be"
3H | 418 | 3/H/3/- | GRC fascia band cladding; 600mm high; 1095mm girth; to slab edges | 9 | m | 975 | 8775 | C040500 | 2.01 | Frame / Concrete Work | Volume (m³), Weight (t), Area (m²), Length (m), Enumerated (nr) | 61 | fuzzy | Fuzzy match (61%) against: "C4.5 Shuttering which is required by the specification to be"
3H | 419 | 3/H/3/D | GRC fascia band cladding; 220mm high; 1640mm girth; to slab edges | -8 | m | 1463 | -11704 | C040500 | 2.01 | Frame / Concrete Work | Volume (m³), Weight (t), Area (m²), Length (m), Enumerated (nr) | 61 | fuzzy | Fuzzy match (61%) against: "C4.5 Shuttering which is required by the specification to be"
3H | 420 | 3/H/3/E | GRC fascia band cladding; 600mm high; 1190mm girth; to slab edges; including foil faced mineral wool insulation, fire cavity barrier and cementitious vapour retarder | -22 | m | 1075 | -23650 | C020108 | 2.01 | Frame / Concrete Work | Volume (m³), Weight (t), Area (m²), Length (m), Enumerated (nr) | 65 | fuzzy | Fuzzy match (65%) against: "8. Beams (measured below the slab), which shall include lint"
3H | 421 | 3/H/3/F | GRC fascia band cladding; 600mm high; 1080mm girth; to slab edges; including foil faced mineral wool insulation, fire cavity barrier and cementitious vapour retarder | -11 | m | 900 | -9900 | C020108 | 2.01 | Frame / Concrete Work | Volume (m³), Weight (t), Area (m²), Length (m), Enumerated (nr) | 65 | fuzzy | Fuzzy match (65%) against: "8. Beams (measured below the slab), which shall include lint"
3H | 422 | 3/H/3/G | GRC fascia band cladding; 600mm high; 1140mm girth; to slab edges; including foil faced mineral wool insulation, fire cavity barrier and cementitious vapour retarder | -15 | m | 1056 | -15840 | C020108 | 2.01 | Frame / Concrete Work | Volume (m³), Weight (t), Area (m²), Length (m), Enumerated (nr) | 65 | fuzzy | Fuzzy match (65%) against: "8. Beams (measured below the slab), which shall include lint"
3H | 441 | 3/H/7/C | GRC fascia band cladding; 600mm high; 2020mm girth; to void location | 17 | m | 1806 | 30702 | J030200 | 3.01 | Internal Finishes | Area (m²), Length (m) | 60 | fuzzy | Fuzzy match (60%) against: "J3.2 Skirtings, bands, strings, coverings to kerbs, moulding"
3H | 442 | 3/H/7/D | GRC cladding top; to areas between balconies | 50 | m² | 6676 | 333800 | J030200 | 3.01 | Internal Finishes | Area (m²), Length (m) | 65 | fuzzy | Fuzzy match (65%) against: "J3.2 Skirtings, bands, strings, coverings to kerbs, moulding"
3H | 443 | 3/H/7/E | Powder coated aluminium decorative privacy screen | -58 | m² | 3041 | -176378 | K010200 | 3.01 | Finishes – Decorative Screens | Area (m²) | 75 | ai | Powder coated aluminium decorative privacy screen is a specialist accessory/architectural element providing visual screening and privacy, classified as interior finishing accessory.
3H | 444 | 3/H/8/C | Fiber cement board fascia band cladding; 600mm high; 840mm girth; to slab edges; including foil faced mineral wool insulation | -8 | m | 315 | -2520 | G040000 | 2.03 | Roof / Thermal & Moisture Protection | Area (m²), Length (m), Enumerated (nr) | 79 | fuzzy | Fuzzy match (79%) against: "G4 Insulation"
3H | 445 | 3/H/8/D | Ribbed GRC Panel to typical floors | 1114 | m2 | 890 | 991460 | D040300 | 2.05 | External Walls – Cladding/Panels | Area (m²) | 82 | ai | GRC (Glass Reinforced Concrete) ribbed panels on typical floors represent external wall cladding/infill panels for facade construction, a masonry-equivalent system.
3J | 40 | D | Plaster; to receive tiles | 603 | m² | 48 | 28944 | B090105 | 8.01 | Site Works, Drainage, External Services & Landscaping | Volume (m³), Length (m), Area (m²), Enumerated (nr), Item | 65 | fuzzy | Fuzzy match (65%) against: "5. Trench excavation to receive foundations, which shall inc"
3J | 42 | E | Plaster; to receive paint | 6309 | m² | 48 | 302832 | B090105 | 8.01 | Site Works, Drainage, External Services & Landscaping | Volume (m³), Length (m), Area (m²), Enumerated (nr), Item | 65 | fuzzy | Fuzzy match (65%) against: "5. Trench excavation to receive foundations, which shall inc"
3J | 75 | F | To Lower roof walls | 1369 | m² | 64 | 87616 | F020103 | 2.01 | Frame / Woodwork | Length (m), Area (m²), Enumerated (nr) | 79 | fuzzy | Fuzzy match (79%) against: "3. Walls"
3J | 92 | A | To water tank base | 15 | m² | 62 | 930 | A070104 | 9.01 | Preliminaries / General Requirements | Item | 65 | fuzzy | Fuzzy match (65%) against: "4. Water for the works; particulars shall be given if wat"
3J | 106 | F | to MEP roof; FAHU equipment base | 14 | m² | 62 | 868 | Q040000 | 5.06 | Mechanical Engineering Installations | Length (m), Weight (t), Area (m²), Enumerated (nr), Item | 79 | fuzzy | Fuzzy match (79%) against: "Q4 Equipment"
3J | 153 | A | Type A-FL-01; size 200 x 1200 x 9mm thk. | 7710 | m² | 104 | 801840 | J031100 | 3.01 | Finishes – Floor Tiles | Area (m²) | 82 | ai | Supply only of type A-FL-01 floor tile product 200x1200x9mm.
3J | 164 | A | Type A-FL-02; size 600 x 600 x 9mm thk | 1292 | m² | 79 | 102068 | J031100 | 3.01 | Finishes – Floor Tiles | Area (m²) | 82 | ai | Type A-FL-02 floor tile 600x600x9mm supply and installation.
3J | 168 | B | Type A-FL-03; size 600 x 600 x 9mm thk. | 59 | m² | 79 | 4661 | J031100 | 3.01 | Finishes – Floor Tiles | Area (m²) | 82 | ai | Type A-FL-03 floor tile 600x600x9mm supply and installation.
3J | 172 | C | Type FF01b; size 300 x 300 x 10mm; to wet area | 32 | m² | 45 | 1440 | J031100 | 3.01 | Finishes – Floor Tiles | Area (m²) | 82 | ai | Type FF01b floor tile 300x300x10mm to wet areas.
3J | 176 | D | Type FF07; size 300 x 300 x 10mm; to BOH toilet and Garbage Room | 60 | m² | 45 | 2700 | J031100 | 3.01 | Finishes – Floor Tiles | Area (m²) | 82 | ai | Type FF07 floor tile 300x300x10mm to BOH toilet and garbage room.
3J | 187 | A | Type FF17; size 300 x 300 x 13mm; to Service lobby | 57 | m² | 45 | 2565 | J031100 | 3.01 | Finishes – Floor Tiles | Area (m²) | 82 | ai | Type FF17 floor tile 300x300x13mm to service lobby.
3J | 191 | B | Type C-FL-05; size 600x1200mm ; to Corridors | 1338 | m² | 148 | 198024 | J031100 | 3.01 | Finishes – Floor Tiles | Area (m²) | 82 | ai | Type C-FL-05 floor tile 600x1200mm to corridors.
3J | 193 | C | Type C-FL-03;size 600x600mm; to Changing room | 48 | m² | 93 | 4464 | J031100 | 3.01 | Finishes – Floor Tiles | Area (m²) | 82 | ai | Type C-FL-03 floor tile 600x600mm to changing room.
3J | 195 | D | Type C-FL-04;to Changing room | 1 | m² | 93 | 93 | J031100 | 3.01 | Finishes – Floor Tiles | Area (m²) | 82 | ai | Type C-FL-04 floor tile to changing room.
3J | 197 | E | Type C-FL-01A;to lift lobby | 140 | m² | 143 | 20020 | J031100 | 3.01 | Finishes – Floor Tiles | Area (m²) | 82 | ai | Type C-FL-01A floor tile to lift lobby.
3J | 201 | F | Type C-FL-02;to Gym | 162 | m² | 1183 | 191646 | J031100 | 3.01 | Finishes – Floor Tiles | Area (m²) | 82 | ai | Type C-FL-02 floor tile to gym area.
3J | 226 | D | Type C-TH-01; 200mm wide; to service and lift lobbies | 47 | m | 136 | 6392 | P030102 | 5.10 | Lift and Conveyor Installations | Enumerated (nr), Item | 65 | fuzzy | Fuzzy match (65%) against: "2. Cutting or forming holes, mortices, chases or the like an"
3J | 255 | B | Type A-SK-06; 20mm high to round column | 54 | m | 55 | 2970 | C040109 | 2.01 | Frame / Concrete Work | Volume (m³), Weight (t), Area (m²), Length (m), Enumerated (nr) | 62 | fuzzy | Fuzzy match (62%) against: "9. Sides of columns"
3J | 288 | B | Type C-PT-06 | 62 | m | 20 | 1240 | J040200 | 3.01 | Finishes – Paint Finishes | Area (m²) | 80 | ai | Type C-PT-06 paint finish in yellow colour to wall/ceiling surfaces.
3J | 292 | C | Type C-MT-06; to Lift lobby and corridors | 36 | m | 83 | 2988 | P030102 | 5.10 | Lift and Conveyor Installations | Enumerated (nr), Item | 63 | fuzzy | Fuzzy match (63%) against: "2. Cutting or forming holes, mortices, chases or the like an"
3J | 298 | D | Type A-FL-01; size 200 x 1200 x 9mm thk. | 7710 | m² | 66 | 508860 | J031100 | 3.01 | Finishes – Floor Tiles | Area (m²) | 82 | ai | Installation only of type A-FL-01 floor tile 200x1200x9mm.
3J | 302 | E | Type A-FL-02; size 600 x 600 x 9mm thk | 1292 | m² | 56 | 72352 | J031100 | 3.01 | Finishes – Floor Tiles | Area (m²) | 82 | ai | Installation only of type A-FL-02 floor tile 600x600x9mm.
3J | 306 | F | Type A-FL-03; size 600 x 600 x 9mm thk. | 59 | m² | 56 | 3304 | J031100 | 3.01 | Finishes – Floor Tiles | Area (m²) | 82 | ai | Installation only of type A-FL-03 floor tile 600x600x9mm.
3J | 317 | A | Type FF01b; size 300 x 300 x 10mm; to wet area | 32 | m² | 56 | 1792 | J031100 | 3.01 | Finishes – Floor Tiles | Area (m²) | 82 | ai | Type FF01b floor tile 300x300x10mm to wet areas.
3J | 333 | F | Type C-FL-04;to Changing room | 1 | m² | 51 | 51 | J030102 | 3.01 | Finishes – Floor Tiles | Area (m²) | 80 | ai | C-FL-04 floor tiles for changing room classified as floor tile finishes.
3J | 350 | B | Type A-FL-01; 130mm wide; to apartment | 461 | m | 75 | 34575 | J030204 | 3.01 | Finishes – Skirtings/Trims | Linear (m) | 80 | ai | A-FL-01 130mm wide floor trim/skirting in apartments classified as floor finish trim.
3J | 352 | C | Type A-FL-02; 130mm wide; to apartment | 295 | m | 0 | Not shown in Dwg | J030204 | 3.01 | Finishes – Skirtings/Trims | Linear (m) | 80 | ai | A-FL-02 130mm wide floor trim/skirting in apartments classified as floor finish trim.
3J | 356 | D | Type A-TH-01; 130mm wide; to apartment | 116 | m | 0 | Not shown in Dwg | J030304 | 3.01 | Finishes – Wall Trims | Linear (m) | 75 | ai | A-TH-01 130mm wide wall trim in apartments; TH likely indicates threshold or wall trim finish.
3J | 358 | E | Type A-TH-02; 130mm wide; to apartment | 30 | m | 0 | Not shown in Dwg | J030304 | 3.01 | Finishes – Wall Trims | Linear (m) | 75 | ai | A-TH-02 130mm wide wall trim in apartments; TH type finish for apartments.
3J | 360 | F | Type A-TH-01; 150mm wide; to changing room | 7 | m | 75 | 525 | J030304 | 3.01 | Finishes – Wall Trims | Linear (m) | 75 | ai | A-TH-01 150mm wide wall trim in changing room classified as wall trim finish.
3J | 362 | G | Type C-TH-01; 200mm wide; to service and lift lobbies | 47 | m | 75 | 3525 | P030102 | 5.10 | Lift and Conveyor Installations | Enumerated (nr), Item | 65 | fuzzy | Fuzzy match (65%) against: "2. Cutting or forming holes, mortices, chases or the like an"
3J | 387 | B | Type A-SK-06; 20mm high to round column | 54 | m | 20 | 1080 | C040109 | 2.01 | Frame / Concrete Work | Volume (m³), Weight (t), Area (m²), Length (m), Enumerated (nr) | 62 | fuzzy | Fuzzy match (62%) against: "9. Sides of columns"
3J | 391 | C | Type SK-01; 100mm high | 111 | m | 13 | 1443 | J030204 | 3.01 | Finishes – Skirtings | Linear (m) | 80 | ai | SK-01 100mm high skirting for common areas classified as general skirting finish.
3J | 407 | G | Type C-MT-06; to Lift lobby and corridors | 36 | m | 25 | 900 | P030102 | 5.10 | Lift and Conveyor Installations | Enumerated (nr), Item | 63 | fuzzy | Fuzzy match (63%) against: "2. Cutting or forming holes, mortices, chases or the like an"
3J | 421 | A | To lift lobby; C-TL-01 | 285 | m² | 135 | 38475 | K020100 | 4.01 | FF&E – Fittings & Furnishings (Supply Only) | Item | 75 | ai | C-TL-01 supply only item to lift lobby; TL indicates trim/lining element classified as FF&E supply.
3J | 425 | B | To changing rooms; C-TL-02 | 185 | m² | 159 | 29415 | K020100 | 4.01 | FF&E – Fittings & Furnishings (Supply Only) | Item | 75 | ai | C-TL-02 supply only item to changing rooms classified as FF&E supply.
3J | 429 | C | To changing rooms; C-TL-03 | 15 | m² | 465 | 6975 | K020100 | 4.01 | FF&E – Fittings & Furnishings (Supply Only) | Item | 75 | ai | C-TL-03 supply only item to changing rooms classified as FF&E supply.
3J | 433 | D | To garbage room; public area; WF-06 | 117 | m² | 43 | 5031 | K020100 | 4.01 | FF&E – Fittings & Furnishings (Supply Only) | Item | 70 | ai | WF-06 supply only item to garbage room/public area; WF type classified as FF&E supply.
3J | 437 | E | Type T01; size 600 x 600mm; to apartment | 3489 | m² | 79 | 275631 | K020100 | 4.01 | FF&E – Fittings & Furnishings (Supply Only) | Item | 70 | ai | T01 trim 600x600mm supply only to apartment; T-type element classified as FF&E supply.
3J | 448 | A | Type T02; size 600 x 1200mm; to apartments | 1362 | m² | 101 | 137562 | J030304 | 3.01 | Finishes – Wall Trims | Area (m²) | 75 | ai | T02 trim 600x1200mm for apartments classified as wall trim finish.
3J | 452 | B | Type T03; size 600 x 600mm; to apartments | 40 | m² | 79 | 3160 | J030304 | 3.01 | Finishes – Wall Trims | Area (m²) | 75 | ai | T03 trim 600x600mm for apartments classified as wall trim finish.
3J | 458 | C | To lift lobby; C-TL-01 | 285 | m² | 58 | 16530 | K020100 | 4.01 | FF&E – Installation Only | Item | 75 | ai | C-TL-01 installation only to lift lobby; TL element installation classified as FF&E installation.
3J | 462 | D | To changing rooms; C-TL-02 | 172 | m² | 63 | 10836 | K020100 | 4.01 | FF&E – Installation Only | Item | 75 | ai | C-TL-02 installation only to changing rooms classified as FF&E installation.
3J | 466 | E | To changing rooms; C-TL-03 | 15 | m² | 63 | 945 | K020100 | 4.01 | FF&E – Installation Only | Item | 75 | ai | C-TL-03 installation only to changing rooms classified as FF&E installation.
3J | 477 | A | To garbage room; public area; WF-06 | 117 | m² | 63 | 7371 | J030304 | 3.01 | Finishes – Wall Trims | Area (m²) | 70 | ai | WF-06 finishing to garbage room/public area; WF trim classified as wall finish.
3J | 481 | B | Type T01; size 600 x 600mm; to apartment | 3489 | m² | 63 | 219807 | J030304 | 3.01 | Finishes – Wall Trims | Area (m²) | 75 | ai | T01 trim 600x600mm finishing to apartment classified as wall trim finish.
3J | 485 | C | Type T02; size 600 x 1200mm; to apartments | 1362 | m² | 63 | 85806 | J030304 | 3.01 | Finishes – Wall Trims | Area (m²) | 75 | ai | T02 trim 600x1200mm finishing to apartments classified as wall trim finish.
3J | 489 | D | Type T03; size 600 x 600mm; to apartments | 40 | m² | 63 | 2520 | J030304 | 3.01 | Finishes – Wall Trims | Area (m²) | 75 | ai | T03 trim 600x600mm finishing to apartments classified as wall trim finish.
3J | 493 | E | To door top board and side panel fixed to the wall | 157 | m² | 715 | 112255 | H000000 | 2.06 | Windows and External Doors | Enumerated (nr), Area (m²), Length (m) | 72 | fuzzy | Fuzzy match (72%) against: "SECTION H - DOORS AND WINDOWS"
3J | 504 | A | To basement; including (1200 x 410mm type C-MI-03 panel to the top of the lift door) | 16 | Nr. | 1560 | 24960 | H050100 | 2.06 | Windows and External Doors | Enumerated (nr), Area (m²), Length (m) | 60 | fuzzy | Fuzzy match (60%) against: "H5.1 Unless otherwise stated, glass shall be measured by are"
3J | 508 | B | Porcelain tile to bathtub wall surround; to apartments | 1 | Item | 8276 | 8276 | J020100 | 3.01 | Internal Finishes | Area (m²), Length (m) | 65 | fuzzy | Fuzzy match (65%) against: "J2.1 Backgrounds shall be measured by area; backgrounds for "
3J | 512 | C | 300 x 150 x height varies | 177 | Nr. | 368 | 65136 | J030103 | 3.01 | Finishes – Wall Tiles | Area (m²) | 80 | ai | A-TL-01 bathtub surround tiles 300x150mm classified as wall tile finishes for wet areas.
3J | 520 | D | Type A-FL-04; size 600 x 600 x 9mm thk.; Floor Tile, Cream RT finish to balcony | 2242 | m² | 99 | 221958 | J030200 | 3.01 | Internal Finishes | Area (m²), Length (m) | 60 | fuzzy | Fuzzy match (60%) against: "J3.2 Skirtings, bands, strings, coverings to kerbs, moulding"
3J | 526 | E | Type A-FL-04; size 600 x 600 x 9mm thk.; Floor Tile, Cream RT finish to balcony | 2242 | m² | 56 | 125552 | J030200 | 3.01 | Internal Finishes | Area (m²), Length (m) | 60 | fuzzy | Fuzzy match (60%) against: "J3.2 Skirtings, bands, strings, coverings to kerbs, moulding"
3J | 563 | A | To ceilings; drop not exceeding 500mm | 4641 | m² | 98 | 454818 | J050101 | 3.01 | Internal Finishes | Area (m²), Length (m) | 76 | fuzzy | Fuzzy match (76%) against: "1. Ceilings stating the drop"
3J | 565 | B | To ceilings; ceiling drop over 500mm but not exceeding 1000mm | 2092 | m² | 100 | 209200 | J050101 | 3.01 | Internal Finishes | Area (m²), Length (m) | 77 | fuzzy | Fuzzy match (77%) against: "1. Ceilings stating the drop"
3J | 567 | C | Bulkhead; 150mm high | 520 | m | 23 | 11960 | J030304 | 3.01 | Finishes – Wall Trims | Linear (m) | 75 | ai | Bulkhead 150mm high in dry areas classified as wall trim/soffit finish.
3J | 569 | D | Bulkhead; 195mm high | 2000 | m | 25 | 50000 | J030304 | 3.01 | Finishes – Wall Trims | Linear (m) | 75 | ai | Bulkhead 195mm high in dry areas classified as wall trim/soffit finish.
3J | 581 | B | Curtain cove; 325mm high | 1304 | m | 153 | 199512 | M020000 | 4.01 | Furnishings | Enumerated (nr), Length (m), Item | 69 | fuzzy | Fuzzy match (69%) against: "M2 Curtain track"
3J | 583 | C | Cove light; 65 x 100mm | 4711 | m | 63 | 296793 | J040201 | 3.01 | Finishes – Ceiling Elements | Linear (m) | 80 | ai | Cove light 65x100mm in suspended ceiling dry areas classified as ceiling trim/light finish element.
3J | 589 | D | To ceilings; drop not exceeding 500mm | 57 | m² | 106 | 6042 | J050101 | 3.01 | Internal Finishes | Area (m²), Length (m) | 76 | fuzzy | Fuzzy match (76%) against: "1. Ceilings stating the drop"
3J | 591 | E | To ceilings; ceiling drop over 500mm but not exceeding 1000mm | 2003 | m² | 109 | 218327 | J050101 | 3.01 | Internal Finishes | Area (m²), Length (m) | 77 | fuzzy | Fuzzy match (77%) against: "1. Ceilings stating the drop"
3J | 595 | G | Cove light; 65 x 100mm | 379 | m | 63 | 23877 | J040201 | 3.01 | Finishes – Ceiling Elements | Linear (m) | 80 | ai | Cove light 65x100mm in suspended ceiling wet areas classified as ceiling trim/light finish element.
3J | 597 | H | Extra over for access panel; 300 x 300mm | 21 | Nr. | 0 | Included | J040200 | 3.01 | Finishes – Suspended Ceiling Accessories | Item | 75 | ai | Access panel for wet area ceiling is an accessory to ceiling finishes.
3J | 599 | J | Extra over for access panel; 400 x 400mm | 211 | Nr. | 0 | Included | J040200 | 3.01 | Finishes – Suspended Ceiling Accessories | Item | 75 | ai | Access panel for wet area ceiling is an accessory to ceiling finishes.
3J | 601 | K | Extra over for access panel; 470 x 470mm | 14 | Nr. | 0 | Included | J040200 | 3.01 | Finishes – Suspended Ceiling Accessories | Item | 75 | ai | Access panel for wet area ceiling is an accessory to ceiling finishes.
3J | 603 | L | Extra over for access panel; 600 x 600mm | 177 | Nr. | 0 | Included | J040200 | 3.01 | Finishes – Suspended Ceiling Accessories | Item | 75 | ai | Access panel for wet area ceiling is an accessory to ceiling finishes.
3J | 611 | M | To ceilings; drop not exceeding 500mm | 1420 | m² | 98 | 139160 | J050101 | 3.01 | Internal Finishes | Area (m²), Length (m) | 76 | fuzzy | Fuzzy match (76%) against: "1. Ceilings stating the drop"
3J | 623 | B | Cove light; 65 x 100mm | 874 | m | 63 | 55062 | J040400 | 3.01 | Finishes – Suspended Ceiling Accessories | Linear (m) | 78 | ai | Cove light is a linear accessory integrated with suspended ceiling finishes.
3J | 625 | C | Extra over for access panel; 400 x 400mm | 7 | Nr. | 0 | Included | J040200 | 3.01 | Finishes – Suspended Ceiling Accessories | Item | 75 | ai | Access panel for suspended ceiling is an accessory to ceiling finishes.
3J | 627 | D | Extra over for access panel; 600 x 600mm | 37 | Nr. | 0 | Included | J040200 | 3.01 | Finishes – Suspended Ceiling Accessories | Item | 75 | ai | Access panel for suspended ceiling is an accessory to ceiling finishes.
3J | 631 | E | To ceilings; drop not exceeding 500mm | 34 | m² | 98 | 3332 | J050101 | 3.01 | Internal Finishes | Area (m²), Length (m) | 76 | fuzzy | Fuzzy match (76%) against: "1. Ceilings stating the drop"
3J | 633 | F | To bulkhead; 325mm high | 21 | m | 43 | 903 | J040100 | 3.01 | Finishes – Suspended Ceiling | Area (m²) | 80 | ai | Bulkhead for suspended ceiling is a structural modification of ceiling finishes.
3J | 635 | G | Extra over for access panel; 600 x 600mm | 1 | Nr. | 0 | Included | J040200 | 3.01 | Finishes – Suspended Ceiling Accessories | Item | 75 | ai | Access panel for suspended ceiling is an accessory to ceiling finishes.
3J | 639 | H | To 2200 x 1935mm size panel | 12 | Nr. | 7555 | 90660 | J040100 | 3.01 | Finishes – Suspended Ceiling | Area (m²) | 82 | ai | Suspended ceiling panels are measured and priced as ceiling finish work.
3J | 641 | J | To 2200 x 1455mm size panel | 1 | Nr. | 5681 | 5681 | J040100 | 3.01 | Finishes – Suspended Ceiling | Area (m²) | 82 | ai | Suspended ceiling panels are measured and priced as ceiling finish work.
3J | 643 | K | To 2200 x 1455/1055mm size panel | 1 | Nr. | 5681 | 5681 | J040100 | 3.01 | Finishes – Suspended Ceiling | Area (m²) | 82 | ai | Suspended ceiling panels are measured and priced as ceiling finish work.
3J | 645 | L | To 5745 x 2200mm size panel | 2 | Nr. | 22430 | 44860 | J040100 | 3.01 | Finishes – Suspended Ceiling | Area (m²) | 82 | ai | Suspended ceiling panels are measured and priced as ceiling finish work.
3J | 659 | A | To ceilings; drop not exceeding 500mm | 2 | m² | 98 | 196 | J050101 | 3.01 | Internal Finishes | Area (m²), Length (m) | 76 | fuzzy | Fuzzy match (76%) against: "1. Ceilings stating the drop"
3J | 661 | B | To ceilings; ceiling drop over 500mm but not exceeding 1000mm | 48 | m² | 103 | 4944 | J050101 | 3.01 | Internal Finishes | Area (m²), Length (m) | 77 | fuzzy | Fuzzy match (77%) against: "1. Ceilings stating the drop"
3J | 663 | C | To bulkhead; 325mm high | 10 | m | 43 | 430 | J040100 | 3.01 | Finishes – Suspended Ceiling | Area (m²) | 80 | ai | Bulkhead for wet area ceiling is a structural modification of ceiling finishes.
3J | 665 | D | Cove light; 65 x 100mm | 10 | m | 63 | 630 | J040400 | 3.01 | Finishes – Suspended Ceiling Accessories | Linear (m) | 78 | ai | Cove light in wet area is a linear accessory integrated with ceiling finishes.
3J | 667 | E | Extra over for access panel; 400 x 400mm | 3 | Nr. | 0 | Included | J040200 | 3.01 | Finishes – Suspended Ceiling Accessories | Item | 75 | ai | Access panel for wet area ceiling is an accessory to ceiling finishes.
3J | 669 | F | Extra over for access panel; 600 x 600mm | 3 | Nr. | 0 | Included | J040200 | 3.01 | Finishes – Suspended Ceiling Accessories | Item | 75 | ai | Access panel for wet area ceiling is an accessory to ceiling finishes.
3J | 675 | G | To Ceilings; drop not exceeding 500mm | 50 | m² | 300 | 15000 | J050101 | 3.01 | Internal Finishes | Area (m²), Length (m) | 76 | fuzzy | Fuzzy match (76%) against: "1. Ceilings stating the drop"
3J | 681 | H | To Ceilings; drop not exceeding 500mm | 1621 | m² | 183 | 296643 | J050101 | 3.01 | Internal Finishes | Area (m²), Length (m) | 76 | fuzzy | Fuzzy match (76%) against: "1. Ceilings stating the drop"
3J | 735 | B | Type FF12 | 52 | m² | 73 | 3796 | B090107 | 8.01 | Site Works, Drainage, External Services & Landscaping | Volume (m³), Length (m), Area (m²), Enumerated (nr), Item | 62 | fuzzy | Fuzzy match (62%) against: "7. Excavation for diaphragm walls, stating the width of the "
3J | 747 | E | Type SK-04; 100mm high | 274 | m | 24 | 6576 | J030200 | 3.01 | Finishes – Floor Accessories | Linear (m) | 80 | ai | Skirtings type SK-04 at 100mm high are linear floor finish accessories.
3J | 751 | F | Type SK-06; 100mm high | 35 | m | 26 | 910 | J030200 | 3.01 | Finishes – Floor Accessories | Linear (m) | 80 | ai | Skirtings type SK-06 at 100mm high are linear floor finish accessories.
3J | 776 | D | To changing | 11 | m² | 150 | 1650 | J020100 | 3.01 | Finishes – Wall Finish | Area (m²) | 82 | ai | Wall finish in changing room is a direct wall finish specification.
3J | 780 | E | To changing | 40 | m² | 150 | 6000 | J020100 | 3.01 | Finishes – Wall Finish | Area (m²) | 82 | ai | Wall finish in changing room is a direct wall finish specification.
3J | 782 | F | To gym | 74 | m² | 150 | 11100 | J020100 | 3.01 | Finishes – Wall Finish | Area (m²) | 82 | ai | Wall finish in gym is a direct wall finish specification.
3J | 793 | A | To corridor; C-PA-03 | 3289 | m² | 0 | Not Shown in Dwg | J050100 | 3.01 | Finishes – Decoration/Painting | Area (m²) | 84 | ai | Decoration type C-PA-03 in corridor is a painting/decoration finish.
3J | 797 | B | To door top board and side panel fixed to the wall | 157 | m² | 81 | 12717 | H000000 | 2.06 | Windows and External Doors | Enumerated (nr), Area (m²), Length (m) | 72 | fuzzy | Fuzzy match (72%) against: "SECTION H - DOORS AND WINDOWS"
3J | 801 | C | To garbage room; WF-06 | 47 | m² | 4 | 188 | J050100 | 3.01 | Finishes – Decoration/Painting | Area (m²) | 84 | ai | Wallcovering WF-06 in garbage room is a decoration finish.
3J | 803 | D | To service lobby; WF-16 | 201 | m² | 4 | 804 | J050100 | 3.01 | Finishes – Decoration/Painting | Area (m²) | 84 | ai | Wallcovering WF-16 in service lobby is a decoration finish.
3J | 805 | E | To WM room; WF-19 | 196 | m² | 4 | 784 | J050100 | 3.01 | Finishes – Decoration/Painting | Area (m²) | 84 | ai | Wallcovering WF-19 in WM room is a decoration finish.
3J | 809 | F | To stair; WF-18 | 403 | m² | 38 | 15314 | J050100 | 3.01 | Finishes – Decoration/Painting | Area (m²) | 84 | ai | Wallcovering WF-18 in stair is a decoration finish.
3J | 815 | H | To service areas and corridors; WF-20 | 733 | m² | 23 | 16859 | B090200 | 8.01 | Site Works, Drainage, External Services & Landscaping | Volume (m³), Length (m), Area (m²), Enumerated (nr), Item | 60 | fuzzy | Fuzzy match (60%) against: "B9.2 Excavation of trenches for service pipes, drain pipes, "
3J | 817 | J | To BOH corridors; WF-20 | 416 | m² | 23 | 9568 | J050100 | 3.01 | Finishes – Decoration/Painting | Area (m²) | 84 | ai | Wallcovering WF-20 in BOH corridors is a decoration finish.
3J | 819 | K | To FHC | 56 | m² | 0 | Included | P030000 | 5.10 | Lift and Conveyor Installations | Enumerated (nr), Item | 62 | fuzzy | Fuzzy match (62%) against: "P3 Work incidental to conveying systems"
3J | 830 | A | To F/S lift; WF-23 | 264 | m² | 29 | 7656 | J050100 | 3.01 | Finishes – Decoration/Painting | Area (m²) | 84 | ai | Wallcovering WF-23 in F/S lift is a decoration finish.
3J | 840 | B | To gypsum board ceiling | 6734 | m² | 23 | 154882 | J020100 | 3.01 | Internal Finishes | Area (m²), Length (m) | 72 | fuzzy | Fuzzy match (72%) against: "J2.1 Backgrounds shall be measured by area; backgrounds for "
3J | 842 | C | To bulkheads and lightcoves | 2381 | m² | 23 | 54763 | J050102 | 3.01 | Internal Finishes | Area (m²), Length (m) | 68 | fuzzy | Fuzzy match (68%) against: "2. Sides and soffits of beams or upstands."
3J | 844 | D | To ceiling soffits | 273 | m² | 23 | 6279 | J020100 | 3.01 | Internal Finishes | Area (m²), Length (m) | 79 | fuzzy | Fuzzy match (79%) against: "J2.1 Backgrounds shall be measured by area; backgrounds for "
3J | 850 | E | To gypsum board ceiling | 2060 | m² | 23 | 47380 | J020100 | 3.01 | Internal Finishes | Area (m²), Length (m) | 72 | fuzzy | Fuzzy match (72%) against: "J2.1 Backgrounds shall be measured by area; backgrounds for "
3J | 852 | F | To bulkheads and lightcoves | 171 | m² | 23 | 3933 | J050102 | 3.01 | Internal Finishes | Area (m²), Length (m) | 68 | fuzzy | Fuzzy match (68%) against: "2. Sides and soffits of beams or upstands."
3J | 869 | A | To gypsum board ceiling | 1420 | m² | 23 | 32660 | J020100 | 3.01 | Internal Finishes | Area (m²), Length (m) | 72 | fuzzy | Fuzzy match (72%) against: "J2.1 Backgrounds shall be measured by area; backgrounds for "
3J | 871 | B | To bulkheads and lightcoves | 395 | m² | 23 | 9085 | J050102 | 3.01 | Internal Finishes | Area (m²), Length (m) | 68 | fuzzy | Fuzzy match (68%) against: "2. Sides and soffits of beams or upstands."
3J | 875 | C | To gypsum board ceiling | 34 | m² | 150 | 5100 | J020100 | 3.01 | Internal Finishes | Area (m²), Length (m) | 72 | fuzzy | Fuzzy match (72%) against: "J2.1 Backgrounds shall be measured by area; backgrounds for "
3J | 877 | D | To bulkheads and lightcoves | 7 | m² | 150 | 1050 | J050102 | 3.01 | Internal Finishes | Area (m²), Length (m) | 68 | fuzzy | Fuzzy match (68%) against: "2. Sides and soffits of beams or upstands."
3J | 879 | E | To ceiling soffits | 146 | m² | 150 | 21900 | J020100 | 3.01 | Internal Finishes | Area (m²), Length (m) | 79 | fuzzy | Fuzzy match (79%) against: "J2.1 Backgrounds shall be measured by area; backgrounds for "
3J | 881 | F | To gypsum enclosure | 10 | m² | 150 | 1500 | N020000 | 5.13 | Specialist Installations | Enumerated (nr), Item | 74 | fuzzy | Fuzzy match (74%) against: "N2 Enclosures"
3J | 887 | G | To gypsum board ceiling | 49 | m² | 23 | 1127 | J020100 | 3.01 | Internal Finishes | Area (m²), Length (m) | 72 | fuzzy | Fuzzy match (72%) against: "J2.1 Backgrounds shall be measured by area; backgrounds for "
3J | 889 | H | To bulkheads and lightcoves | 4 | m² | 23 | 92 | J050102 | 3.01 | Internal Finishes | Area (m²), Length (m) | 68 | fuzzy | Fuzzy match (68%) against: "2. Sides and soffits of beams or upstands."
3J | 895 | J | To ceiling soffit | 33 | m² | 30 | 990 | J020100 | 3.01 | Internal Finishes | Area (m²), Length (m) | 79 | fuzzy | Fuzzy match (79%) against: "J2.1 Backgrounds shall be measured by area; backgrounds for "
3J | 906 | A | To ceiling soffits | 61 | m² | 35 | 2135 | J020100 | 3.01 | Internal Finishes | Area (m²), Length (m) | 79 | fuzzy | Fuzzy match (79%) against: "J2.1 Backgrounds shall be measured by area; backgrounds for "
3J | 910 | B | To ceiling soffit | 301 | m² | 35 | 10535 | J020100 | 3.01 | Internal Finishes | Area (m²), Length (m) | 79 | fuzzy | Fuzzy match (79%) against: "J2.1 Backgrounds shall be measured by area; backgrounds for "
3J | 912 | C | To stair soffit | 289 | m² | 35 | 10115 | J050100 | 3.01 | Finishes – Decoration/Painting | Area (m²) | 82 | ai | Decoration to stair soffit is a painting/decoration finish.
3J | 922 | E | To lower roof walls | 1369 | m² | 45 | 61605 | F020103 | 2.01 | Frame / Woodwork | Length (m), Area (m²), Enumerated (nr) | 79 | fuzzy | Fuzzy match (79%) against: "3. Walls"
3J | 926 | G | To wall in L05 balcony | 29 | m² | 45 | 1305 | J020100 | 3.01 | Finishes – Wall Finish | Area (m²) | 82 | ai | Wall finish in L05 balcony is a direct wall finish specification.
3J | 945 | A | To cement board ceiling | 1621 | m² | 45 | 72945 | J020100 | 3.01 | Internal Finishes | Area (m²), Length (m) | 72 | fuzzy | Fuzzy match (72%) against: "J2.1 Backgrounds shall be measured by area; backgrounds for "
3J | 984 | 1 | 100mm high tile skirting to match balcony floor tile AFL04 | 445 | m | 46 | 20470 | J030200 | 3.01 | Internal Finishes | Area (m²), Length (m) | 66 | fuzzy | Fuzzy match (66%) against: "J3.2 Skirtings, bands, strings, coverings to kerbs, moulding"
3J | 986 | 4 | AST01-Kitchen backsplash | 483 | m2 | 623 | 300909 | J020100 | 3.01 | Finishes – Wall Finish | Area (m²) | 80 | ai | Kitchen backsplash AST01 is a wall finish specification in kitchen area.
3J | 987 | 5 | Metal transition profile to wet area tile thresolds | 382 | m | 86 | 32852 | J020300 | 3.01 | Internal Finishes | Area (m²), Length (m) | 65 | fuzzy | Fuzzy match (65%) against: "J2.3 Pre-formed backgrounds (for example, plasterboard, expa"
3J | 988 | 7 | Spray plaster to exposed ceiling | 938 | m² | 30 | 28140 | J050000 | 3.01 | Internal Finishes | Area (m²), Length (m) | 71 | fuzzy | Fuzzy match (71%) against: "J5 Suspended ceilings"
3J | 990 | 9 | Access panel | 1 | Item | 438606 | 438606 | A030101 | 9.01 | Preliminaries / General Requirements | Item | 73 | fuzzy | Fuzzy match (73%) against: "1. Access to and possession or use of the site"
3J | 991 | 10 | A-TH-01-230mm threshold | 126 | m | 350 | 44100 | J030200 | 3.01 | Finishes – Floor Accessories | Linear (m) | 82 | ai | Threshold A-TH-01 at 230mm is a linear floor finish accessory.
3J | 995 | 14 | Transition trim | 22 | m | 81 | 1782 | J030300 | 3.01 | Finishes – Trim & Edge Protection | Length (m) | 80 | ai | Transition trim is a linear finish component used at junctions between different floor materials.
3J | 996 | 15 | End trim to Garbage room walls | 55 | m | 61 | 3355 | F020103 | 2.01 | Frame / Woodwork | Length (m), Area (m²), Enumerated (nr) | 79 | fuzzy | Fuzzy match (79%) against: "3. Walls"
3J | 1001 | 3/J/1/D | Plaster; to receive tiles | -51 | m² | 48 | -2448 | B090105 | 8.01 | Site Works, Drainage, External Services & Landscaping | Volume (m³), Length (m), Area (m²), Enumerated (nr), Item | 65 | fuzzy | Fuzzy match (65%) against: "5. Trench excavation to receive foundations, which shall inc"
3J | 1002 | 3/J/1/E | Plaster; to receive paint | 431 | m² | 48 | 20688 | B090105 | 8.01 | Site Works, Drainage, External Services & Landscaping | Volume (m³), Length (m), Area (m²), Enumerated (nr), Item | 65 | fuzzy | Fuzzy match (65%) against: "5. Trench excavation to receive foundations, which shall inc"
3J | 1008 | 3/J/2/F | Cement and sand plaster:To Lower roof walls | 43 | m² | 64 | 2752 | F020103 | 2.01 | Frame / Woodwork | Length (m), Area (m²), Enumerated (nr) | 79 | fuzzy | Fuzzy match (79%) against: "3. Walls"
3J | 1023 | 3/J/3/C | Plaster to upper roof parapet wall | 272 | m² | 62 | 16864 | J060312 | 3.01 | Internal Finishes | Area (m²), Length (m) | 64 | fuzzy | Fuzzy match (64%) against: "12. Structural metalwork, which shall include roof trusses."
3J | 1039 | 3/J/7/F | Type A-SK-06; 20mm high to round column | 8 | m | 55 | 440 | C040109 | 2.01 | Frame / Concrete Work | Volume (m³), Weight (t), Area (m²), Length (m), Enumerated (nr) | 62 | fuzzy | Fuzzy match (62%) against: "9. Sides of columns"
3J | 1044 | 3/J/8/C | Type C-MT-06; to Lift lobby and corridors | 4 | m | 83 | 332 | P030102 | 5.10 | Lift and Conveyor Installations | Enumerated (nr), Item | 63 | fuzzy | Fuzzy match (63%) against: "2. Cutting or forming holes, mortices, chases or the like an"
3J | 1064 | 3/J/10/G | Type C-TH-01; 200mm wide; to service and lift lobbies | 5 | m | 75 | 375 | P030102 | 5.10 | Lift and Conveyor Installations | Enumerated (nr), Item | 65 | fuzzy | Fuzzy match (65%) against: "2. Cutting or forming holes, mortices, chases or the like an"
3J | 1066 | 3/J/10/J | Type A-SK-02; 100mm high to apartment Bathrooms | 30 | m | 13 | 390 | J030300 | 3.01 | Finishes – Skirting & Trims | Length (m) | 75 | ai | Type A-SK-02 skirting 100mm high in apartment bathrooms is a floor/wall finish trim element.
3J | 1067 | 3/J/10/K | Type A-SK-03; 100mm high to apartment Bathrooms | 317 | m | 13 | 4121 | J030300 | 3.01 | Finishes – Skirting & Trims | Length (m) | 75 | ai | Type A-SK-03 skirting 100mm high in apartment bathrooms is a floor/wall finish trim element.
3J | 1068 | 3/J/10/L | Type A-SK-05; 100mm high to apartment Bathrooms | 20 | m | 13 | 260 | J030300 | 3.01 | Finishes – Skirting & Trims | Length (m) | 75 | ai | Type A-SK-05 skirting 100mm high in apartment bathrooms is a floor/wall finish trim element.
3J | 1069 | 3/J/11/B | Type A-SK-06; 20mm high to round column | 8 | m | 20 | 160 | C040109 | 2.01 | Frame / Concrete Work | Volume (m³), Weight (t), Area (m²), Length (m), Enumerated (nr) | 62 | fuzzy | Fuzzy match (62%) against: "9. Sides of columns"
3J | 1070 | 3/J/11/C | Type SK-01; 100mm high | 26 | m | 13 | 338 | J030300 | 3.01 | Finishes – Skirting & Trims | Length (m) | 75 | ai | Type SK-01 skirting 100mm high is a standard floor/wall finish trim element.
3J | 1071 | 3/J/11/D | Type C-SK-01; to Lift Lobby | -61 | m | 31 | -1891 | J030300 | 3.01 | Finishes – Skirting & Trims | Length (m) | 75 | ai | Type C-SK-01 skirting to lift lobby is a floor/wall finish trim element in common area.
3J | 1072 | 3/J/11/E | Type C-SK-02; 100mm high | 256 | m | 13 | 3328 | J030300 | 3.01 | Finishes – Skirting & Trims | Length (m) | 75 | ai | Type C-SK-02 skirting 100mm high is a floor/wall finish trim element.
3J | 1073 | 3/J/11/F | Type C-SK-03; to Gym | -7 | m | 20 | -140 | J030300 | 3.01 | Finishes – Skirting & Trims | Length (m) | 75 | ai | Type C-SK-03 skirting to gym is a floor/wall finish trim element in common area.
3J | 1074 | 3/J/11/G | Type C-MT-06; to Lift lobby and corridors | 4 | m | 25 | 100 | P030102 | 5.10 | Lift and Conveyor Installations | Enumerated (nr), Item | 63 | fuzzy | Fuzzy match (63%) against: "2. Cutting or forming holes, mortices, chases or the like an"
3J | 1075 | 3/J/12/A | To lift lobby; C-TL-01 | 22 | m² | 135 | 2970 | J030400 | 3.01 | Finishes – Wall Trim/Dado | Length (m) | 70 | ai | Type C-TL-01 to lift lobby appears to be a wall trim/linear finish element in common area.
3J | 1076 | 3/J/12/B | To changing rooms; C-TL-02 | 14 | m² | 159 | 2226 | J030400 | 3.01 | Finishes – Wall Trim/Dado | Length (m) | 70 | ai | Type C-TL-02 to changing rooms appears to be a wall trim/linear finish element.
3J | 1077 | 3/J/12/C | To changing rooms; C-TL-03 | 32 | m² | 465 | 14880 | J030400 | 3.01 | Finishes – Wall Trim/Dado | Length (m) | 70 | ai | Type C-TL-03 to changing rooms appears to be a wall trim/linear finish element.
3J | 1078 | 3/J/12/D | To garbage room; public area; WF-06 | 4 | m² | 43 | 172 | J030400 | 3.01 | Finishes – Wall Trim/Dado | Length (m) | 70 | ai | Type WF-06 to garbage room public area is a wall finish/trim element in common area.
3J | 1079 | 3/J/12/E | Type T01; size 600 x 600mm; to apartment | 220 | m² | 79 | 17380 | J030100 | 3.01 | Finishes – Floor Tile | Area (m²) | 80 | ai | Type T01 tile 600x600mm to apartment is a floor finish tile element.
3J | 1080 | 3/J/13/A | Type T02; size 600 x 1200mm; to apartments | 121 | m² | 101 | 12221 | J030100 | 3.01 | Finishes – Floor Tile | Area (m²) | 80 | ai | Type T02 tile 600x1200mm to apartments is a floor finish tile element.
3J | 1081 | 3/J/13/B | Type T03; size 600 x 600mm; to apartments | -3 | m² | 79 | -237 | J030100 | 3.01 | Finishes – Floor Tile | Area (m²) | 80 | ai | Type T03 tile 600x600mm to apartments is a floor finish tile element.
3J | 1082 | 3/J/13/C | To lift lobby; C-TL-01 | 22 | m² | 58 | 1276 | J030400 | 3.01 | Finishes – Wall Trim/Dado | Length (m) | 70 | ai | Type C-TL-01 to lift lobby appears to be a wall trim/linear finish element in common area.
3J | 1083 | 3/J/13/D | To changing rooms; C-TL-02 | 27 | m² | 63 | 1701 | J030400 | 3.01 | Finishes – Wall Trim/Dado | Length (m) | 70 | ai | Type C-TL-02 to changing rooms appears to be a wall trim/linear finish element.
3J | 1084 | 3/J/13/E | To changing rooms; C-TL-03 | 32 | m² | 63 | 2016 | J030400 | 3.01 | Finishes – Wall Trim/Dado | Length (m) | 70 | ai | Type C-TL-03 to changing rooms appears to be a wall trim/linear finish element.
3J | 1085 | 3/J/14/A | To garbage room; public area; WF-06 | 4 | m² | 63 | 252 | J030400 | 3.01 | Finishes – Wall Trim/Dado | Length (m) | 70 | ai | Type WF-06 to garbage room public area is a wall finish/trim element in common area.
3J | 1086 | 3/J/14/B | Type T01; size 600 x 600mm; to apartment | 220 | m³ | 63 | 13860 | J030100 | 3.01 | Finishes – Floor Tile | Area (m²) | 80 | ai | Type T01 tile 600x600mm to apartment is a floor finish tile element.
3J | 1087 | 3/J/14/C | Type T02; size 600 x 1200mm; to apartments | 121 | m² | 63 | 7623 | J030100 | 3.01 | Finishes – Floor Tile | Area (m²) | 80 | ai | Type T02 tile 600x1200mm to apartments is a floor finish tile element.
3J | 1100 | 3/J/14/D | Type T03; size 600 x 600mm; to apartments | -3 | m² | 63 | -189 | J030100 | 3.01 | Finishes – Floor Tile | Area (m²) | 80 | ai | Type T03 tile 600x600mm to apartments is a floor finish tile element.
3J | 1101 | 3/J/14/E | To door top board and side panel fixed to the wall | 20 | m² | 715 | 14300 | H000000 | 2.06 | Windows and External Doors | Enumerated (nr), Area (m²), Length (m) | 72 | fuzzy | Fuzzy match (72%) against: "SECTION H - DOORS AND WINDOWS"
3J | 1102 | 3/J/15/A | Metal paneling type C-MT-04 | 4 | Nr. | 1560 | 6240 | J030200 | 3.01 | Finishes – Wall Finish | Area (m²) | 75 | ai | Metal paneling type C-MT-04 is a wall finish material/cladding element.
3J | 1103 | 3/J/15/D | Type A-FL-04; size 600 x 600 x 9mm thk.; Floor Tile, Cream RT finish to balcony | 3 | m² | 99 | 297 | J030200 | 3.01 | Internal Finishes | Area (m²), Length (m) | 60 | fuzzy | Fuzzy match (60%) against: "J3.2 Skirtings, bands, strings, coverings to kerbs, moulding"
3J | 1104 | 3/J/15/E | Type A-FL-04; size 600 x 600 x 9mm thk.; Floor Tile, Cream RT finish to balcony | 3 | m² | 56 | 168 | J030200 | 3.01 | Internal Finishes | Area (m²), Length (m) | 60 | fuzzy | Fuzzy match (60%) against: "J3.2 Skirtings, bands, strings, coverings to kerbs, moulding"
3J | 1105 | 3/J/16/A | A-PT-01To ceilings; drop not exceeding 500mm | -3428 | m² | 98 | -335944 | J050101 | 3.01 | Internal Finishes | Area (m²), Length (m) | 79 | fuzzy | Fuzzy match (79%) against: "1. Ceilings stating the drop"
3J | 1106 | 3/J/16/B | To ceilings; ceiling drop over 500mm but not exceeding 1000mm | 4577 | m² | 100 | 457700 | J050101 | 3.01 | Internal Finishes | Area (m²), Length (m) | 77 | fuzzy | Fuzzy match (77%) against: "1. Ceilings stating the drop"
3J | 1107 | 3/J/16/C | Bulkhead; 150mm high | -485 | m | 23 | -11155 | J030500 | 3.01 | Finishes – Ceiling Trim | Length (m) | 75 | ai | Bulkhead 150mm high is a ceiling-level structural/trim finish element.
3J | 1108 | 3/J/17/D | Bulkhead; 195mm high | 671 | m | 25 | 16775 | J030500 | 3.01 | Finishes – Ceiling Trim | Length (m) | 75 | ai | Bulkhead 195mm high is a ceiling-level structural/trim finish element.
3J | 1110 | 3/J/16/b | Cove; 325mm high | 24 | m | 153 | 3672 | J030500 | 3.01 | Finishes – Ceiling Trim | Length (m) | 75 | ai | Cove 325mm high is a ceiling trim/profile finish element.
3J | 1111 | 3/J/16/C | Cove; 100x65h | -668 | m | 63 | -42084 | J030500 | 3.01 | Finishes – Ceiling Trim | Length (m) | 75 | ai | Cove 100x65h is a ceiling trim/profile finish element.
3J | 1112 | 3/J/16/D | A-PT-02To ceilings; drop not exceeding 500mm | -1 | m² | 106 | -106 | J050101 | 3.01 | Internal Finishes | Area (m²), Length (m) | 76 | fuzzy | Fuzzy match (76%) against: "1. Ceilings stating the drop"
3J | 1113 | 3/J/16/E | To ceilings; ceiling drop over 500mm but not exceeding 1000mm | -767 | m² | 109 | -83603 | J050101 | 3.01 | Internal Finishes | Area (m²), Length (m) | 77 | fuzzy | Fuzzy match (77%) against: "1. Ceilings stating the drop"
3J | 1115 | 3/J/16/G | Cove light; 65 x 100mm | 35 | m | 63 | 2205 | J030500 | 3.01 | Finishes – Ceiling Trim | Length (m) | 75 | ai | Cove light 65x100mm is a ceiling-integrated lighting trim finish element.
3J | 1116 | 3/J/16/M | C-PT-01To ceilings; drop not exceeding 500mm | 69 | m² | 98 | 6762 | J050101 | 3.01 | Internal Finishes | Area (m²), Length (m) | 79 | fuzzy | Fuzzy match (79%) against: "1. Ceilings stating the drop"
3J | 1118 | 3/J/17/B | Cove light; 65 x 100mm | 797 | m | 63 | 50211 | J030500 | 3.01 | Finishes – Ceiling Trim | Length (m) | 75 | ai | Cove light 65x100mm is a ceiling-integrated lighting trim finish element.
3J | 1119 | 3/J/19/F | CF-18; To ceilings; drop not exceeding 500mm | 10 | m² | 300 | 3000 | J050101 | 3.01 | Internal Finishes | Area (m²), Length (m) | 77 | fuzzy | Fuzzy match (77%) against: "1. Ceilings stating the drop"
3J | 1120 | 3/J/19/G | CF-18; To ceilings; drop not exceeding 500mm | 234 | m² | 183 | 42822 | J050101 | 3.01 | Internal Finishes | Area (m²), Length (m) | 77 | fuzzy | Fuzzy match (77%) against: "1. Ceilings stating the drop"
3J | 1137 | 3/J/21/A | Type FF10; to BOH area | -34 | m² | 73 | -2482 | J030100 | 3.01 | Finishes – Floor Finish | Area (m²) | 70 | ai | Type FF10 to BOH area appears to be a floor finish specification for back-of-house area.
3J | 1138 | 3/J/21/B | Type FF12 | 1 | m² | 73 | 73 | B090107 | 8.01 | Site Works, Drainage, External Services & Landscaping | Volume (m³), Length (m), Area (m²), Enumerated (nr), Item | 62 | fuzzy | Fuzzy match (62%) against: "7. Excavation for diaphragm walls, stating the width of the "
3J | 1139 | 3/J/21/C | Type FF13 ; to Pump room | 62 | m² | 73 | 4526 | J030100 | 3.01 | Finishes – Floor Finish | Area (m²) | 70 | ai | Type FF13 to pump room appears to be a floor finish specification for service area.
3J | 1140 | 3/J/21/D | Type FF16; to Stairs | 98 | m² | 73 | 7154 | J030100 | 3.01 | Finishes – Floor Finish | Area (m²) | 70 | ai | Type FF16 to stairs appears to be a floor finish specification for stair treads.
3J | 1141 | 3/J/21/E | Type SK-04; 100mm high | -3 | m | 24 | -72 | J030300 | 3.01 | Finishes – Skirting & Trims | Length (m) | 75 | ai | Type SK-04 skirting 100mm high is a floor/wall finish trim element.
3J | 1142 | 3/J/21/F | Type SK-06; 100mm high | 13 | m | 26 | 338 | J030300 | 3.01 | Finishes – Skirting & Trims | Length (m) | 75 | ai | Type SK-06 skirting 100mm high is a floor/wall finish trim element.
3J | 1143 | 3/J/22/A | Type PT-01; to apartments | -90 | m² | 23 | -2070 | J030100 | 3.01 | Finishes – Floor Finish | Area (m²) | 70 | ai | Type PT-01 to apartments appears to be a floor finish specification for apartment areas.
3J | 1144 | 3/J/22/B | Type PT02; to apartments | 172 | m² | 20 | 3440 | J030100 | 3.01 | Finishes – Floor Finish | Area (m²) | 70 | ai | Type PT02 to apartments appears to be a floor finish specification for apartment areas.
3J | 1145 | 3/J/22/C | Type PT02; to apartments | 1900 | m² | 20 | 38000 | J030100 | 3.01 | Finishes – Floor Finish | Area (m²) | 70 | ai | Type PT02 to apartments appears to be a floor finish specification for apartment areas.
3J | 1146 | 3/J/22/F | To gym | 168 | m² | 150 | 25200 | J030100 | 3.01 | Finishes – Floor Finish | Area (m²) | 70 | ai | To gym appears to be a floor finish specification for gymnasium area.
3J | 1147 | 3/J/22/D | Paint type C-PA-10 To door top board and side panel fixed to the wall | 20 | m² | 81 | 1620 | H000000 | 2.06 | Windows and External Doors | Enumerated (nr), Area (m²), Length (m) | 67 | fuzzy | Fuzzy match (67%) against: "SECTION H - DOORS AND WINDOWS"
3J | 1148 | 3/J/23/C | To garbage room; WF-06 | -4 | m² | 4 | -16 | J030400 | 3.01 | Finishes – Wall Trim/Dado | Length (m) | 70 | ai | Type WF-06 to garbage room is a wall finish/trim element in service area.
3J | 1149 | 3/J/23/D | To service lobby; WF-16 | 36 | m² | 4 | 144 | J030400 | 3.01 | Finishes – Wall Trim/Dado | Length (m) | 70 | ai | Type WF-16 to service lobby is a wall finish/trim element in common area.
3J | 1150 | 3/J/23/E | To WM room; WF-19 | 3 | m² | 4 | 12 | J030400 | 3.01 | Finishes – Wall Trim/Dado | Length (m) | 70 | ai | Type WF-19 to WM room is a wall finish/trim element in service area.
3J | 1152 | 3/J/24/A | To F/S lift; WF-23 | 627 | m² | 29 | 18183 | P100100 | 5.10 | Lift & Conveyor – Lift Installation | Item | 72 | ai | WF-23 refers to a lift (vertical conveying equipment); addition/deduction to existing lift installation falls under Section P (Conveying) and NRM 5.10 for lift and conveyor systems.
3J | 1153 | 3/J/24/B | To gypsum board ceiling | 882 | m² | 23 | 20286 | J020100 | 3.01 | Internal Finishes | Area (m²), Length (m) | 72 | fuzzy | Fuzzy match (72%) against: "J2.1 Backgrounds shall be measured by area; backgrounds for "
3J | 1154 | 3/J/24/C | To bulkheads and lightcoves | -427 | m² | 23 | -9821 | J050102 | 3.01 | Internal Finishes | Area (m²), Length (m) | 68 | fuzzy | Fuzzy match (68%) against: "2. Sides and soffits of beams or upstands."
3J | 1155 | 3/J/24/D | To ceiling soffits | -7 | m² | 23 | -161 | J020100 | 3.01 | Internal Finishes | Area (m²), Length (m) | 79 | fuzzy | Fuzzy match (79%) against: "J2.1 Backgrounds shall be measured by area; backgrounds for "
3J | 1156 | 3/J/24/E | To gypsum board ceiling | -768 | m² | 23 | -17664 | J020100 | 3.01 | Internal Finishes | Area (m²), Length (m) | 72 | fuzzy | Fuzzy match (72%) against: "J2.1 Backgrounds shall be measured by area; backgrounds for "
3J | 1157 | 3/J/24/F | To bulkheads and lightcoves | -20 | m² | 23 | -460 | J050102 | 3.01 | Internal Finishes | Area (m²), Length (m) | 68 | fuzzy | Fuzzy match (68%) against: "2. Sides and soffits of beams or upstands."
3J | 1158 | 3/J/25/G | C-PT-05 To gypsum board ceiling | 2 | m² | 23 | 46 | J020100 | 3.01 | Internal Finishes | Area (m²), Length (m) | 64 | fuzzy | Fuzzy match (64%) against: "J2.1 Backgrounds shall be measured by area; backgrounds for "
3J | 1159 | 3/J/26/A | CF-16- To gypsum board ceiling | 3 | m² | 35 | 105 | J020100 | 3.01 | Internal Finishes | Area (m²), Length (m) | 66 | fuzzy | Fuzzy match (66%) against: "J2.1 Backgrounds shall be measured by area; backgrounds for "
3J | 1160 | 3/J/26/B | CF-19- To ceiling soffit | -36 | m² | 35 | -1260 | J020100 | 3.01 | Internal Finishes | Area (m²), Length (m) | 71 | fuzzy | Fuzzy match (71%) against: "J2.1 Backgrounds shall be measured by area; backgrounds for "
3J | 1161 | 3/J/26/C | CF-19- To stair soffit | 56 | m² | 35 | 1960 | Q060000 | 5.06 | Mechanical Engineering Installations | Length (m), Weight (t), Area (m²), Enumerated (nr), Item | 68 | fuzzy | Fuzzy match (68%) against: "Q6 Connections to supply mains"
3J | 1162 | 3/J/26/E | To lower roof walls | 43 | m² | 45 | 1935 | F020103 | 2.01 | Frame / Woodwork | Length (m), Area (m²), Enumerated (nr) | 79 | fuzzy | Fuzzy match (79%) against: "3. Walls"
3J | 1165 | 3/J/27/A | To cement board ceiling | 234 | m² | 45 | 10530 | J020100 | 3.01 | Internal Finishes | Area (m²), Length (m) | 72 | fuzzy | Fuzzy match (72%) against: "J2.1 Backgrounds shall be measured by area; backgrounds for "
3K | 16 | A | Overall size 1300 x 2500mm high; to bathroom in apartment 1BR type 1 | 40 | Nr. | 2800 | 112000 | H030200 | 2.08 | Internal Doors – Standard | Number | 75 | ai | Bathroom door in apartment; standard internal door application with specified dimensions 1300 x 2500mm high.
3K | 18 | B | Overall size 1300 x 2500mm high; to bathroom in apartment 1BR type 2 | 7 | Nr. | 2800 | 19600 | H030200 | 2.08 | Internal Doors – Standard | Number | 75 | ai | Bathroom door in apartment 1BR type 2; standard internal door with dimensions 1300 x 2500mm high.
3K | 20 | C | Overall size 1280 x 2500mm high; to bathroom in apartment 1BR type 3 | 7 | Nr. | 2895 | 20265 | H030200 | 2.08 | Internal Doors – Standard | Number | 75 | ai | Bathroom door in apartment 1BR type 3; standard internal door with dimensions 1280 x 2500mm high.
3K | 22 | D | Overall size 1200 x 2500mm high; to bathroom in apartment 1BR type 4 | 2 | Nr. | 2714 | 5428 | H030200 | 2.08 | Internal Doors – Standard | Number | 75 | ai | Bathroom door in apartment 1BR type 4; standard internal door with dimensions 1200 x 2500mm high.
3K | 24 | E | Overall size 1240 x 2500mm high; to bathroom in apartment 2BR type 1 | 12 | Nr. | 2873 | 34476 | H030200 | 2.08 | Internal Doors – Standard | Number | 75 | ai | Bathroom door in apartment 2BR type 1; standard internal door with dimensions 1240 x 2500mm high.
3K | 26 | F | Overall size 1240 x 2500mm high; to bathroom in apartment 2BR type 2 | 9 | Nr. | 2873 | 25857 | H030200 | 2.08 | Internal Doors – Standard | Number | 75 | ai | Bathroom door in apartment 2BR type 2; standard internal door with dimensions 1240 x 2500mm high.
3K | 28 | G | Overall size 1290 x 2500mm high; to bathroom in apartment 2BR type 3 | 3 | Nr. | 2918 | 8754 | H030200 | 2.08 | Internal Doors – Standard | Number | 75 | ai | Bathroom door in apartment 2BR type 3; standard internal door with dimensions 1290 x 2500mm high.
3K | 30 | H | Overall size 1170 x 2500mm high; to bathroom in apartment 2BR + Maid type 1 | 18 | Nr. | 2646 | 47628 | H030200 | 2.08 | Internal Doors – Standard | Number | 75 | ai | Bathroom door in apartment 2BR + Maid type 1; standard internal door with dimensions 1170 x 2500mm high.
3K | 32 | J | Overall size 1170 x 2500mm high; to bathroom in apartment 2BR + Maid type 2 | 3 | Nr. | 2646 | 7938 | H030200 | 2.08 | Internal Doors – Standard | Number | 75 | ai | Bathroom door in apartment 2BR + Maid type 2; standard internal door with dimensions 1170 x 2500mm high.
3K | 34 | K | Overall size 1440 x 2500mm high; to bathroom in apartment 2BR + Maid type 3 | 1 | Nr. | 3256 | 3256 | H030200 | 2.08 | Internal Doors – Standard | Number | 75 | ai | Bathroom door in apartment 2BR + Maid type 3; standard internal door with dimensions 1440 x 2500mm high.
3K | 36 | L | Overall size 1330 x 2500mm high; to bathroom in apartment 3BR type 1 | 7 | Nr. | 3008 | 21056 | H030200 | 2.08 | Internal Doors – Standard | Number | 75 | ai | Bathroom door in apartment 3BR type 1; standard internal door with dimensions 1330 x 2500mm high.
3K | 38 | M | Overall size 960 x 2500mm high; to bathroom in apartment 3BR type 1 | 7 | Nr. | 2171 | 15197 | H030200 | 2.08 | Internal Doors – Standard | Number | 75 | ai | Bathroom door in apartment 3BR type 1; standard internal door with dimensions 960 x 2500mm high.
3K | 48 | A | Overall size 1410 x 2500mm high; to bathroom in apartment 3BR type 2 | 3 | Nr. | 3189 | 9567 | H030200 | 2.08 | Internal Doors – Standard | Number | 75 | ai | Bathroom door in apartment 3BR type 2; standard internal door with dimensions 1410 x 2500mm high.
3K | 50 | B | Overall size 1380 x 2500mm high; to bathroom in apartment 3BR type 2 | 3 | Nr. | 0 | Included in Addtnl Item | H030200 | 2.08 | Internal Doors – Standard | Number | 75 | ai | Bathroom door in apartment 3BR type 2; standard internal door with dimensions 1380 x 2500mm high.
3K | 52 | C | Overall size 1050 x 2500mm high; to bathroom in apartment 3BR type 3 | 2 | Nr. | 2375 | 4750 | H030200 | 2.08 | Internal Doors – Standard | Number | 75 | ai | Bathroom door in apartment 3BR type 3; standard internal door with dimensions 1050 x 2500mm high.
3K | 54 | D | Overall size 1550 x 2500mm high; to bathroom in apartment 3BR type 4 | 1 | Nr. | 3505 | 3505 | H030200 | 2.08 | Internal Doors – Standard | Number | 75 | ai | Bathroom door in apartment 3BR type 4; standard internal door with dimensions 1550 x 2500mm high.
3K | 56 | E | Overall size 1600 x 2500mm high; to bathroom in apartment 3BR type 4 | 1 | Nr. | 0 | Not Shown in Dwg | H030200 | 2.08 | Internal Doors – Standard | Number | 75 | ai | Bathroom door in apartment 3BR type 4; standard internal door with dimensions 1600 x 2500mm high.
3K | 60 | F | Overall size 760 x 2200mm high | 126 | Nr. | 0 | Included | H080100 | 2.08 | Internal Doors – Specialist (Glass) | Number | 80 | ai | 10mm thick tempered glass shower door; specialist glazed door with dimensions 760 x 2200mm.
3K | 64 | G | Overall size 700 x 2000mm high; to bathtub | 51 | Nr. | 1038 | 52938 | H080100 | 2.08 | Internal Doors – Specialist (Glass) | Number | 80 | ai | 10mm thick tempered glass door to bathtub; specialist glazed door with dimensions 700 x 2000mm.
3K | 68 | H | 2100mm high | 8 | m | 2625 | 21000 | H080200 | 2.07 | Internal Walls – Partitions | Number | 78 | ai | Toilet partition system including all necessary works; modular partition system at 2100mm height for sanitary facilities.
3K | 70 | J | Extra over for tinted bronze gradient frosted glass door; 790 x 2400mm high | 8 | Nr. | 0 | Included | H050000 | 2.06 | Windows and External Doors | Enumerated (nr), Area (m²), Length (m) | 79 | fuzzy | Fuzzy match (79%) against: "H5 Glass"
3K | 74 | K | 2400mm high | 13 | m² | 905 | 11765 | H080200 | 2.07 | Internal Walls – Partitions | Number | 78 | ai | Shower partition system including all necessary works; modular partition system at 2400mm height for wet area.
3K | 87 | A | To gym | 10 | m² | 250 | 2500 | H080200 | 2.07 | Internal Walls – Partitions | Number | 75 | ai | Partition system to gym area; internal partition for sports/fitness facility space division.
3K | 91 | B | To partition of 3BR type 02 storage rooms | 3 | Nr. | 2344 | 7032 | K020000 | 4.01 | Furniture, Fittings and Equipment | Enumerated (nr), Length (m), Area (m²), Item | 76 | fuzzy | Fuzzy match (76%) against: "K2 Partitions"
3K | 141 | A | Type IDI-1D02; floor level identification sign + FEP + in case of fire | 16 | Nr. | 1433 | 22928 | K010200 | 5.12 | Communication & Security – Signage | Number | 82 | ai | Floor level identification sign with fire evacuation information; regulatory safety signage requiring installation.
3K | 143 | B | Type IDI-1D03; room identification sign (FOH) | 24 | Nr. | 505 | 12120 | K010200 | 5.12 | Communication & Security – Signage | Number | 80 | ai | Room identification sign (FOH); wayfinding signage for front-of-house areas.
3K | 145 | C | Type IDI-1D04; room identification sign (BOH) | 36 | Nr. | 145 | 5220 | K010200 | 5.12 | Communication & Security – Signage | Number | 80 | ai | Room identification sign (BOH); wayfinding signage for back-of-house areas.
3K | 147 | D | Type IDI-ID06; facility identification sign | 1 | Nr. | 558 | 558 | K010200 | 5.12 | Communication & Security – Signage | Number | 80 | ai | Facility identification sign; general facility wayfinding and identification signage.
3K | 149 | E | Type IDI-ID07; amenity identification sign | 3 | Nr. | 558 | 1674 | K010200 | 5.12 | Communication & Security – Signage | Number | 80 | ai | Amenity identification sign; signage identifying shared facilities and amenities.
3K | 151 | F | Type IDI-ID08; projected amenity identification sign | 1 | Nr. | 1424 | 1424 | K010200 | 5.12 | Communication & Security – Signage | Number | 80 | ai | Projected amenity identification sign; illuminated/projected signage for facility identification.
3K | 157 | J | Type IDI-1D11; FHC identification sign | 24 | Nr. | 426 | 10224 | K010200 | 5.12 | Communication & Security – Signage | Number | 80 | ai | Family health centre identification sign; specialized facility identification signage.
3K | 159 | K | Type IDI-1D12; service / fire lift identification sign +In case of fire | 8 | Nr. | 295 | 2360 | P030300 | 5.10 | Lift and Conveyor Installations | Enumerated (nr), Item | 61 | fuzzy | Fuzzy match (61%) against: "P3.3 Other incidental work shall be measured in accordance w"
3K | 161 | L | Gym never give up sign | 1 | Nr. | 1313 | 1313 | K010200 | 5.12 | Communication & Security – Signage | Number | 80 | ai | Gym motivational sign; facility branding and identification signage for gymnasium.
3K | 171 | A | Gym work,sweat,achieve sign | 1 | Nr. | 1313 | 1313 | K010200 | 5.12 | Communication & Security – Signage | Number | 80 | ai | Gym motivational sign; facility branding and inspirational signage for gymnasium.
3K | 175 | B | Type IDI-1D05; apartment number identification sign | 114 | Nr. | 295 | 33630 | K010200 | 5.12 | Communication & Security – Signage | Number | 82 | ai | Illuminated apartment number identification sign; electric/light-up signage for unit identification.
3K | 179 | C | Type IDI-DR01; apartment number directional sign | 15 | Nr. | 426 | 6390 | K010200 | 5.12 | Communication & Security – Signage | Number | 80 | ai | Directional sign for apartment numbering; wayfinding/directional signage for navigation.
3K | 185 | E | Type IDI-RG02; facility rules and regulations sign | 2 | Nr. | 426 | 852 | A090105 | 9.01 | Preliminaries / General Requirements | Item | 66 | fuzzy | Fuzzy match (66%) against: "5. Traffic regulations"
3K | 223 | A | Overall size 1700 x 1000mm high; to single vanity unit in apartment bathrooms | 119 | Nr. | 1719 | 204561 | F030104 | 2.01 | Frame / Woodwork | Length (m), Area (m²), Enumerated (nr) | 62 | fuzzy | Fuzzy match (62%) against: "4. Roofs, which shall include tops and cheeks of dormers and"
3K | 225 | B | Overall size 2300 x 1000mm high; to double vanity unit in apartment bathrooms | 58 | Nr. | 2325 | 134850 | F070200 | 2.01 | Frame / Woodwork | Length (m), Area (m²), Enumerated (nr) | 63 | fuzzy | Fuzzy match (63%) against: "F7.2 Any associated work (for example, decorations) shall be"
3K | 227 | C | Overall size 860 x 2500mm high; vanity unit; to powder room in apartment 1BR type 3 | 7 | Nr. | 0 | Not Shown in Dwg | F030104 | 2.01 | Frame / Woodwork | Length (m), Area (m²), Enumerated (nr) | 62 | fuzzy | Fuzzy match (62%) against: "4. Roofs, which shall include tops and cheeks of dormers and"
3K | 229 | D | Overall size 1440 x 2500mm high; vanity unit; to powder room in apartment 2BR + Maid type 3 | 1 | Nr. | 0 | Not Shown in Dwg | F030104 | 2.01 | Frame / Woodwork | Length (m), Area (m²), Enumerated (nr) | 63 | fuzzy | Fuzzy match (63%) against: "4. Roofs, which shall include tops and cheeks of dormers and"
3K | 231 | E | Overall size 1830 x 2500mm high; vanity unit; to powder room in apartment 3BR type 1 | 7 | Nr. | 0 | Not Shown in Dwg | F030104 | 2.01 | Frame / Woodwork | Length (m), Area (m²), Enumerated (nr) | 61 | fuzzy | Fuzzy match (61%) against: "4. Roofs, which shall include tops and cheeks of dormers and"
3K | 233 | F | Overall size 1350 x 2500mm high; vanity unit; to powder room in apartment 3BR type 2 | 3 | Nr. | 0 | Not Shown in Dwg | F030104 | 2.01 | Frame / Woodwork | Length (m), Area (m²), Enumerated (nr) | 61 | fuzzy | Fuzzy match (61%) against: "4. Roofs, which shall include tops and cheeks of dormers and"
3K | 235 | G | Overall size 1220 x 2500mm high; vanity unit; to powder room in apartment 3BR type 3 | 1 | Nr. | 0 | Not Shown in Dwg | F030104 | 2.01 | Frame / Woodwork | Length (m), Area (m²), Enumerated (nr) | 61 | fuzzy | Fuzzy match (61%) against: "4. Roofs, which shall include tops and cheeks of dormers and"
3K | 237 | H | Overall size 1370 x 2500mm high; vanity unit; to powder room in apartment 3BR type 4 | 1 | Nr. | 0 | Not Shown in Dwg | F030104 | 2.01 | Frame / Woodwork | Length (m), Area (m²), Enumerated (nr) | 61 | fuzzy | Fuzzy match (61%) against: "4. Roofs, which shall include tops and cheeks of dormers and"
3K | 278 | A | To apartment 1BR type 01; U shaped; overall size 2800 x 820mm and 2480 x 700mm | 40 | Nr. | 3141 | 125640 | F020200 | 4.01 | FF&E – Kitchen Fittings | Number | 72 | ai | U-shaped kitchen fitment for 1BR apartment; built-in joinery/kitchenette with dimensions 2800 x 820mm and 2480 x 700mm.
3K | 280 | B | To apartment 1BR type 01; U shaped; overall size 2800 x 820mm and 2480 x 700mm | 7 | Nr. | 3141 | 21987 | F020200 | 4.01 | FF&E – Kitchen Fittings | Number | 72 | ai | U-shaped kitchen fitment for 1BR apartment; built-in joinery/kitchenette with dimensions 2800 x 820mm and 2480 x 700mm.
3K | 282 | C | To apartment 1BR type 03; U shaped; overall size 2670 x 800mm and 2390 x 600mm | 7 | Nr. | 0 | Not Shown in Dwg | F020200 | 4.01 | FF&E – Kitchen Fittings | Number | 72 | ai | U-shaped kitchen fitment for 1BR apartment; built-in joinery/kitchenette with dimensions 2670 x 800mm and 2390 x 600mm.
3K | 317 | J | Extra over for side panels (A-ST-01); size 800 x 900mm | 6 | Nr. | 524 | 3144 | K010200 | 4.01 | FF&E – Kitchen Counter Panels/Edging | Item | 80 | ai | Extra over for side panels (A-ST-01) represents additional kitchen counter accessories/edging components.
3K | 321 | L | Extra over for side panels (A-ST-01); size 800 x 900mm | 2 | Nr. | 524 | 1048 | K010200 | 4.01 | FF&E – Kitchen Counter Panels/Edging | Item | 80 | ai | Extra over for side panels (A-ST-01) represents additional kitchen counter accessories/edging components.
3K | 325 | N | Extra over for side panels (A-ST-01); size 800 x 900mm | 14 | Nr. | 524 | 7336 | K010200 | 4.01 | FF&E – Kitchen Counter Panels/Edging | Item | 80 | ai | Extra over for side panels (A-ST-01) represents additional kitchen counter accessories/edging components.
3K | 329 | Q | Extra over for side panels (A-ST-01); size 800 x 900mm | 6 | Nr. | 524 | 3144 | K010200 | 4.01 | FF&E – Kitchen Counter Panels/Edging | Item | 80 | ai | Extra over for side panels (A-ST-01) represents additional kitchen counter accessories/edging components.
3K | 340 | B | Extra over for side panels (A-ST-01); size 800 x 900mm | 2 | Nr. | 524 | 1048 | K010200 | 4.01 | FF&E – Kitchen Counter Panels/Edging | Item | 80 | ai | Extra over for side panels (A-ST-01) represents additional kitchen counter accessories/edging components.
3K | 344 | D | Extra over for side panels (A-ST-01); size 800 x 900mm | 2 | Nr. | 524 | 1048 | K010200 | 4.01 | FF&E – Kitchen Counter Panels/Edging | Item | 80 | ai | Extra over for side panels (A-ST-01) represents additional kitchen counter accessories/edging components.
3K | 348 | E | Overall size 1700 x 600mm; single vanity unit; to apartment unit bathroom | 117 | Nr. | 1109 | 129753 | F030104 | 2.01 | Frame / Woodwork | Length (m), Area (m²), Enumerated (nr) | 61 | fuzzy | Fuzzy match (61%) against: "4. Roofs, which shall include tops and cheeks of dormers and"
3K | 350 | F | Extra over for front panels (A-ST-02); size 1700 x 120mm | 117 | Nr. | 401 | 46917 | K010200 | 4.01 | FF&E – Kitchen Counter Panels/Edging | Item | 80 | ai | Extra over for front panels (A-ST-02) represents additional kitchen counter accessories/edging components.
3K | 352 | G | Overall size 900 x 600mm; single vanity unit; to apartment unit bathroom | 2 | Nr. | 518 | 1036 | F030104 | 2.01 | Frame / Woodwork | Length (m), Area (m²), Enumerated (nr) | 61 | fuzzy | Fuzzy match (61%) against: "4. Roofs, which shall include tops and cheeks of dormers and"
3K | 354 | H | Extra over for front panels (A-ST-02); size 900 x 120mm | 2 | Nr. | 264 | 528 | K010200 | 4.01 | FF&E – Kitchen Counter Panels/Edging | Item | 80 | ai | Extra over for front panels (A-ST-02) represents additional kitchen counter accessories/edging components.
3K | 356 | J | Overall size 2300 x 600mm; double vanity unit; to apartment unit bathroom | 55 | Nr. | 1258 | 69190 | F030104 | 2.01 | Frame / Woodwork | Length (m), Area (m²), Enumerated (nr) | 61 | fuzzy | Fuzzy match (61%) against: "4. Roofs, which shall include tops and cheeks of dormers and"
3K | 358 | K | Extra over for front panels (A-ST-02); size 2300 x 120mm | 55 | Nr. | 401 | 22055 | K010200 | 4.01 | FF&E – Kitchen Counter Panels/Edging | Item | 80 | ai | Extra over for front panels (A-ST-02) represents additional kitchen counter accessories/edging components.
3K | 360 | L | Overall size 1910 x 600mm; double vanity unit; to apartment unit bathroom | 3 | Nr. | 1161 | 3483 | F030104 | 2.01 | Frame / Woodwork | Length (m), Area (m²), Enumerated (nr) | 61 | fuzzy | Fuzzy match (61%) against: "4. Roofs, which shall include tops and cheeks of dormers and"
3K | 362 | M | Extra over for front panels (A-ST-02); size 1910 x120mm | 3 | Nr. | 334 | 1002 | K010200 | 4.01 | FF&E – Kitchen Counter Panels/Edging | Item | 80 | ai | Extra over for front panels (A-ST-02) represents additional kitchen counter accessories/edging components.
3K | 364 | N | Overall size 860 x 500mm; vanity unit; to powder room in apartment 1BR type 3 | 7 | Nr. | 496 | 3472 | F070200 | 2.01 | Frame / Woodwork | Length (m), Area (m²), Enumerated (nr) | 62 | fuzzy | Fuzzy match (62%) against: "F7.2 Any associated work (for example, decorations) shall be"
3K | 366 | P | Extra over for front panels (A-ST-02); size 860 x 830mm | 7 | Nr. | 360 | 2520 | K010200 | 4.01 | FF&E – Kitchen Counter Panels/Edging | Item | 80 | ai | Extra over for front panels (A-ST-02) represents additional kitchen counter accessories/edging components.
3K | 368 | Q | Overall size 1440 x 500mm; vanity unit; to powder room in apartment 2BR + Maid type 3 | 1 | Nr. | 771 | 771 | F030104 | 2.01 | Frame / Woodwork | Length (m), Area (m²), Enumerated (nr) | 62 | fuzzy | Fuzzy match (62%) against: "4. Roofs, which shall include tops and cheeks of dormers and"
3K | 377 | A | Extra over for front panels (A-ST-02); size 1440 x 830mm | 1 | Nr. | 358 | 358 | K010200 | 4.01 | FF&E – Kitchen Counter Panels/Edging | Item | 80 | ai | Extra over for front panels (A-ST-02) represents additional kitchen counter accessories/edging components.
3K | 379 | B | Overall size 1830 x 500mm; vanity unit; to powder room in apartment 3BR type 1 | 7 | Nr. | 1065 | 7455 | F030104 | 2.01 | Frame / Woodwork | Length (m), Area (m²), Enumerated (nr) | 62 | fuzzy | Fuzzy match (62%) against: "4. Roofs, which shall include tops and cheeks of dormers and"
3K | 381 | C | Extra over for front panels (A-ST-02); size 1830 x 830mm | 7 | Nr. | 581 | 4067 | K010200 | 4.01 | FF&E – Kitchen Counter Panels/Edging | Item | 80 | ai | Extra over for front panels (A-ST-02) represents additional kitchen counter accessories/edging components.
3K | 383 | D | Overall size 1350 x 500mm; vanity unit; to powder room in apartment 3BR type 2 | 3 | Nr. | 966 | 2898 | F030104 | 2.01 | Frame / Woodwork | Length (m), Area (m²), Enumerated (nr) | 62 | fuzzy | Fuzzy match (62%) against: "4. Roofs, which shall include tops and cheeks of dormers and"
3K | 385 | E | Extra over for front panels (A-ST-02); size 1350 x 830mm | 3 | Nr. | 493 | 1479 | K010200 | 4.01 | FF&E – Kitchen Counter Panels/Edging | Item | 80 | ai | Extra over for front panels (A-ST-02) represents additional kitchen counter accessories/edging components.
3K | 387 | F | Overall size 1220 x 500mm; vanity unit; to powder room in apartment 3BR type 3 | 1 | Nr. | 940 | 940 | F030104 | 2.01 | Frame / Woodwork | Length (m), Area (m²), Enumerated (nr) | 62 | fuzzy | Fuzzy match (62%) against: "4. Roofs, which shall include tops and cheeks of dormers and"
3K | 389 | G | Extra over for front panels (A-ST-02); size 1220 x 830mm | 1 | Nr. | 468 | 468 | K010200 | 4.01 | FF&E – Kitchen Counter Panels/Edging | Item | 80 | ai | Extra over for front panels (A-ST-02) represents additional kitchen counter accessories/edging components.
3K | 391 | H | Overall size 1370 x 500mm; vanity unit; to powder room in apartment 3BR type 4 | 1 | Nr. | 970 | 970 | F070200 | 2.01 | Frame / Woodwork | Length (m), Area (m²), Enumerated (nr) | 61 | fuzzy | Fuzzy match (61%) against: "F7.2 Any associated work (for example, decorations) shall be"
3K | 393 | J | Extra over for front panels (A-ST-02); size 1370 x 830mm | 1 | Nr. | 496 | 496 | K010200 | 4.01 | FF&E – Kitchen Counter Panels/Edging | Item | 80 | ai | Extra over for front panels (A-ST-02) represents additional kitchen counter accessories/edging components.
3K | 445 | 23 | Extra over for front panels; 0.86x0.12m | 2 | No's | 390 | 780 | B150200 | 8.01 | Site Works, Drainage, External Services & Landscaping | Volume (m³), Length (m), Area (m²), Enumerated (nr), Item | 60 | fuzzy | Fuzzy match (60%) against: "B15.2 Boring through rock shall be measured by length as ext"
3K | 447 | 25 | Extra over for front panels; 0.94x0.12m | 21 | No's | 374 | 7854 | B150200 | 8.01 | Site Works, Drainage, External Services & Landscaping | Volume (m³), Length (m), Area (m²), Enumerated (nr), Item | 60 | fuzzy | Fuzzy match (60%) against: "B15.2 Boring through rock shall be measured by length as ext"
3K | 448 | 26 | Vanity countertop AST02; Size 1.05x0.6 | 23 | No's | 584 | 13432 | K020100 | 4.01 | FF&E – Vanity Countertops | Item | 78 | ai | Vanity countertop is a bathroom fixture/accessory classified under FF&E (Furnishings, Fittings & Equipment) in NRM, with POMI code K (Accessories) for bathroom vanity units.
3K | 449 | 27 | Extra over for front panels; 1.05x0.12m | 23 | No's | 393 | 9039 | B150200 | 8.01 | Site Works, Drainage, External Services & Landscaping | Volume (m³), Length (m), Area (m²), Enumerated (nr), Item | 60 | fuzzy | Fuzzy match (60%) against: "B15.2 Boring through rock shall be measured by length as ext"
3K | 450 | 26 | Vanity countertop AST02; Size 1.15x0.6 | 3 | No's | 630 | 1890 | K020100 | 4.01 | FF&E – Vanity Countertops | Item | 78 | ai | Vanity countertop is a bathroom fixture/accessory classified under FF&E (Furnishings, Fittings & Equipment) in NRM, with POMI code K (Accessories) for bathroom vanity units.
3K | 451 | 27 | Extra over for front panels; 1.15x0.12m | 3 | No's | 411 | 1233 | B150200 | 8.01 | Site Works, Drainage, External Services & Landscaping | Volume (m³), Length (m), Area (m²), Enumerated (nr), Item | 60 | fuzzy | Fuzzy match (60%) against: "B15.2 Boring through rock shall be measured by length as ext"
3K | 461 | 1 | Extra over for front panels; 1.15x0.12m | 50 | No's | 701 | 35050 | B150200 | 8.01 | Site Works, Drainage, External Services & Landscaping | Volume (m³), Length (m), Area (m²), Enumerated (nr), Item | 60 | fuzzy | Fuzzy match (60%) against: "B15.2 Boring through rock shall be measured by length as ext"
3K | 462 | 2 | Extra over for front panels; 1.3x0.12m | 50 | No's | 331 | 16550 | B150200 | 8.01 | Site Works, Drainage, External Services & Landscaping | Volume (m³), Length (m), Area (m²), Enumerated (nr), Item | 61 | fuzzy | Fuzzy match (61%) against: "B15.2 Boring through rock shall be measured by length as ext"
3K | 463 | 3 | Vanity countertop AST02; Size 1.45x0.6 | 3 | No's | 771 | 2313 | K020100 | 4.01 | FF&E – Vanity Countertops | Item | 78 | ai | Vanity countertop is a bathroom fixture/accessory classified under FF&E (Furnishings, Fittings & Equipment) in NRM, with POMI code K (Accessories) for bathroom vanity units.
3K | 464 | 4 | Extra over for front panels; 1.45x0.12m | 3 | No's | 358 | 1074 | B150200 | 8.01 | Site Works, Drainage, External Services & Landscaping | Volume (m³), Length (m), Area (m²), Enumerated (nr), Item | 60 | fuzzy | Fuzzy match (60%) against: "B15.2 Boring through rock shall be measured by length as ext"
3K | 465 | 5 | Vanity countertop AST02; Size 1.55x0.6 | 7 | No's | 816 | 5712 | K020100 | 4.01 | FF&E – Vanity Countertops | Item | 78 | ai | Vanity countertop is a bathroom fixture/accessory classified under FF&E (Furnishings, Fittings & Equipment) in NRM, with POMI code K (Accessories) for bathroom vanity units.
3K | 466 | 6 | Extra over for front panels; 1.55x0.12m | 7 | No's | 270 | 1890 | B150200 | 8.01 | Site Works, Drainage, External Services & Landscaping | Volume (m³), Length (m), Area (m²), Enumerated (nr), Item | 60 | fuzzy | Fuzzy match (60%) against: "B15.2 Boring through rock shall be measured by length as ext"
3K | 467 | 7 | Vanity countertop AST02; Size 1.76x0.6 (Double vanity) | 7 | No's | 1124 | 7868 | K020100 | 4.01 | FF&E – Vanity Countertops | Item | 78 | ai | Double vanity countertop is a bathroom fixture/accessory classified under FF&E (Furnishings, Fittings & Equipment) in NRM, with POMI code K (Accessories) for bathroom vanity units.
3K | 468 | 8 | Extra over for front panels; 1.76x0.12m | 7 | No's | 401 | 2807 | B150200 | 8.01 | Site Works, Drainage, External Services & Landscaping | Volume (m³), Length (m), Area (m²), Enumerated (nr), Item | 60 | fuzzy | Fuzzy match (60%) against: "B15.2 Boring through rock shall be measured by length as ext"
3K | 469 | 9 | Vanity countertop AST02; Size 1.79x0.6 (Double vanity) | 21 | No's | 1131 | 23751 | K020100 | 4.01 | FF&E – Vanity Countertops | Item | 78 | ai | Double vanity countertop is a bathroom fixture/accessory classified under FF&E (Furnishings, Fittings & Equipment) in NRM, with POMI code K (Accessories) for bathroom vanity units.
3K | 470 | 10 | Extra over for front panels; 1.79x0.12m | 21 | No's | 313 | 6573 | B150200 | 8.01 | Site Works, Drainage, External Services & Landscaping | Volume (m³), Length (m), Area (m²), Enumerated (nr), Item | 60 | fuzzy | Fuzzy match (60%) against: "B15.2 Boring through rock shall be measured by length as ext"
3K | 471 | 11 | Vanity countertop AST02; Size 1.85x0.6 (Double vanity) | 1 | No's | 1146 | 1146 | K020100 | 4.01 | FF&E – Vanity Countertops | Item | 78 | ai | Double vanity countertop is a bathroom fixture/accessory classified under FF&E (Furnishings, Fittings & Equipment) in NRM, with POMI code K (Accessories) for bathroom vanity units.
3K | 472 | 12 | Extra over for front panels; 1.85x0.12m | 1 | No's | 428 | 428 | B150200 | 8.01 | Site Works, Drainage, External Services & Landscaping | Volume (m³), Length (m), Area (m²), Enumerated (nr), Item | 60 | fuzzy | Fuzzy match (60%) against: "B15.2 Boring through rock shall be measured by length as ext"
3K | 473 | 13 | Vanity countertop AST02; Size 1.88x0.6 (Double vanity) | 4 | No's | 1154 | 4616 | K020100 | 4.01 | FF&E – Vanity Countertops | Item | 78 | ai | Double vanity countertop is a bathroom fixture/accessory classified under FF&E (Furnishings, Fittings & Equipment) in NRM, with POMI code K (Accessories) for bathroom vanity units.
3K | 474 | 14 | Extra over for front panels; 1.88x0.12m | 4 | No's | 329 | 1316 | B150200 | 8.01 | Site Works, Drainage, External Services & Landscaping | Volume (m³), Length (m), Area (m²), Enumerated (nr), Item | 60 | fuzzy | Fuzzy match (60%) against: "B15.2 Boring through rock shall be measured by length as ext"
3K | 475 | 15 | Vanity countertop AST02; Size 1.96x0.6 (Double vanity) | 2 | No's | 1174 | 2348 | K020100 | 4.01 | FF&E – Vanity Countertops | Item | 78 | ai | Double vanity countertop is a bathroom fixture/accessory classified under FF&E (Furnishings, Fittings & Equipment) in NRM, with POMI code K (Accessories) for bathroom vanity units.
3K | 476 | 16 | Extra over for front panels; 1.96x0.12m | 2 | No's | 343 | 686 | B150200 | 8.01 | Site Works, Drainage, External Services & Landscaping | Volume (m³), Length (m), Area (m²), Enumerated (nr), Item | 60 | fuzzy | Fuzzy match (60%) against: "B15.2 Boring through rock shall be measured by length as ext"
3K | 477 | 17 | Shower glass partition; 1460 x 2500mm-1BR type 4 | 1 | Nr. | 3301 | 3301 | H050000 | 2.06 | Windows and External Doors | Enumerated (nr), Area (m²), Length (m) | 78 | fuzzy | Fuzzy match (78%) against: "H5 Glass"
3K | 478 | 18 | Shower glass partition; 1450 x 2500mm-3BR type 2 | 3 | Nr. | 3279 | 9837 | H050000 | 2.06 | Windows and External Doors | Enumerated (nr), Area (m²), Length (m) | 78 | fuzzy | Fuzzy match (78%) against: "H5 Glass"
3K | 479 | 19 | Shower glass partition; 1200 x 2500mm-3BR type 3 | 1 | Nr. | 2714 | 2714 | H050000 | 2.06 | Windows and External Doors | Enumerated (nr), Area (m²), Length (m) | 78 | fuzzy | Fuzzy match (78%) against: "H5 Glass"
3K | 481 | 20 | Shower glass partition; 1200 x 2500mm-1BR type 4 | -1 | Nr. | 2714 | -2714 | H050000 | 2.06 | Windows and External Doors | Enumerated (nr), Area (m²), Length (m) | 78 | fuzzy | Fuzzy match (78%) against: "H5 Glass"
3K | 482 | 21 | Type IDI-1D11; FHC identification sign | 2 | Nr. | 426 | 852 | K050200 | 5.12 | Communication & Security – Signage & Identification | Item | 82 | ai | FHC identification sign is a communication/wayfinding device classified under Building Control Systems & Signage in NRM 5.12, with POMI code K (Accessories) for signage items.
3K | 483 | 22 | Type IDI-DR01; apartment number directional sign | 1 | Nr. | 426 | 426 | K050200 | 5.12 | Communication & Security – Signage & Identification | Item | 82 | ai | Apartment number directional sign is a wayfinding/identification device classified under Building Control Systems & Signage in NRM 5.12, with POMI code K (Accessories) for signage items.
3K | 486 | 25 | Vanity counter top; 1700x600mm | -97 | Nr. | 1109 | -107573 | K020100 | 4.01 | FF&E – Vanity Countertops | Item | 78 | ai | Vanity countertop (1700x600mm) is a bathroom fixture/accessory classified under FF&E (Furnishings, Fittings & Equipment) in NRM, with POMI code K (Accessories) for bathroom vanity units.
3K | 487 | 26 | Extra over for front panels; 1700x120mm | -97 | Nr. | 401 | -38897 | B150200 | 8.01 | Site Works, Drainage, External Services & Landscaping | Volume (m³), Length (m), Area (m²), Enumerated (nr), Item | 60 | fuzzy | Fuzzy match (60%) against: "B15.2 Boring through rock shall be measured by length as ext"
3K | 488 | 27 | Vanity counter top; 900x600mm | 1 | Nr. | 518 | 518 | K020100 | 4.01 | FF&E – Vanity Countertops | Item | 78 | ai | Vanity countertop (900x600mm) is a bathroom fixture/accessory classified under FF&E (Furnishings, Fittings & Equipment) in NRM, with POMI code K (Accessories) for bathroom vanity units.
3K | 489 | 28 | Extra over for front panels; 900x120mm | 1 | Nr. | 264 | 264 | B150200 | 8.01 | Site Works, Drainage, External Services & Landscaping | Volume (m³), Length (m), Area (m²), Enumerated (nr), Item | 61 | fuzzy | Fuzzy match (61%) against: "B15.2 Boring through rock shall be measured by length as ext"
3K | 490 | 29 | Vanity counter top; 2300x600mm | -48 | Nr. | 1258 | -60384 | K020100 | 4.01 | FF&E – Vanity Countertops | Item | 78 | ai | Vanity countertop (2300x600mm) is a bathroom fixture/accessory classified under FF&E (Furnishings, Fittings & Equipment) in NRM, with POMI code K (Accessories) for bathroom vanity units.
3K | 491 | 30 | Extra over for front panels; 2300x120mm | -48 | Nr. | 401 | -19248 | B150200 | 8.01 | Site Works, Drainage, External Services & Landscaping | Volume (m³), Length (m), Area (m²), Enumerated (nr), Item | 60 | fuzzy | Fuzzy match (60%) against: "B15.2 Boring through rock shall be measured by length as ext"
3K | 492 | 31 | To gym | 5 | m² | 250 | 1250 | Q070200 | 5.06 | Mechanical Engineering Installations | Length (m), Weight (t), Area (m²), Enumerated (nr), Item | 63 | fuzzy | Fuzzy match (63%) against: "insulation to flanges or the like shall be understood to be "
3L | 18 | B | Face mounted monorail track fixed at the Level 4, 5 and 8 slab | 267 | m |  | Included | C040100 | 2.01 | Frame / Concrete Work | Volume (m³), Weight (t), Area (m²), Length (m), Enumerated (nr) | 66 | fuzzy | Fuzzy match (66%) against: "C4.1 Unless otherwise stated, shuttering shall be measured b"
3L | 22 | D | Soffit mounted monorail track fixed underneath the level 8 slab | 5 | m |  | Included | C020105 | 2.01 | Frame / Concrete Work | Volume (m³), Weight (t), Area (m²), Length (m), Enumerated (nr) | 66 | fuzzy | Fuzzy match (66%) against: "5. Suspended slabs, which shall include floors, landings, ro"
3L | 24 | E | Floor mounted Abseil anchor system | 155 | Nr. |  | Included | K010100 | 5.11 | Fire & Lightning Protection – Fall Protection Systems | Item | 75 | ai | Abseil anchor system is a fall protection/safety device for maintenance access, classified as site safety equipment under Section K (Accessories) and NRM 5.11.
3L | 26 | F | Soffit mounted Abseil anchor system at Lower roof, Level 5 | 5 | Nr. |  | Included | K010100 | 5.11 | Fire & Lightning Protection – Fall Protection Systems | Item | 75 | ai | Soffit-mounted abseil anchor at roof level is fall protection equipment for building maintenance, classified under safety accessories.
3L | 28 | G | Allowance for tucker pole cleaning system | 0 | Item |  | Included | K010200 | 5.11 | Fire & Lightning Protection – Building Maintenance Equipment | Allowance | 70 | ai | Tucker pole cleaning system is building maintenance equipment allowance, classified as specialist safety/access equipment under Section K.
3L | 99 | B | A-EQ-10: Drip Tray for 1 Bowl Sink Cabinet | 59 | Nr. | 0 | Incl in Kitchen | K020200 | 4.01 | FF&E – Kitchen Accessories | Item | 80 | ai | Drip tray for sink cabinet is a kitchen accessory component classified under Section K (Accessories) within FF&E scope.
3L | 101 | C | A-EQ-11: Drip Tray for 2 Bowl Sink Cabinet | 55 | Nr. | 0 | Incl in Kitchen | K020200 | 4.01 | FF&E – Kitchen Accessories | Item | 80 | ai | Drip tray for 2-bowl sink cabinet is a kitchen accessory component classified under Section K (Accessories) within FF&E scope.
3L | 180 | R | Water dispenser; C-GE-19 | 1 | Nr. | 1994 | 1994 | K030100 | 4.01 | FF&E – Gym Accessories | Item | 80 | ai | Water dispenser is a facility accessory/amenity classified under Section K (Accessories) and NRM 4.01 for FF&E.
3L | 204 | G | Barbell B011 | 1 | Nr. | 1462 | 1462 | L050100 | 4.01 | FF&E – Gym Equipment | Item | 75 | ai | Barbell is fitness/gym equipment classified as loose furnishings and fittings under Equipment section L.
3L | 206 | H | Barbell B011 | 1 | Nr. | 1700 | 1700 | L050100 | 4.01 | FF&E – Gym Equipment | Item | 75 | ai | Second barbell item follows same classification as fitness equipment for gym facilities.
3L | 208 | J | Wellness ball | 2 | Nr. | 1361 | 2722 | L050100 | 4.01 | FF&E – Gym Equipment | Item | 78 | ai | Wellness ball is portable fitness equipment classified as gym/leisure equipment furnishings.
3L | 244 | 3/L/2/A | A-EQ-01 : Electric Hob 90 cm | -15 | Nr. | 2378 | -35670 | L020500 | 4.01 | FF&E – Kitchen Appliances | Item | 82 | ai | Electric hob is a fitted kitchen appliance classified as equipment under Furnishings/Equipment section.
3L | 245 | 3/L/2/B | A-EQ-02 : Integrated Fridge 90 cm | 54 | Nr. | 13419 | 724626 | L020500 | 4.01 | FF&E – Kitchen Appliances | Item | 82 | ai | Integrated fridge is a fitted kitchen appliance classified as equipment furnishings.
3L | 246 | 3/L/2/C | A-EQ-03 : Electric Oven 90 cm | -16 | Nr. | 4359 | -69744 | L020500 | 4.01 | FF&E – Kitchen Appliances | Item | 82 | ai | Electric oven is a fitted kitchen appliance classified as equipment under furnishings section.
3L | 247 | 3/L/2/D | A-EQ-04: Integrated Hood 90 cm | -16 | Nr. | 429 | -6864 | L020500 | 4.01 | FF&E – Kitchen Appliances | Item | 80 | ai | Integrated hood is an extractor appliance classified as kitchen equipment furnishings.
3L | 248 | 3/L/2/G | A-EQ-07 : Integrated Fridge 60 cm | -54 | Nr. | 2634 | -142236 | L020500 | 4.01 | FF&E – Kitchen Appliances | Item | 82 | ai | Integrated fridge 60cm is fitted kitchen equipment classified as furnishings.
3L | 249 | 3/L/2/F | A-EQ-06: Electric Hob 60 cm | 15 | Nr. | 1283 | 19245 | L020500 | 4.01 | FF&E – Kitchen Appliances | Item | 82 | ai | Electric hob 60cm is fitted kitchen appliance classified as equipment furnishings.
3L | 250 | 3/L/2/H | A-EQ-08: Electric Oven 60 cm | 16 | Nr. | 2642 | 42272 | L020500 | 4.01 | FF&E – Kitchen Appliances | Item | 82 | ai | Electric oven 60cm is fitted kitchen appliance classified as equipment furnishings.
3M | 26 | D | 2300mm high; C-DP-01; Level 01 | 39 | m | 3634 | 141726 | H050200 | 2.06 | Windows & External Doors – Blinds & Shading | Item | 78 | ai | Motorized sheer blinds are window treatments/shading devices typically classified under external windows and doors with their associated fittings and controls.
3M | 30 | E | Size 800 x 800mm; to MEP zone attic | 1 | Nr. | 1250 | 1250 | H050200 | 2.06 | Windows & External Doors – Blinds & Shading | Area (m²) | 76 | ai | Small motorized sheer blinds to MEP zone attic classified as window shading/treatment devices under external windows and doors section.
3M | 32 | F | Size 850 x 850mm; to MEP zone attic | 1 | Nr. | 1500 | 1500 | H050200 | 2.06 | Windows & External Doors – Blinds & Shading | Area (m²) | 76 | ai | Motorized sheer blinds to MEP zone attic; same classification as item 2 for window shading devices.
3M | 34 | G | Size 1130 x 1130mm; to external roof area | 2 | Nr. | 1875 | 3750 | H050200 | 2.06 | Windows & External Doors – Blinds & Shading | Area (m²) | 74 | ai | Motorized sheer blinds to external roof area classified as external window/roof opening shading treatment.
3M | 57 | A | C-AC-02; 1500 x 1500mm high | 16 | Nr. | 3235 | 51760 | M010100 | 4.01 | FF&E – Artwork & Decorative Items | Item | 82 | ai | Artwork to lift lobby with fixings and fittings is classified as furnishings/FF&E rather than permanent finishes.
3M | 106 | A | GRC Pot; F54 | 1 | Nr. | 4800 | 4800 | M020100 | 4.01 | FF&E – Site/External Furniture | Item | 80 | ai | GRC Pot as site furniture is an external/landscape furnishing item classified under FF&E.
3M | 108 | B | GRC Pot; F55 | 2 | Nr. | 2480 | 4960 | M020100 | 4.01 | FF&E – Site/External Furniture | Item | 80 | ai | GRC Pot (second item) as site furniture is classified under external furnishings.
3M | 110 | C | Seat wall: F02 | 13 | m | 1250 | 16250 | M020100 | 4.01 | FF&E – Site/External Furniture | Item | 79 | ai | Seat wall as site furniture is an external seating element classified under FF&E and site furnishings.
3M | 112 | D | Seat wall - curved; F02 | 21 | m | 1500 | 31500 | M020100 | 4.01 | FF&E – Site/External Furniture | Item | 79 | ai | Curved seat wall as site furniture is an external seating/landscape element under FF&E.
3P | 28 | B | FL01 fire/ service elevator; 21 persons, 1600 Kg capacity, speed 1.75 m/s, floor served B and G at front, L1 to L8 at rear | 1 | Nr. | 569340 | 569340 | P020104 | 5.10 | Lift and Conveyor Installations | Enumerated (nr), Item | 63 | fuzzy | Fuzzy match (63%) against: "4. Tools and spares, which shall include loose keys and cons"
3P | 34 | C | Light points | 8 | Nr. | 0 | Included | R040101 | 5.08 | Electrical Engineering Installations | Length (m), Enumerated (nr), Item | 79 | fuzzy | Fuzzy match (79%) against: "1. Lighting points"
3P | 36 | D | Linear light points | 71 | m | 0 | Included | R040101 | 5.08 | Electrical Engineering Installations | Length (m), Enumerated (nr), Item | 77 | fuzzy | Fuzzy match (77%) against: "1. Lighting points"
3P | 49 | A | LC-1; 8.6W LED - recessed ceiling downlight , IP20 | 8 | Nr. | 0 | Included | J050000 | 3.01 | Internal Finishes | Area (m²), Length (m) | 64 | fuzzy | Fuzzy match (64%) against: "J5 Suspended ceilings"
3P | 55 | C | LC-1; 8.6W LED - recessed ceiling downlight , IP20 | 8 | Nr. | 0 | Included | J050000 | 3.01 | Internal Finishes | Area (m²), Length (m) | 64 | fuzzy | Fuzzy match (64%) against: "J5 Suspended ceilings"
3P | 97 | A | Special paint effect ceiling finish | 6 | m² | 0 | Included | J000000 | 3.01 | Internal Finishes | Area (m²), Length (m) | 69 | fuzzy | Fuzzy match (69%) against: "SECTION J - FINISHES"
3P | 99 | B | Extra over for access panel; 750 x 1100mm size | 2 | Nr. | 0 | Included | P010200 | 5.10 | Lift & Conveyor – Lift Cabin Fittings & Extras | Number | 82 | ai | Access panel for lift cabin is an extra/accessory item within conveying equipment; classified under POMI P (Conveying) as cabin fitting component.
3P | 136 | A | Allow for supports including fixings, anchors, insulating blocks and anti-vibration device where not included above or elsewhere | 0 | Item | 0 | Included | P020101 | 5.10 | Lift and Conveyor Installations | Enumerated (nr), Item | 78 | fuzzy | Fuzzy match (78%) against: "1. Supports, which shall include fixings, anchors, insulatin"
3P | 138 | B | Allow for identification including plates, discs, charts, labels, painting, marking and color coding | 0 | Item | 0 | Included | A070103 | 9.01 | Preliminaries / General Requirements | Item | 71 | fuzzy | Fuzzy match (71%) against: "3. Temporary roads, including hardstandings and crossings"
3P | 144 | E | Allow for mock-ups | 0 | Item | 0 | Included | A070105 | 9.01 | Preliminaries / General Requirements | Item | 63 | fuzzy | Fuzzy match (63%) against: "5. Lighting and power for the works; particulars shall be"
3P | 146 | F | Allow for providing spares for the Conveying Systems | 0 | Item | 0 | Included | P000000 | 5.10 | Lift and Conveyor Installations | Enumerated (nr), Item | 78 | fuzzy | Fuzzy match (78%) against: "SECTION P - CONVEYING SYSTEMS"
3P | 167 | A | Allow for co-ordination with other engineering installations | 0 | Item | 0 | Included | P030101 | 5.10 | Lift and Conveyor Installations | Enumerated (nr), Item | 79 | fuzzy | Fuzzy match (79%) against: "1. Co-ordination with other engineering installations"
3P | 171 | C | Allow for fixing all sleeves, frames and built-in fire stop system and making good finishes for conveying systems | 0 | Item | 0 | Included | P000000 | 5.10 | Lift and Conveyor Installations | Enumerated (nr), Item | 77 | fuzzy | Fuzzy match (77%) against: "SECTION P - CONVEYING SYSTEMS"
3P | 173 | D | Allow for fire stopping for all holes and making good finishes for conveying systems | 0 | Item | 0 | Included | P000000 | 5.10 | Lift and Conveyor Installations | Enumerated (nr), Item | 77 | fuzzy | Fuzzy match (77%) against: "SECTION P - CONVEYING SYSTEMS"
3P | 175 | E | Allow for building in or cutting and making good finishing and pinning brackets and the like | 0 | Item | 0 | Included | P030103 | 5.10 | Lift and Conveyor Installations | Enumerated (nr), Item | 79 | fuzzy | Fuzzy match (79%) against: "3. Building in or cutting and pinning brackets or the like a"
3P | 177 | F | Protective painting and decorative painting, as required; including removing of protective wrapping, cleaning and polishing exposed surfaces | 0 | Item | 0 | Included | P030202 | 5.10 | Lift and Conveyor Installations | Enumerated (nr), Item | 79 | fuzzy | Fuzzy match (79%) against: "2. Cleaning and polishing exposed surfaces."
3Q | 34 | F | A-SW-11; Tower rails | 92 | Nr. | 112 | 10304 | K010200 | 5.01 | Sanitary Appliances – Accessories | Number | 82 | ai | Tower rails are bathroom accessories/fittings associated with sanitary areas.
3Q | 53 | B | A-SW-20; Door handle towel rail | 37 | Nr. | 0 | Included | H010000 | 2.06 | Windows and External Doors | Enumerated (nr), Area (m²), Length (m) | 62 | fuzzy | Fuzzy match (62%) against: "H1 Doors"
3Q | 59 | E | A-SW-24; Glass to wall clamp | 12 | Nr. | 0 | Included | H050000 | 2.06 | Windows and External Doors | Enumerated (nr), Area (m²), Length (m) | 78 | fuzzy | Fuzzy match (78%) against: "H5 Glass"
3Q | 61 | F | A-SW-25; Glass to glass clamp | 13 | Nr. | 0 | Included | H050000 | 2.06 | Windows and External Doors | Enumerated (nr), Area (m²), Length (m) | 79 | fuzzy | Fuzzy match (79%) against: "H5 Glass"
3Q | 108 | C | C-SW-18; ADA straight support bar | 1 | Nr. | 149 | 149 | B240102 | 8.01 | Site Works, Drainage, External Services & Landscaping | Volume (m³), Length (m), Area (m²), Enumerated (nr), Item | 68 | fuzzy | Fuzzy match (68%) against: "2. Straight shafts"
3Q | 110 | D | C-SW-19; Wall combination | 1 | Nr. | 2752 | 2752 | K010200 | 5.01 | Sanitary Appliances – Accessories | Number | 82 | ai | Wall combination fixture is a bathroom accessory/fitting associated with sanitary areas.
3Q | 118 | H | C-SW-24; Baby changing | 1 | Nr. | 1657 | 1657 | K010200 | 5.01 | Sanitary Appliances – Accessories | Number | 83 | ai | Baby changing station is a bathroom fixture/accessory associated with sanitary areas.
3Q | 204 | F | A-SW-20; Door handle towel rail | 37 | Nr. | 0 | Included | H010000 | 2.06 | Windows and External Doors | Enumerated (nr), Area (m²), Length (m) | 62 | fuzzy | Fuzzy match (62%) against: "H1 Doors"
3Q | 210 | J | A-SW-24; Glass to wall clamp | 12 | Nr. | 0 | Included | H050000 | 2.06 | Windows and External Doors | Enumerated (nr), Area (m²), Length (m) | 78 | fuzzy | Fuzzy match (78%) against: "H5 Glass"
3Q | 212 | K | A-SW-25; Glass to glass clamp | 13 | Nr. | 0 | Included | H050000 | 2.06 | Windows and External Doors | Enumerated (nr), Area (m²), Length (m) | 79 | fuzzy | Fuzzy match (79%) against: "H5 Glass"
3Q | 238 | Y | C-SW-12; Robe hook | 4 | Nr. | 23 | 92 | K050100 | 5.01 | Sanitary Appliances – Robe Hook | No. | 80 | ai | Robe hook is a bathroom accessory component typically grouped with sanitary fittings.
3Q | 259 | G | C-SW-18; ADA straight support bar | 1 | Nr. | 23 | 23 | B240102 | 8.01 | Site Works, Drainage, External Services & Landscaping | Volume (m³), Length (m), Area (m²), Enumerated (nr), Item | 68 | fuzzy | Fuzzy match (68%) against: "2. Straight shafts"
3Q | 261 | H | C-SW-19; Wall combination | 1 | Nr. | 59 | 59 | K050100 | 5.01 | Sanitary Appliances – Wall Combination Unit | No. | 80 | ai | Wall combination unit for sanitary fixtures is a composite sanitary appliance component.
3Q | 265 | K | C-SW-22; Soap dispenser | 4 | Nr. | 59 | 236 | K050100 | 5.01 | Sanitary Appliances – Soap Dispenser | No. | 80 | ai | Soap dispenser is a bathroom accessory component associated with sanitary installations.
3Q | 267 | L | C-SW-23; Paper towel dispenser | 2 | Nr. | 117 | 234 | K050100 | 5.01 | Sanitary Appliances – Paper Towel Dispenser | No. | 80 | ai | Paper towel dispenser is a bathroom accessory component for sanitary facilities.
3Q | 358 | A | 82mm diameter | 36 | m | 126 | 4536 | B190400 | 8.01 | Site Works, Drainage, External Services & Landscaping | Volume (m³), Length (m), Area (m²), Enumerated (nr), Item | 70 | fuzzy | Fuzzy match (70%) against: "B19.4 Concrete beds and coverings for drain pipes shall each"
3Q | 362 | C | 160mm diameter | 54 | m | 266 | 14364 | B190400 | 8.01 | Site Works, Drainage, External Services & Landscaping | Volume (m³), Length (m), Area (m²), Enumerated (nr), Item | 73 | fuzzy | Fuzzy match (73%) against: "B19.4 Concrete beds and coverings for drain pipes shall each"
3Q | 368 | D | 82mm diameter | 18 | m | 159 | 2862 | B190400 | 8.01 | Site Works, Drainage, External Services & Landscaping | Volume (m³), Length (m), Area (m²), Enumerated (nr), Item | 70 | fuzzy | Fuzzy match (70%) against: "B19.4 Concrete beds and coverings for drain pipes shall each"
3Q | 397 | D | 82mm diameter | 5 | Nr. | 84 | 420 | B190400 | 8.01 | Site Works, Drainage, External Services & Landscaping | Volume (m³), Length (m), Area (m²), Enumerated (nr), Item | 70 | fuzzy | Fuzzy match (70%) against: "B19.4 Concrete beds and coverings for drain pipes shall each"
3Q | 419 | J | 160mm diameter | 958 | m | 266 | 254828 | B190400 | 8.01 | Site Works, Drainage, External Services & Landscaping | Volume (m³), Length (m), Area (m²), Enumerated (nr), Item | 73 | fuzzy | Fuzzy match (73%) against: "B19.4 Concrete beds and coverings for drain pipes shall each"
3Q | 432 | A | 82mm diameter | 895 | m | 126 | 112770 | B190400 | 8.01 | Site Works, Drainage, External Services & Landscaping | Volume (m³), Length (m), Area (m²), Enumerated (nr), Item | 70 | fuzzy | Fuzzy match (70%) against: "B19.4 Concrete beds and coverings for drain pipes shall each"
3Q | 438 | C | 82mm diameter | 769 | m | 126 | 96894 | B190400 | 8.01 | Site Works, Drainage, External Services & Landscaping | Volume (m³), Length (m), Area (m²), Enumerated (nr), Item | 70 | fuzzy | Fuzzy match (70%) against: "B19.4 Concrete beds and coverings for drain pipes shall each"
3Q | 442 | E | 160mm diameter | 1483 | m | 266 | 394478 | B190400 | 8.01 | Site Works, Drainage, External Services & Landscaping | Volume (m³), Length (m), Area (m²), Enumerated (nr), Item | 73 | fuzzy | Fuzzy match (73%) against: "B19.4 Concrete beds and coverings for drain pipes shall each"
3Q | 448 | G | 82mm diameter | 8 | m | 126 | 1008 | B190400 | 8.01 | Site Works, Drainage, External Services & Landscaping | Volume (m³), Length (m), Area (m²), Enumerated (nr), Item | 70 | fuzzy | Fuzzy match (70%) against: "B19.4 Concrete beds and coverings for drain pipes shall each"
3Q | 452 | J | 160mm diameter | 198 | m | 266 | 52668 | B190400 | 8.01 | Site Works, Drainage, External Services & Landscaping | Volume (m³), Length (m), Area (m²), Enumerated (nr), Item | 73 | fuzzy | Fuzzy match (73%) against: "B19.4 Concrete beds and coverings for drain pipes shall each"
3Q | 458 | L | 82mm diameter | 139 | m | 199 | 27661 | B190400 | 8.01 | Site Works, Drainage, External Services & Landscaping | Volume (m³), Length (m), Area (m²), Enumerated (nr), Item | 70 | fuzzy | Fuzzy match (70%) against: "B19.4 Concrete beds and coverings for drain pipes shall each"
3Q | 485 | B | 82mm diameter | 175 | m | 159 | 27825 | B190400 | 8.01 | Site Works, Drainage, External Services & Landscaping | Volume (m³), Length (m), Area (m²), Enumerated (nr), Item | 70 | fuzzy | Fuzzy match (70%) against: "B19.4 Concrete beds and coverings for drain pipes shall each"
3Q | 497 | E | 82mm diameter | 1 | m | 192 | 192 | B190400 | 8.01 | Site Works, Drainage, External Services & Landscaping | Volume (m³), Length (m), Area (m²), Enumerated (nr), Item | 70 | fuzzy | Fuzzy match (70%) against: "B19.4 Concrete beds and coverings for drain pipes shall each"
3Q | 501 | G | 160mm diameter | 36 | m | 318 | 11448 | B190400 | 8.01 | Site Works, Drainage, External Services & Landscaping | Volume (m³), Length (m), Area (m²), Enumerated (nr), Item | 73 | fuzzy | Fuzzy match (73%) against: "B19.4 Concrete beds and coverings for drain pipes shall each"
3Q | 507 | J | 82mm diameter | 21 | m | 192 | 4032 | B190400 | 8.01 | Site Works, Drainage, External Services & Landscaping | Volume (m³), Length (m), Area (m²), Enumerated (nr), Item | 70 | fuzzy | Fuzzy match (70%) against: "B19.4 Concrete beds and coverings for drain pipes shall each"
3Q | 515 | M | 82mm diameter | 30 | m | 192 | 5760 | B190400 | 8.01 | Site Works, Drainage, External Services & Landscaping | Volume (m³), Length (m), Area (m²), Enumerated (nr), Item | 70 | fuzzy | Fuzzy match (70%) against: "B19.4 Concrete beds and coverings for drain pipes shall each"
3Q | 526 | A | 160mm diameter | 52 | m | 318 | 16536 | B190400 | 8.01 | Site Works, Drainage, External Services & Landscaping | Volume (m³), Length (m), Area (m²), Enumerated (nr), Item | 73 | fuzzy | Fuzzy match (73%) against: "B19.4 Concrete beds and coverings for drain pipes shall each"
3Q | 548 | H | 82mm diameter | 35 | m | 199 | 6965 | B190400 | 8.01 | Site Works, Drainage, External Services & Landscaping | Volume (m³), Length (m), Area (m²), Enumerated (nr), Item | 70 | fuzzy | Fuzzy match (70%) against: "B19.4 Concrete beds and coverings for drain pipes shall each"
3Q | 552 | J | 82mm diameter | 15 | m | 199 | 2985 | B190400 | 8.01 | Site Works, Drainage, External Services & Landscaping | Volume (m³), Length (m), Area (m²), Enumerated (nr), Item | 70 | fuzzy | Fuzzy match (70%) against: "B19.4 Concrete beds and coverings for drain pipes shall each"
3Q | 560 | L | 82mm diameter | 365 | Nr. | 26 | 9490 | B190400 | 8.01 | Site Works, Drainage, External Services & Landscaping | Volume (m³), Length (m), Area (m²), Enumerated (nr), Item | 70 | fuzzy | Fuzzy match (70%) against: "B19.4 Concrete beds and coverings for drain pipes shall each"
3Q | 571 | B | 160mm diameter | 52 | Nr. | 34 | 1768 | B190400 | 8.01 | Site Works, Drainage, External Services & Landscaping | Volume (m³), Length (m), Area (m²), Enumerated (nr), Item | 73 | fuzzy | Fuzzy match (73%) against: "B19.4 Concrete beds and coverings for drain pipes shall each"
3Q | 581 | E | 82mm diameter | 19 | Nr. | 28 | 532 | B190400 | 8.01 | Site Works, Drainage, External Services & Landscaping | Volume (m³), Length (m), Area (m²), Enumerated (nr), Item | 70 | fuzzy | Fuzzy match (70%) against: "B19.4 Concrete beds and coverings for drain pipes shall each"
3Q | 585 | F | 82mm diameter | 496 | Nr. | 0 | Included in Section-Sanitary fittings and fixtures | B190400 | 8.01 | Site Works, Drainage, External Services & Landscaping | Volume (m³), Length (m), Area (m²), Enumerated (nr), Item | 70 | fuzzy | Fuzzy match (70%) against: "B19.4 Concrete beds and coverings for drain pipes shall each"
3Q | 593 | H | 82mm diameter | 1 | Nr. | 420 | 420 | B190400 | 8.01 | Site Works, Drainage, External Services & Landscaping | Volume (m³), Length (m), Area (m²), Enumerated (nr), Item | 70 | fuzzy | Fuzzy match (70%) against: "B19.4 Concrete beds and coverings for drain pipes shall each"
3Q | 597 | J | 82mm diameter | 5 | Nr. | 420 | 2100 | B190400 | 8.01 | Site Works, Drainage, External Services & Landscaping | Volume (m³), Length (m), Area (m²), Enumerated (nr), Item | 70 | fuzzy | Fuzzy match (70%) against: "B19.4 Concrete beds and coverings for drain pipes shall each"
3Q | 601 | K | 160mm diameter | 12 | Nr. | 35 | 420 | B190400 | 8.01 | Site Works, Drainage, External Services & Landscaping | Volume (m³), Length (m), Area (m²), Enumerated (nr), Item | 73 | fuzzy | Fuzzy match (73%) against: "B19.4 Concrete beds and coverings for drain pipes shall each"
3Q | 688 | H | 16mm diameter | 189 | m | 48 | 9072 | B190400 | 8.01 | Site Works, Drainage, External Services & Landscaping | Volume (m³), Length (m), Area (m²), Enumerated (nr), Item | 70 | fuzzy | Fuzzy match (70%) against: "B19.4 Concrete beds and coverings for drain pipes shall each"
3Q | 692 | J | 16mm diameter | 82 | m | 48 | 3936 | B190400 | 8.01 | Site Works, Drainage, External Services & Landscaping | Volume (m³), Length (m), Area (m²), Enumerated (nr), Item | 70 | fuzzy | Fuzzy match (70%) against: "B19.4 Concrete beds and coverings for drain pipes shall each"
3Q | 827 | J | Water booster pump set (BP-01); (1 duty + 1 assist) of 6L/S flow at 2.5 BAR head, including expansion tank and built in VFD; base mounted | 1 | Nr. | 41980 | 41980 | Q070000 | 5.06 | Mechanical Engineering Installations | Length (m), Weight (t), Area (m²), Enumerated (nr), Item | 65 | fuzzy | Fuzzy match (65%) against: "Q7 Insulation, including linings and protective coverings"
3Q | 985 | F | For GSM Room (approximately; 11m²) | 1 | Item | 38919 | 38919 | Q050100 | 5.11 | Fire & Lightning Protection – Fire Safety for GSM Room | Area (m²) | 82 | ai | Fire safety provisions for specific room (GSM 11m²) are classified under fire protection installations.
3Q | 987 | G | For MCC Room (approximately; 27m²) | 1 | Item | 52475 | 52475 | Q050100 | 5.11 | Fire & Lightning Protection – Fire Safety for MCC Room | Area (m²) | 82 | ai | Fire safety provisions for specific room (MCC 27m²) are classified under fire protection installations.
3Q | 1162 | D | Chiller 01; cooling capacity 284.0TR each, electrical load 462.0kW | 2 | Nr. | 1073500 | 2147000 | R040104 | 5.08 | Electrical Engineering Installations | Length (m), Enumerated (nr), Item | 66 | fuzzy | Fuzzy match (66%) against: "4. Equipment points, stating type of equipment or the electr"
3Q | 1166 | E | CHWP-RF-01 (duty); 43.3L/s @ 400KPA head | 1 | Nr. | 104130 | 104130 | Q040300 | 5.06 | Space Heating & Air Treatment – Pump Duty | Number | 80 | ai | CHWP-RF-01 duty pump (chilled water circulation) is classified under space heating and air treatment equipment.
3Q | 1168 | F | CHWP-RF-02 (duty); 43.3L/s @ 400KPA head | 1 | Nr. | 104130 | 104130 | Q040300 | 5.06 | Space Heating & Air Treatment – Pump Duty | Number | 80 | ai | CHWP-RF-02 duty pump is secondary chilled water circulation equipment for HVAC system.
3Q | 1170 | G | CHWP-RF-03 (stand-by); 43.3L/s @ 400KPA head | 1 | Nr. | 104130 | 104130 | Q040300 | 5.06 | Space Heating & Air Treatment – Pump Stand-by | Number | 80 | ai | CHWP-RF-03 stand-by pump provides backup chilled water circulation for system reliability.
3Q | 1174 | H | Automatic chemical dosing unit | 1 | Nr. | 69172 | 69172 | Q050000 | 5.06 | Mechanical Engineering Installations | Length (m), Weight (t), Area (m²), Enumerated (nr), Item | 62 | fuzzy | Fuzzy match (62%) against: "Q5 Automatic controls"
3Q | 1185 | A | Manual chemical dosing unit | 1 | Nr. | 28298 | 28298 | Q040400 | 5.06 | Space Heating & Air Treatment – Chemical Dosing | Number | 83 | ai | Manual chemical dosing unit is auxiliary HVAC equipment for water treatment and system maintenance.
3Q | 1189 | B | Pressurization unit | 1 | Nr. | 42446 | 42446 | B040000 | 8.01 | Site Works, Drainage, External Services & Landscaping | Volume (m³), Length (m), Area (m²), Enumerated (nr), Item | 62 | fuzzy | Fuzzy match (62%) against: "B4 Site preparation"
3Q | 1199 | D | Supply and return air ducts | 3044 | m² | 135 | 410940 | Q030300 | 5.06 | Mechanical Engineering Installations | Length (m), Weight (t), Area (m²), Enumerated (nr), Item | 68 | fuzzy | Fuzzy match (68%) against: "Q3.3 Fittings to rectangular ductwork shall be understood to"
3Q | 1205 | E | Supply and return air ducts | 2968 | m² | 37 | 109816 | Q030300 | 5.06 | Mechanical Engineering Installations | Length (m), Weight (t), Area (m²), Enumerated (nr), Item | 68 | fuzzy | Fuzzy match (68%) against: "Q3.3 Fittings to rectangular ductwork shall be understood to"
3Q | 1209 | F | Supply and return air ducts | 59 | m² | 50 | 2950 | Q030300 | 5.06 | Mechanical Engineering Installations | Length (m), Weight (t), Area (m²), Enumerated (nr), Item | 68 | fuzzy | Fuzzy match (68%) against: "Q3.3 Fittings to rectangular ductwork shall be understood to"
3Q | 1213 | G | Supply and return air ducts | 16 | m² | 188 | 3008 | Q030300 | 5.06 | Mechanical Engineering Installations | Length (m), Weight (t), Area (m²), Enumerated (nr), Item | 68 | fuzzy | Fuzzy match (68%) against: "Q3.3 Fittings to rectangular ductwork shall be understood to"
3Q | 1226 | A | Acoustic insulation (considered 3m of duct per equipment) | 1400 | m² | 85 | 119000 | G040000 | 2.03 | Roof / Thermal & Moisture Protection | Area (m²), Length (m), Enumerated (nr) | 79 | fuzzy | Fuzzy match (79%) against: "G4 Insulation"
3Q | 1476 | A | 750x250mm | 1 | Nr. | 576 | 576 | Q050707 | 5.07 | Ventilation – Air Intake Components | Number | 82 | ai | Bell mouth with wire mesh is a ventilation intake/outlet terminal component.
3Q | 1779 | N | Fresh air ducts | 1741 | m² | 135 | 235035 | Q030000 | 5.06 | Mechanical Engineering Installations | Length (m), Weight (t), Area (m²), Enumerated (nr), Item | 60 | fuzzy | Fuzzy match (60%) against: "Q3 Ductwork"
3Q | 1781 | P | Exhaust air ducts | 2062 | m² | 135 | 278370 | Q030000 | 5.06 | Mechanical Engineering Installations | Length (m), Weight (t), Area (m²), Enumerated (nr), Item | 61 | fuzzy | Fuzzy match (61%) against: "Q3 Ductwork"
3Q | 1797 | A | Kitchen extract ducts | 105 | m² | 377 | 39585 | Q030000 | 5.06 | Mechanical Engineering Installations | Length (m), Weight (t), Area (m²), Enumerated (nr), Item | 62 | fuzzy | Fuzzy match (62%) against: "Q3 Ductwork"
3Q | 1801 | B | Smoke extract ducts | 293 | m² | 298 | 87314 | Q030000 | 5.06 | Mechanical Engineering Installations | Length (m), Weight (t), Area (m²), Enumerated (nr), Item | 63 | fuzzy | Fuzzy match (63%) against: "Q3 Ductwork"
3Q | 1803 | C | Smoke makeup-air ducts | 274 | m² | 298 | 81652 | Q030000 | 5.06 | Mechanical Engineering Installations | Length (m), Weight (t), Area (m²), Enumerated (nr), Item | 61 | fuzzy | Fuzzy match (61%) against: "Q3 Ductwork"
3Q | 1809 | D | Fresh air ducts | 1515 | m² | 37 | 56055 | Q030000 | 5.06 | Mechanical Engineering Installations | Length (m), Weight (t), Area (m²), Enumerated (nr), Item | 60 | fuzzy | Fuzzy match (60%) against: "Q3 Ductwork"
3Q | 1811 | E | Exhaust air ducts | 1909 | m² | 37 | 70633 | Q030000 | 5.06 | Mechanical Engineering Installations | Length (m), Weight (t), Area (m²), Enumerated (nr), Item | 61 | fuzzy | Fuzzy match (61%) against: "Q3 Ductwork"
3Q | 1813 | F | Smoke extract ducts | 283 | m² | 0 | Not Applicable, as not mentioned in specification | Q030000 | 5.06 | Mechanical Engineering Installations | Length (m), Weight (t), Area (m²), Enumerated (nr), Item | 63 | fuzzy | Fuzzy match (63%) against: "Q3 Ductwork"
3Q | 1815 | G | Smoke makeup-air ducts | 267 | m² | 0 | Not Applicable, as not mentioned in specification | Q030000 | 5.06 | Mechanical Engineering Installations | Length (m), Weight (t), Area (m²), Enumerated (nr), Item | 61 | fuzzy | Fuzzy match (61%) against: "Q3 Ductwork"
3Q | 1830 | A | Fresh air ducts | 225 | m² | 188 | 42300 | Q030000 | 5.06 | Mechanical Engineering Installations | Length (m), Weight (t), Area (m²), Enumerated (nr), Item | 60 | fuzzy | Fuzzy match (60%) against: "Q3 Ductwork"
3Q | 1832 | B | Exhaust air ducts | 153 | m² | 188 | 28764 | Q030000 | 5.06 | Mechanical Engineering Installations | Length (m), Weight (t), Area (m²), Enumerated (nr), Item | 61 | fuzzy | Fuzzy match (61%) against: "Q3 Ductwork"
3Q | 1834 | C | Smoke extract ducts | 10 | m² | 0 | Not Applicable, as not mentioned in specification | Q030000 | 5.06 | Mechanical Engineering Installations | Length (m), Weight (t), Area (m²), Enumerated (nr), Item | 63 | fuzzy | Fuzzy match (63%) against: "Q3 Ductwork"
3Q | 1836 | D | Smoke makeup-air ducts | 6 | m² | 0 | Not Applicable, as not mentioned in specification | Q030000 | 5.06 | Mechanical Engineering Installations | Length (m), Weight (t), Area (m²), Enumerated (nr), Item | 61 | fuzzy | Fuzzy match (61%) against: "Q3 Ductwork"
3Q | 1866 | A | Kitchen extract ducts | 34 | m² | 188 | 6392 | Q030000 | 5.06 | Mechanical Engineering Installations | Length (m), Weight (t), Area (m²), Enumerated (nr), Item | 62 | fuzzy | Fuzzy match (62%) against: "Q3 Ductwork"
3Q | 1872 | B | Kitchen extract ducts | 71 | m² | 105 | 7455 | Q030000 | 5.06 | Mechanical Engineering Installations | Length (m), Weight (t), Area (m²), Enumerated (nr), Item | 62 | fuzzy | Fuzzy match (62%) against: "Q3 Ductwork"
3Q | 2141 | M | 150x100mm | 23 | Nr. | 41 | 943 | Q071200 | 5.07 | Ventilation – Mesh & Screens | Item | 84 | ai | Wire mesh is a ventilation component used to prevent debris and pests from entering HVAC systems.
3Q | 2143 | N | 250x150mm | 2 | Nr. | 61 | 122 | Q071200 | 5.07 | Ventilation – Mesh & Screens | Item | 84 | ai | Wire mesh is a ventilation component used to prevent debris and pests from entering HVAC systems.
3Q | 2145 | P | 250x200mm | 1 | Nr. | 99 | 99 | Q071200 | 5.07 | Ventilation – Mesh & Screens | Item | 84 | ai | Wire mesh is a ventilation component used to prevent debris and pests from entering HVAC systems.
3Q | 2147 | Q | 300x200mm | 2 | Nr. | 101 | 202 | Q071200 | 5.07 | Ventilation – Mesh & Screens | Item | 84 | ai | Wire mesh is a ventilation component used to prevent debris and pests from entering HVAC systems.
3Q | 2149 | R | 300x250mm | 4 | Nr. | 124 | 496 | Q071200 | 5.07 | Ventilation – Mesh & Screens | Item | 84 | ai | Wire mesh is a ventilation component used to prevent debris and pests from entering HVAC systems.
3Q | 2158 | A | 500x300mm | 1 | Nr. | 186 | 186 | Q071200 | 5.07 | Ventilation – Mesh & Screens | Item | 80 | ai | Wire mesh component for ventilation system used to screen openings and prevent debris ingress.
3Q | 2160 | B | 600x300mm | 1 | Nr. | 234 | 234 | Q071200 | 5.07 | Ventilation – Mesh & Screens | Item | 80 | ai | Wire mesh component for ventilation system used to screen openings and prevent debris ingress.
3Q | 2162 | C | 650x400mm | 1 | Nr. | 457 | 457 | Q071200 | 5.07 | Ventilation – Mesh & Screens | Item | 80 | ai | Wire mesh component for ventilation system used to screen openings and prevent debris ingress.
3Q | 2164 | D | 1000x600mm | 1 | Nr. | 690 | 690 | Q071200 | 5.07 | Ventilation – Mesh & Screens | Item | 80 | ai | Wire mesh component for ventilation system used to screen openings and prevent debris ingress.
3Q | 2174 | F | RF-GIEF; inline ducted extract air fan, air flow 100L/s; electrical power 1.0kW | 1 | Nr. | 10175 | 10175 | Q090100 | 5.06 | Mechanical Engineering Installations | Length (m), Weight (t), Area (m²), Enumerated (nr), Item | 64 | fuzzy | Fuzzy match (64%) against: "Q9.1 Work incidental to mechanical engineering installations"
3Q | 2176 | G | RF-KEF-01; inline ducted extract air fan, air flow 2740L/s; electrical power 3.0kW | 1 | Nr. | 27109 | 27109 | Q090100 | 5.06 | Mechanical Engineering Installations | Length (m), Weight (t), Area (m²), Enumerated (nr), Item | 63 | fuzzy | Fuzzy match (63%) against: "Q9.1 Work incidental to mechanical engineering installations"
3Q | 2178 | H | RF-GEF-01; inline ducted extract air fan, air flow 910L/s; electrical power 1.5kW | 1 | Nr. | 12016 | 12016 | Q090100 | 5.06 | Mechanical Engineering Installations | Length (m), Weight (t), Area (m²), Enumerated (nr), Item | 64 | fuzzy | Fuzzy match (64%) against: "Q9.1 Work incidental to mechanical engineering installations"
3Q | 2205 | F | Allow for providing spares for the Mechanical Engineering Installations | 1 | Item | 140 | 140 | N030000 | 5.13 | Specialist Installations | Enumerated (nr), Item | 79 | fuzzy | Fuzzy match (79%) against: "N3 Installations"
3Q | 2228 | B | Allow for liaison with, obtaining approvals from and attendance on DEWA and other statutory bodies and service providers as required | 1 | Item | 13993 | 13993 | A090109 | 9.01 | Preliminaries / General Requirements | Item | 71 | fuzzy | Fuzzy match (71%) against: "9. All statutory obligations"
3Q | 2232 | D | Allow for supplying and fixing all sleeves, frames and built-in fire stoppers for building into concrete structures and masonry walls | 1 | Item | 34983 | 34983 | F020103 | 2.01 | Frame / Woodwork | Length (m), Area (m²), Enumerated (nr) | 76 | fuzzy | Fuzzy match (76%) against: "3. Walls"
3Q | 2256 | A | Storm water drainage | 1 | Item | 100 | 100 | Q010200 | 5.06 | Mechanical Engineering Installations | Length (m), Weight (t), Area (m²), Enumerated (nr), Item | 63 | fuzzy | Fuzzy match (63%) against: "Q1.2 Installations shall be measured in accordance with the "
3Q | 2260 | C | Domestic hot and cold water system | 1 | Item | 100 | 100 | Q040200 | 5.04 | Water Installations – Hot & Cold Water Systems | Item | 82 | ai | Domestic hot and cold water system is part of water supply and heating installations covered under water installations.
3Q | 2264 | E | Chilled water | 1 | Item | 100 | 100 | Q010200 | 5.06 | Mechanical Engineering Installations | Length (m), Weight (t), Area (m²), Enumerated (nr), Item | 75 | fuzzy | Fuzzy match (75%) against: "Q1.2 Installations shall be measured in accordance with the "
3Q | 2268 | G | Smoke extraction system | 1 | Item | 100 | 100 | A030000 | 9.01 | Preliminaries / General Requirements | Item | 62 | fuzzy | Fuzzy match (62%) against: "Restrictions"
3Q | 2274 | J | Storm water drainage |  | Item | 0 | 100 | Q010200 | 5.06 | Mechanical Engineering Installations | Length (m), Weight (t), Area (m²), Enumerated (nr), Item | 63 | fuzzy | Fuzzy match (63%) against: "Q1.2 Installations shall be measured in accordance with the "
3Q | 2278 | L | Domestic hot and cold water system |  | Item | 0 | 100 | Q040200 | 5.04 | Water Installations – Hot & Cold Water Systems | Item | 82 | ai | Domestic hot and cold water system (duplicate item) classified under water supply installations.
3Q | 2282 | N | Chilled water |  | Item | 0 | 100 | Q010200 | 5.06 | Mechanical Engineering Installations | Length (m), Weight (t), Area (m²), Enumerated (nr), Item | 75 | fuzzy | Fuzzy match (75%) against: "Q1.2 Installations shall be measured in accordance with the "
3Q | 2286 | Q | Smoke extraction system |  | Item | 0 | 100 | A030000 | 9.01 | Preliminaries / General Requirements | Item | 62 | fuzzy | Fuzzy match (62%) against: "Restrictions"
3Q | 2303 | B | Allow for Dubai Green Building requirements | 1 | Item | 1170 | 1170 | A000000 | 9.01 | Preliminaries / General Requirements | Item | 73 | fuzzy | Fuzzy match (73%) against: "SECTION A - GENERAL REQUIREMENTS"
3Q | 2347 |  | C-SW-04A; Concealed flush tank | 4 | Nr. | 725 | 2900 | Q030400 | 5.01 | Sanitary Appliances – WC Suite Components (Supply only) | Number | 78 | ai | Concealed flush tank (supply only) is a sanitary appliance component, supply-only phase of WC installation.
3Q | 2350 |  | C-SW-04A; Concealed flush tank | 4 | Nr. | 59 | 236 | Q030401 | 5.01 | Sanitary Appliances – WC Suite Components (Installation only) | Number | 79 | ai | Concealed flush tank (installation only) is a sanitary appliance component, installation phase of WC suite.
3R | 149 | A | SMDB-L1 to DB-112 | 54 | m | 66 | 3564 | R050200 | 5.08 | Electrical Installations – Power Distribution | Each (nr) | 75 | ai | Sub-main distribution board Level 1 to distribution board connection represents power system installation work.
3R | 151 | B | SMDB-L2 to DB-201 | 26 | m | 66 | 1716 | R050200 | 5.08 | Electrical Installations – Power Distribution | Each (nr) | 75 | ai | Sub-main distribution board Level 2 to distribution board connection represents power system installation work.
3R | 153 | C | SMDB-L2 to DB-202 | 39 | m | 66 | 2574 | R050200 | 5.08 | Electrical Installations – Power Distribution | Each (nr) | 75 | ai | Sub-main distribution board Level 2 to distribution board connection represents power system installation work.
3R | 155 | D | SMDB-L2 to DB-204 | 41 | m | 66 | 2706 | R050200 | 5.08 | Electrical Installations – Power Distribution | Each (nr) | 75 | ai | Sub-main distribution board Level 2 to distribution board connection represents power system installation work.
3R | 157 | E | SMDB-L2 to DB-205 | 26 | m | 66 | 1716 | R050200 | 5.08 | Electrical Installations – Power Distribution | Each (nr) | 75 | ai | Sub-main distribution board Level 2 to distribution board connection represents power system installation work.
3R | 159 | F | SMDB-L2 to DB-206 | 19 | m | 66 | 1254 | R050200 | 5.08 | Electrical Installations – Power Distribution | Each (nr) | 75 | ai | Sub-main distribution board Level 2 to distribution board connection represents power system installation work.
3R | 161 | G | SMDB-L2 to DB-207 | 28 | m | 66 | 1848 | R050200 | 5.08 | Electrical Installations – Power Distribution | Each (nr) | 75 | ai | Sub-main distribution board Level 2 to distribution board connection represents power system installation work.
3R | 163 | H | SMDB-L2 to DB-208 | 37 | m | 66 | 2442 | R050200 | 5.08 | Electrical Installations – Power Distribution | Each (nr) | 75 | ai | Sub-main distribution board Level 2 to distribution board connection represents power system installation work.
3R | 165 | J | SMDB-L2 to DB-209 | 42 | m | 66 | 2772 | R050200 | 5.08 | Electrical Installations – Power Distribution | Each (nr) | 75 | ai | Sub-main distribution board Level 2 to distribution board connection represents power system installation work.
3R | 167 | K | SMDB-L2 to DB-210 | 49 | m | 66 | 3234 | R050200 | 5.08 | Electrical Installations – Power Distribution | Each (nr) | 75 | ai | Sub-main distribution board Level 2 to distribution board connection represents power system installation work.
3R | 169 | L | SMDB-L2 to DB-211 | 57 | m | 66 | 3762 | R050200 | 5.08 | Electrical Installations – Power Distribution | Each (nr) | 75 | ai | Sub-main distribution board Level 2 to distribution board connection represents power system installation work.
3R | 171 | M | SMDB-L2 to DB-212 | 68 | m | 66 | 4488 | R050200 | 5.08 | Electrical Installations – Power Distribution | Each (nr) | 75 | ai | Sub-main distribution board Level 2 to distribution board connection represents power system installation work.
3R | 173 | N | SMDB-L2 to DB-213 | 76 | m | 66 | 5016 | R050200 | 5.08 | Electrical Installations – Power Distribution | Each (nr) | 75 | ai | Sub-main distribution board Level 2 to distribution board connection represents power system installation work.
3R | 175 | P | SMDB-L2 to DB-215 | 53 | m | 66 | 3498 | R050200 | 5.08 | Electrical Installations – Power Distribution | Each (nr) | 75 | ai | Sub-main distribution board Level 2 to distribution board connection represents power system installation work.
3R | 177 | Q | SMDB-L2 to DB-216 | 48 | m | 66 | 3168 | R050200 | 5.08 | Electrical Installations – Power Distribution | Each (nr) | 75 | ai | Sub-main distribution board Level 2 to distribution board connection represents power system installation work.
3R | 179 | R | SMDB-L3 to DB-301 | 26 | m | 66 | 1716 | R050200 | 5.08 | Electrical Installations – Power Distribution | Each (nr) | 75 | ai | Sub-main distribution board Level 3 to distribution board connection represents power system installation work.
3R | 181 | S | SMDB-L3 to DB-302 | 39 | m | 66 | 2574 | R050200 | 5.08 | Electrical Installations – Power Distribution | Each (nr) | 75 | ai | Sub-main distribution board Level 3 to distribution board connection represents power system installation work.
3R | 183 | T | SMDB-L3 to DB-304 | 41 | m | 66 | 2706 | R050200 | 5.08 | Electrical Installations – Power Distribution | Each (nr) | 75 | ai | Sub-main distribution board Level 3 to distribution board connection represents power system installation work.
3R | 185 | U | SMDB-L3 to DB-305 | 26 | m | 66 | 1716 | R050200 | 5.08 | Electrical Installations – Power Distribution | Each (nr) | 75 | ai | Sub-main distribution board Level 3 to distribution board connection represents power system installation work.
3R | 187 | V | SMDB-L3 to DB-306 | 19 | m | 66 | 1254 | R050200 | 5.08 | Electrical Installations – Power Distribution | Each (nr) | 75 | ai | Sub-main distribution board Level 3 to distribution board connection represents power system installation work.
3R | 189 | W | SMDB-L3 to DB-307 | 28 | m | 66 | 1848 | R050200 | 5.08 | Electrical Installations – Power Distribution | Each (nr) | 75 | ai | Sub-main distribution board Level 3 to distribution board connection represents power system installation work.
3R | 191 | X | SMDB-L3 to DB-308 | 37 | m | 66 | 2442 | R050200 | 5.08 | Electrical Installations – Power Distribution | Each (nr) | 75 | ai | Sub-main distribution board Level 3 to distribution board connection represents power system installation work.
3R | 200 | A | SMDB-L3 to DB-309 | 42 | m | 66 | 2772 | R050200 | 5.08 | Electrical Installations – Power Distribution | Each (nr) | 75 | ai | Sub-main distribution board Level 3 to distribution board connection represents power system installation work.
3R | 202 | B | SMDB-L3 to DB-310 | 49 | m | 66 | 3234 | R050200 | 5.08 | Electrical Installations – Power Distribution | Each (nr) | 75 | ai | Sub-main distribution board Level 3 to distribution board connection represents power system installation work.
3R | 204 | C | SMDB-L3 to DB-311 | 57 | m | 66 | 3762 | R050200 | 5.08 | Electrical Installations – Power Distribution | Each (nr) | 75 | ai | Sub-main distribution board Level 3 to distribution board connection represents power system installation work.
3R | 206 | D | SMDB-L3 to DB-312 | 68 | m | 66 | 4488 | R050200 | 5.08 | Electrical Installations – Power Distribution | Each (nr) | 75 | ai | Sub-main distribution board Level 3 to distribution board connection represents power system installation work.
3R | 208 | E | SMDB-L3 to DB-313 | 76 | m | 66 | 5016 | R050200 | 5.08 | Electrical Installations – Power Distribution | Each (nr) | 75 | ai | Sub-main distribution board Level 3 to distribution board connection represents power system installation work.
3R | 210 | F | SMDB-L3 to DB-315 | 53 | m | 66 | 3498 | R050200 | 5.08 | Electrical Installations – Power Distribution | Each (nr) | 75 | ai | Sub-main distribution board Level 3 to distribution board connection represents power system installation work.
3R | 212 | G | SMDB-L3 to DB-316 | 48 | m | 66 | 3168 | R050200 | 5.08 | Electrical Installations – Power Distribution | Each (nr) | 75 | ai | Sub-main distribution board Level 3 to distribution board connection represents power system installation work.
3R | 214 | H | SMDB-L4 to DB-401 | 26 | m | 66 | 1716 | R050200 | 5.08 | Electrical Installations – Power Distribution | Each (nr) | 75 | ai | Sub-main distribution board Level 4 to distribution board connection represents power system installation work.
3R | 216 | J | SMDB-L4 to DB-402 | 39 | m | 66 | 2574 | R050200 | 5.08 | Electrical Installations – Power Distribution | Each (nr) | 75 | ai | Sub-main distribution board Level 4 to distribution board connection represents power system installation work.
3R | 218 | K | SMDB-L4 to DB-404 | 41 | m | 66 | 2706 | R050200 | 5.08 | Electrical Installations – Power Distribution | Each (nr) | 75 | ai | Sub-main distribution board Level 4 to distribution board connection represents power system installation work.
3R | 220 | L | SMDB-L4 to DB-405 | 26 | m | 66 | 1716 | R050200 | 5.08 | Electrical Installations – Power Distribution | Each (nr) | 75 | ai | Sub-main distribution board Level 4 to distribution board connection represents power system installation work.
3R | 222 | M | SMDB-L4 to DB-406 | 19 | m | 66 | 1254 | R050200 | 5.08 | Electrical Installations – Power Distribution | Each (nr) | 75 | ai | Sub-main distribution board Level 4 to distribution board connection represents power system installation work.
3R | 224 | N | SMDB-L4 to DB-407 | 28 | m | 66 | 1848 | R050200 | 5.08 | Electrical Installations – Power Distribution | Each (nr) | 75 | ai | Sub-main distribution board Level 4 to distribution board connection represents power system installation work.
3R | 226 | P | SMDB-L4 to DB-408 | 37 | m | 66 | 2442 | R050200 | 5.08 | Electrical Installations – Power Distribution | Each (nr) | 75 | ai | Sub-main distribution board Level 4 to distribution board connection represents power system installation work.
3R | 367 | G | ESMDB-RF to 40A TPN ISOL (BOOSTER PUMP) | 32 | m | 49 | 1568 | Q070200 | 5.06 | Mechanical Engineering Installations | Length (m), Weight (t), Area (m²), Enumerated (nr), Item | 63 | fuzzy | Fuzzy match (63%) against: "insulation to flanges or the like shall be understood to be "
3R | 369 | H | MCC-CHWP to 20A TPN ISOL (Dosing unit) (2Nr.) | 19 | m | 49 | 931 | R050210 | 5.08 | Electrical Installations – Power Distribution & Wiring | Length (m) | 82 | ai | 4-core SWA armoured cable from MCC chiller pump to 20A isolator for dosing unit is power distribution wiring.
3R | 373 | J | SMDB-LL-RF to 20A SPN ISOL (Heat recovery wheel) (2Nr.) | 35 | m | 40 | 1400 | R050210 | 5.08 | Electrical Installations – Power Distribution & Wiring | Length (m) | 82 | ai | 2-core SWA armoured cable from SMDB-LL-RF to 20A isolator for heat recovery wheel is power distribution wiring.
3R | 375 | K | SMDB-LL-RF to 20A SPN ISOL (Signage) (2Nr.) | 58 | m | 40 | 2320 | R050210 | 5.08 | Electrical Installations – Power Distribution & Wiring | Length (m) | 82 | ai | 2-core SWA armoured cable from SMDB-LL-RF to 20A isolator for signage is power distribution wiring.
3R | 379 | L | ESMDB-RF to 20A SPN ISOL ( LIFT LIGHT-01) | 19 | m | 39 | 741 | R050210 | 5.08 | Electrical Installations – Power Distribution & Wiring | Length (m) | 82 | ai | 2-core fire-rated SWA cable from ESMDB-RF to 20A isolator for lift light is power distribution to lift equipment.
3R | 381 | M | ESMDB-RF to 20A SPN ISOL ( LIFT LIGHT-02) | 17 | m | 39 | 663 | R050210 | 5.08 | Electrical Installations – Power Distribution & Wiring | Length (m) | 82 | ai | 2-core fire-rated SWA cable from ESMDB-RF to 20A isolator for lift light is power distribution to lift equipment.
3R | 383 | N | ESMDB-RF to 20A SPN ISOL ( SERVICE LIFT LIGHT) | 18 | m | 39 | 702 | R050210 | 5.08 | Electrical Installations – Power Distribution & Wiring | Length (m) | 82 | ai | 2-core fire-rated SWA cable from ESMDB-RF to 20A isolator for service lift lighting is power distribution wiring.
3R | 404 | C | EMDB to 63A TPN ISOL (Service fire man lift) | 48 | m | 116 | 5568 | R050210 | 5.08 | Electrical Installations – Power Distribution & Wiring | Length (m) | 84 | ai | 4-core 16mm² fire-rated SWA cable from EMDB to 63A isolator for service fire man lift is emergency power distribution.
3R | 414 | F | ESMDB-RF to 32A TPN ISOL (LPF-01) | 15 | m | 71 | 1065 | R050210 | 5.08 | Electrical Installations – Power Distribution & Wiring | Length (m) | 84 | ai | 4-core 6mm² fire-rated SWA cable from ESMDB-RF to 32A isolator for LPF-01 is emergency power distribution wiring.
3R | 416 | G | ESMDB-BF to 32A TPN ISOL (MAF-01) | 33 | m | 71 | 2343 | R050210 | 5.08 | Electrical Installations – Power Distribution & Wiring | Length (m) | 84 | ai | 4-core 6mm² fire-rated SWA cable from ESMDB-BF to 32A isolator for MAF-01 is emergency power distribution wiring.
3R | 418 | H | ESMDB-RF to 32A TPN ISOL (SEF-01) | 42 | m | 71 | 2982 | R050210 | 5.08 | Electrical Installations – Power Distribution & Wiring | Length (m) | 84 | ai | 4-core 6mm² fire-rated SWA cable from ESMDB-RF to 32A isolator for SEF-01 is emergency power distribution wiring.
3R | 420 | J | ESMDB-RF to 20A TPN ISOL (GEF-01) | 43 | m | 71 | 3053 | R050210 | 5.08 | Electrical Installations – Power Distribution & Wiring | Length (m) | 84 | ai | 4-core 6mm² fire-rated SWA cable from ESMDB-RF to 20A isolator for GEF-01 is emergency power distribution wiring.
3R | 422 | K | ESMDB-RF to 20A TPN ISOL (KEF-01) | 16 | m | 71 | 1136 | R050210 | 5.08 | Electrical Installations – Power Distribution & Wiring | Length (m) | 84 | ai | 4-core 6mm² fire-rated SWA cable from ESMDB-RF to 20A isolator for KEF-01 is emergency power distribution wiring.
3R | 883 | G | Cooker control unit points | 228 | Nr. | 287 | 65436 | R060000 | 5.08 | Electrical Engineering Installations | Length (m), Enumerated (nr), Item | 69 | fuzzy | Fuzzy match (69%) against: "R6 Control gear"
3R | 885 | H | Junction box points | 114 | Nr. | 209 | 23826 | R040104 | 5.08 | Electrical Engineering Installations | Length (m), Enumerated (nr), Item | 60 | fuzzy | Fuzzy match (60%) against: "measured separately as equipment points"
3R | 889 | K | Isolator points | 12 | Nr. | 1795 | 21540 | R040100 | 5.08 | Electrical Engineering Installations | Length (m), Enumerated (nr), Item | 68 | fuzzy | Fuzzy match (68%) against: "R4.1 Cable and conduit to termination points shall be enumer"
3R | 891 | L | Power switch points | 528 | Nr. | 176 | 92928 | R040102 | 5.08 | Electrical Engineering Installations | Length (m), Enumerated (nr), Item | 63 | fuzzy | Fuzzy match (63%) against: "2. Lighting switch points, stating whether one-way, two-way "
3R | 914 | A | 13A twin switch socket outlet | 416 | Nr. | 176 | 73216 | R050100 | 5.08 | Electrical Engineering Installations | Length (m), Enumerated (nr), Item | 74 | fuzzy | Fuzzy match (74%) against: "R5.1 Ceiling roses and pendants, lighting switches, socket o"
3R | 916 | B | 13A switched spur outlet with neon indicator for FCU | 230 | Nr. | 49 | 11270 | Q030100 | 5.06 | Mechanical Engineering Installations | Length (m), Weight (t), Area (m²), Enumerated (nr), Item | 66 | fuzzy | Fuzzy match (66%) against: "area for weighting but no deduction shall be made for inters"
3R | 918 | C | 13A switched spur outlet with neon indicator | 114 | Nr. | 49 | 5586 | R050600 | 5.08 | Electrical Installations – Socket Outlets & Switched Spurs | Number | 84 | ai | 13A switched spur outlet with neon indicator is a small power outlet accessory for electrical installations.
3R | 920 | D | 13A unswitched fused spur outlet with neon indicator | 127 | Nr. | 39 | 4953 | R050600 | 5.08 | Electrical Installations – Socket Outlets & Switched Spurs | Number | 84 | ai | 13A unswitched fused spur outlet with neon indicator is a small power outlet accessory for electrical installations.
3R | 922 | E | 13A unswitched fused spur outlet with neon indicator, FR | 35 | Nr. | 140 | 4900 | R050600 | 5.08 | Electrical Installations – Socket Outlets & Switched Spurs | Number | 84 | ai | 13A unswitched fused spur outlet with neon indicator (FR) is a fire-rated power outlet accessory.
3R | 924 | F | 20A Flex outlet | 228 | Nr. | 33 | 7524 | R050600 | 5.08 | Electrical Installations – Socket Outlets & Industrial Outlets | Number | 84 | ai | 20A flex outlet is an industrial-type power outlet for flexible cable connections.
3R | 932 | K | 20A DP flex outlet with neon indicator in ceiling for water heater | 185 | Nr. | 116 | 21460 | J010100 | 3.01 | Internal Finishes | Area (m²), Length (m) | 66 | fuzzy | Fuzzy match (66%) against: "J1.1 Work shall be measured flat without addition for laps o"
3R | 934 | L | 45A 230V cooker control unit and connector terminal | 228 | Nr. | 284 | 64752 | R060000 | 5.08 | Electrical Engineering Installations | Length (m), Enumerated (nr), Item | 69 | fuzzy | Fuzzy match (69%) against: "R6 Control gear"
3R | 936 | M | Junction box, provision: 3x3 inch | 114 | Nr. | 208 | 23712 | R050600 | 5.08 | Electrical Installations – Cable Containment & Junction Boxes | Number | 82 | ai | Junction box provision 3x3 inch is part of electrical cable containment and distribution infrastructure.
3R | 956 | A | 20A DP switch with LED indicator | 305 | Nr. | 101 | 30805 | R520300 | 5.08 | Electrical Installations – Switchgear & Controls | No. (Number) | 82 | ai | 20A DP switch with LED indicator is a power switch control device for electrical installations.
3R | 958 | B | 20A DP switch with LED indicator, WP | 222 | Nr. | 222 | 49284 | R520300 | 5.08 | Electrical Installations – Switchgear & Controls | No. (Number) | 82 | ai | 20A DP weatherproof switch is a protected power switch control for outdoor/exposed applications.
3R | 960 | C | Control switch for blind motor | 1 | Nr. | 116 | 116 | R060000 | 5.08 | Electrical Engineering Installations | Length (m), Enumerated (nr), Item | 70 | fuzzy | Fuzzy match (70%) against: "R6 Control gear"
3R | 1023 | A | Light points | 2069 | Nr. | 172 | 355868 | R040101 | 5.08 | Electrical Engineering Installations | Length (m), Enumerated (nr), Item | 79 | fuzzy | Fuzzy match (79%) against: "1. Lighting points"
3R | 1025 | B | Linear light points | 5490 | m | 122 | 669780 | R040101 | 5.08 | Electrical Engineering Installations | Length (m), Enumerated (nr), Item | 77 | fuzzy | Fuzzy match (77%) against: "1. Lighting points"
3R | 1027 | C | Track Channel points | 1324 | m | 104 | 137696 | R540400 | 5.08 | Electrical Installations – Lighting Systems Infrastructure | No. (Number) | 78 | ai | Track channel points are infrastructure components for electrical track lighting systems.
3R | 1029 | D | Façade light points | 16 | Nr. | 635 | 10160 | R040101 | 5.08 | Electrical Engineering Installations | Length (m), Enumerated (nr), Item | 74 | fuzzy | Fuzzy match (74%) against: "1. Lighting points"
3R | 1033 | F | Landscape light points | 13 | Nr. | 635 | 8255 | R040101 | 5.08 | Electrical Engineering Installations | Length (m), Enumerated (nr), Item | 71 | fuzzy | Fuzzy match (71%) against: "1. Lighting points"
3R | 1035 | G | Landscape linear light points | 12 | m | 153 | 1836 | R040101 | 5.08 | Electrical Engineering Installations | Length (m), Enumerated (nr), Item | 74 | fuzzy | Fuzzy match (74%) against: "1. Lighting points"
3R | 1037 | H | Pendant light points (pendant light by Tenant) | 306 | Nr. | 201 | 61506 | R040101 | 5.08 | Electrical Engineering Installations | Length (m), Enumerated (nr), Item | 64 | fuzzy | Fuzzy match (64%) against: "1. Lighting points"
3R | 1039 | J | Lighting switch points | 1294 | Nr. | 96 | 124224 | R040102 | 5.08 | Electrical Engineering Installations | Length (m), Enumerated (nr), Item | 79 | fuzzy | Fuzzy match (79%) against: "2. Lighting switch points, stating whether one-way, two-way "
3R | 1041 | K | Sensors points | 142 | Nr. | 391 | 55522 | R040104 | 5.08 | Electrical Engineering Installations | Length (m), Enumerated (nr), Item | 70 | fuzzy | Fuzzy match (70%) against: "measured separately as equipment points"
3R | 1054 | A | A1; 20W LED - ceiling surface mounted downlight , IP65 | 76 | Nr. | 298 | 22648 | J050101 | 3.01 | Internal Finishes | Area (m²), Length (m) | 65 | fuzzy | Fuzzy match (65%) against: "1. Ceilings stating the drop"
3R | 1058 | C | F1; 30W linear ceiling surface mounted LED light, IP65 | 43 | Nr. | 132 | 5676 | J020200 | 3.01 | Internal Finishes | Area (m²), Length (m) | 65 | fuzzy | Fuzzy match (65%) against: "J2.2 Poured backgrounds (for example, screeds) shall each be"
3R | 1062 | E | CH-1; 10W LED - recessed ceiling downlight , IP65 | 18 | Nr. | 383 | 6894 | J050000 | 3.01 | Internal Finishes | Area (m²), Length (m) | 65 | fuzzy | Fuzzy match (65%) against: "J5 Suspended ceilings"
3R | 1064 | F | CH-2; 10W LED - recessed ceiling downlight , IP65 | 6 | Nr. | 383 | 2298 | J050000 | 3.01 | Internal Finishes | Area (m²), Length (m) | 65 | fuzzy | Fuzzy match (65%) against: "J5 Suspended ceilings"
3R | 1066 | G | CH-3; 9.6W/M LED - linear ceiling cove light , IP67 | 11 | m | 105 | 1155 | J050101 | 3.01 | Internal Finishes | Area (m²), Length (m) | 61 | fuzzy | Fuzzy match (61%) against: "1. Ceilings stating the drop"
3R | 1070 | J | CR-1; 11.9W LED - recessed ceiling tiltable downlight , IP20 | 426 | Nr. | 383 | 163158 | J050101 | 3.01 | Internal Finishes | Area (m²), Length (m) | 65 | fuzzy | Fuzzy match (65%) against: "1. Ceilings stating the drop"
3R | 1074 | L | CR-2; 9.6W/M LED - linear ceiling cove light , IP20 | 727 | m | 61 | 44347 | J020100 | 3.01 | Internal Finishes | Area (m²), Length (m) | 62 | fuzzy | Fuzzy match (62%) against: "J2.1 Backgrounds shall be measured by area; backgrounds for "
3R | 1076 | M | GY-1; 12W/M LED - suspended linear light , IP20 | 68 | m | 1371 | 93228 | J050000 | 3.01 | Internal Finishes | Area (m²), Length (m) | 69 | fuzzy | Fuzzy match (69%) against: "J5 Suspended ceilings"
3R | 1078 | N | GY-2; 8W LED - suspended downlight , IP20 | 26 | Nr. | 1655 | 43030 | J050000 | 3.01 | Internal Finishes | Area (m²), Length (m) | 67 | fuzzy | Fuzzy match (67%) against: "J5 Suspended ceilings"
3R | 1080 | P | GY-3; 4.8W/M LED - linear furniture light, IP20 | 9 | m | 58 | 522 | M000000 | 4.01 | Furnishings | Enumerated (nr), Length (m), Item | 65 | fuzzy | Fuzzy match (65%) against: "SECTION M - FURNISHINGS"
3R | 1084 | R | Track for GY-6 | 6 | m | 0 | Included in item Q | B230500 | 8.01 | Site Works, Drainage, External Services & Landscaping | Volume (m³), Length (m), Area (m²), Enumerated (nr), Item | 73 | fuzzy | Fuzzy match (73%) against: "B23.5 Concrete track foundations shall be measured by length"
3R | 1095 | B | Track for GY-7 | 7 | m | 343 | 2401 | B230500 | 8.01 | Site Works, Drainage, External Services & Landscaping | Volume (m³), Length (m), Area (m²), Enumerated (nr), Item | 73 | fuzzy | Fuzzy match (73%) against: "B23.5 Concrete track foundations shall be measured by length"
3R | 1097 | C | LY-1; 14.4W/M LED, Linear Ceiling Cove Light - 2700K | 133 | m | 84 | 11172 | J020100 | 3.01 | Internal Finishes | Area (m²), Length (m) | 61 | fuzzy | Fuzzy match (61%) against: "J2.1 Backgrounds shall be measured by area; backgrounds for "
3R | 1099 | D | LY-2; 11.9W LED, Recessed Ceiling Tiltable Downlight - 2700K | 32 | Nr. | 1029 | 32928 | J050101 | 3.01 | Internal Finishes | Area (m²), Length (m) | 64 | fuzzy | Fuzzy match (64%) against: "1. Ceilings stating the drop"
3R | 1103 | F | LY-3; 4.8W/M LED, Linear Furniture Light - 2700K | 22 | m | 58 | 1276 | M000000 | 4.01 | Furnishings | Enumerated (nr), Length (m), Item | 62 | fuzzy | Fuzzy match (62%) against: "SECTION M - FURNISHINGS"
3R | 1109 | J | AP-1; 9.6W/M LED - linear ceiling cove light , IP20 | 3080 | m | 65 | 200200 | J020100 | 3.01 | Internal Finishes | Area (m²), Length (m) | 62 | fuzzy | Fuzzy match (62%) against: "J2.1 Backgrounds shall be measured by area; backgrounds for "
3R | 1121 | Q | AP-6; 4.8W/M LED - linear furniture light , IP67 | 9 | m | 89 | 801 | M000000 | 4.01 | Furnishings | Enumerated (nr), Length (m), Item | 63 | fuzzy | Fuzzy match (63%) against: "SECTION M - FURNISHINGS"
3R | 1123 | R | AP-7; 10W LED - recessed ceiling downlight , IP20 | 615 | Nr. | 383 | 235545 | J050000 | 3.01 | Internal Finishes | Area (m²), Length (m) | 65 | fuzzy | Fuzzy match (65%) against: "J5 Suspended ceilings"
3R | 1125 | S | AP-8; 10W LED - recessed ceiling downlight , IP54 | 84 | Nr. | 383 | 32172 | J050000 | 3.01 | Internal Finishes | Area (m²), Length (m) | 65 | fuzzy | Fuzzy match (65%) against: "J5 Suspended ceilings"
3R | 1127 | T | AP-9; 10W LED - recessed ceiling downlight , IP54 | 256 | Nr. | 383 | 98048 | J050000 | 3.01 | Internal Finishes | Area (m²), Length (m) | 65 | fuzzy | Fuzzy match (65%) against: "J5 Suspended ceilings"
3R | 1129 | U | AP-10; 8W LED - recessed ceiling adjustable downlight , IP67 | 407 | Nr. | 383 | 155881 | J020100 | 3.01 | Internal Finishes | Area (m²), Length (m) | 62 | fuzzy | Fuzzy match (62%) against: "J2.1 Backgrounds shall be measured by area; backgrounds for "
3R | 1146 | A | A1; 20W LED - ceiling surface mounted downlight , IP65 | 76 | Nr. | 47 | 3572 | J050101 | 3.01 | Internal Finishes | Area (m²), Length (m) | 65 | fuzzy | Fuzzy match (65%) against: "1. Ceilings stating the drop"
3R | 1148 | B | B1; 15W LED recessed / ceiling downlight, IP20 | 16 | Nr. | 47 | 752 | J050000 | 3.01 | Internal Finishes | Area (m²), Length (m) | 66 | fuzzy | Fuzzy match (66%) against: "J5 Suspended ceilings"
3R | 1150 | C | F1; 30W linear ceiling surface mounted LED light, IP65 | 43 | Nr. | 47 | 2021 | J020200 | 3.01 | Internal Finishes | Area (m²), Length (m) | 65 | fuzzy | Fuzzy match (65%) against: "J2.2 Poured backgrounds (for example, screeds) shall each be"
3R | 1154 | E | CH-1; 10W LED - recessed ceiling downlight , IP65 | 18 | Nr. | 47 | 846 | J050000 | 3.01 | Internal Finishes | Area (m²), Length (m) | 65 | fuzzy | Fuzzy match (65%) against: "J5 Suspended ceilings"
3R | 1156 | F | CH-2; 10W LED - recessed ceiling downlight , IP65 | 6 | Nr. | 47 | 282 | J050000 | 3.01 | Internal Finishes | Area (m²), Length (m) | 65 | fuzzy | Fuzzy match (65%) against: "J5 Suspended ceilings"
3R | 1158 | G | CH-3; 9.6W/M LED - linear ceiling cove light , IP67 | 11 | m | 18 | 198 | J050101 | 3.01 | Internal Finishes | Area (m²), Length (m) | 61 | fuzzy | Fuzzy match (61%) against: "1. Ceilings stating the drop"
3R | 1162 | J | CR-1; 11.9W LED - recessed ceiling til table downlight , IP20 | 426 | Nr. | 47 | 20022 | J050101 | 3.01 | Internal Finishes | Area (m²), Length (m) | 67 | fuzzy | Fuzzy match (67%) against: "1. Ceilings stating the drop"
3R | 1166 | L | CR-2; 9.6W/M LED - linear ceiling cove light , IP20 | 727 | m | 18 | 13086 | J020100 | 3.01 | Internal Finishes | Area (m²), Length (m) | 62 | fuzzy | Fuzzy match (62%) against: "J2.1 Backgrounds shall be measured by area; backgrounds for "
3R | 1168 | M | GY-1; 12W/M LED - suspended linear light , IP20 | 68 | m | 18 | 1224 | J050000 | 3.01 | Internal Finishes | Area (m²), Length (m) | 69 | fuzzy | Fuzzy match (69%) against: "J5 Suspended ceilings"
3R | 1170 | N | GY-2; 8W LED - suspended downlight , IP20 | 26 | Nr. | 47 | 1222 | J050000 | 3.01 | Internal Finishes | Area (m²), Length (m) | 67 | fuzzy | Fuzzy match (67%) against: "J5 Suspended ceilings"
3R | 1172 | P | GY-3; 4.8W/M LED - linear furniture light, IP20 | 9 | m | 18 | 162 | M000000 | 4.01 | Furnishings | Enumerated (nr), Length (m), Item | 65 | fuzzy | Fuzzy match (65%) against: "SECTION M - FURNISHINGS"
3R | 1176 | R | Track for GY-6 | 6 | m | 18 | 108 | B230500 | 8.01 | Site Works, Drainage, External Services & Landscaping | Volume (m³), Length (m), Area (m²), Enumerated (nr), Item | 73 | fuzzy | Fuzzy match (73%) against: "B23.5 Concrete track foundations shall be measured by length"
3R | 1180 | T | Track for GY-7 | 7 | m | 18 | 126 | B230500 | 8.01 | Site Works, Drainage, External Services & Landscaping | Volume (m³), Length (m), Area (m²), Enumerated (nr), Item | 73 | fuzzy | Fuzzy match (73%) against: "B23.5 Concrete track foundations shall be measured by length"
3R | 1182 | U | LY-1; 14.4W/M LED, Linear Ceiling Cove Light - 2700K | 133 | m | 18 | 2394 | J020100 | 3.01 | Internal Finishes | Area (m²), Length (m) | 61 | fuzzy | Fuzzy match (61%) against: "J2.1 Backgrounds shall be measured by area; backgrounds for "
3R | 1191 | A | LY-2; 11.9W LED, Recessed Ceiling Tiltable Downlight - 2700K | 32 | Nr. | 47 | 1504 | J050101 | 3.01 | Internal Finishes | Area (m²), Length (m) | 64 | fuzzy | Fuzzy match (64%) against: "1. Ceilings stating the drop"
3R | 1195 | C | LY-3; 4.8W/M LED, Linear Furniture Light - 2700K | 22 | m | 18 | 396 | M000000 | 4.01 | Furnishings | Enumerated (nr), Length (m), Item | 62 | fuzzy | Fuzzy match (62%) against: "SECTION M - FURNISHINGS"
3R | 1201 | F | AP-1; 9.6W/M LED - linear ceiling cove light , IP20 | 3080 | m | 18 | 55440 | J020100 | 3.01 | Internal Finishes | Area (m²), Length (m) | 62 | fuzzy | Fuzzy match (62%) against: "J2.1 Backgrounds shall be measured by area; backgrounds for "
3R | 1213 | M | AP-6; 4.8W/M LED - linear furniture light , IP67 | 9 | m | 18 | 162 | M000000 | 4.01 | Furnishings | Enumerated (nr), Length (m), Item | 63 | fuzzy | Fuzzy match (63%) against: "SECTION M - FURNISHINGS"
3R | 1215 | N | AP-7; 10W LED - recessed ceiling downlight , IP20 | 615 | Nr. | 47 | 28905 | J050000 | 3.01 | Internal Finishes | Area (m²), Length (m) | 65 | fuzzy | Fuzzy match (65%) against: "J5 Suspended ceilings"
3R | 1217 | P | AP-8; 10W LED - recessed ceiling downlight , IP54 | 84 | Nr. | 47 | 3948 | J050000 | 3.01 | Internal Finishes | Area (m²), Length (m) | 65 | fuzzy | Fuzzy match (65%) against: "J5 Suspended ceilings"
3R | 1219 | Q | AP-9; 10W LED - recessed ceiling downlight , IP54 | 256 | Nr. | 47 | 12032 | J050000 | 3.01 | Internal Finishes | Area (m²), Length (m) | 65 | fuzzy | Fuzzy match (65%) against: "J5 Suspended ceilings"
3R | 1221 | R | AP-10; 8W LED - recessed ceiling adjustable downlight , IP67 | 407 | Nr. | 47 | 19129 | J020100 | 3.01 | Internal Finishes | Area (m²), Length (m) | 62 | fuzzy | Fuzzy match (62%) against: "J2.1 Backgrounds shall be measured by area; backgrounds for "
3R | 1242 | A | EX-1; 5W/FT LED, surface mounted linear wall grazer light, narrow beam, IP66 | 251 | m | 1556 | 390556 | C040200 | 2.01 | Frame / Concrete Work | Volume (m³), Weight (t), Area (m²), Length (m), Enumerated (nr) | 62 | fuzzy | Fuzzy match (62%) against: "C4.2 Shuttering to edges, which shall include face of curb o"
3R | 1244 | B | EX-8; 12.3W LED, Recessed Ceiling Downlight with Wide Beam Distribution, IP65 | 16 | Nr. | 1494 | 23904 | C060300 | 2.01 | Frame / Concrete Work | Volume (m³), Weight (t), Area (m²), Length (m), Enumerated (nr) | 63 | fuzzy | Fuzzy match (63%) against: "C6.3 Reinforcement shall be measured in accordance with clau"
3R | 1248 | C | EX-1; 5W/FT LED, surface mounted linear wall grazer light, narrow beam, IP66 | 251 | m | 19 | 4769 | C040200 | 2.01 | Frame / Concrete Work | Volume (m³), Weight (t), Area (m²), Length (m), Enumerated (nr) | 62 | fuzzy | Fuzzy match (62%) against: "C4.2 Shuttering to edges, which shall include face of curb o"
3R | 1250 | D | EX-8; 12.3W LED, Recessed Ceiling Downlight with Wide Beam Distribution, IP65 | 16 | Nr. | 112 | 1792 | C060300 | 2.01 | Frame / Concrete Work | Volume (m³), Weight (t), Area (m²), Length (m), Enumerated (nr) | 63 | fuzzy | Fuzzy match (63%) against: "C6.3 Reinforcement shall be measured in accordance with clau"
3R | 1260 | F | LL-5; 5W/m LED, linear light with diffused beam, 120° beam angle, IP67 | 12 | m | 771 | 9252 | C050200 | 2.01 | Frame / Concrete Work | Volume (m³), Weight (t), Area (m²), Length (m), Enumerated (nr) | 62 | fuzzy | Fuzzy match (62%) against: "C5.2 Reinforcement shall be measured in accordance with clau"
3R | 1268 | J | LL-5; 5W/m LED, linear light with diffused beam, 120° beam angle, IP67 | 12 | m | 19 | 228 | C050200 | 2.01 | Frame / Concrete Work | Volume (m³), Weight (t), Area (m²), Length (m), Enumerated (nr) | 62 | fuzzy | Fuzzy match (62%) against: "C5.2 Reinforcement shall be measured in accordance with clau"
3R | 1285 | C | 10A, 2 gang 1 way switch | 285 | Nr. | 105 | 29925 | R530200 | 5.08 | Electrical Installations – Switchgear & Controls | No. (Number) | 82 | ai | 10A 2-gang 1-way switch is a lighting control switch for electrical installations.
3R | 1287 | D | 10A, 2 gang override switch | 8 | Nr. | 105 | 840 | R530200 | 5.08 | Electrical Installations – Switchgear & Controls | No. (Number) | 82 | ai | 10A 2-gang override switch is a specialized lighting control switch for electrical installations.
3R | 1295 | H | 10A, 1 gang 2 way intermediate switch | 54 | Nr. | 122 | 6588 | R040102 | 5.08 | Electrical Engineering Installations | Length (m), Enumerated (nr), Item | 69 | fuzzy | Fuzzy match (69%) against: "2. Lighting switch points, stating whether one-way, two-way "
3R | 1303 | M | 13A switch and fused + neon spur outlet | 44 | Nr. | 49 | 2156 | B230301 | 8.01 | Site Works, Drainage, External Services & Landscaping | Volume (m³), Length (m), Area (m²), Enumerated (nr), Item | 61 | fuzzy | Fuzzy match (61%) against: "1. Switches and turnouts"
3R | 1307 | N | Motion sensor | 142 | Nr. | 1562 | 221804 | R520200 | 5.08 | Electrical Installations – Lighting Controls | Number | 82 | ai | Motion sensor is a detection device for automatic lighting control systems.
3R | 1319 | T | Photocell outdoor, wall mounted | 1 | Nr. | 1389 | 1389 | H010000 | 2.06 | Windows and External Doors | Enumerated (nr), Area (m²), Length (m) | 62 | fuzzy | Fuzzy match (62%) against: "H1 Doors"
3R | 1340 | A | Emergency and exit lighting points | 317 | Nr. | 358 | 113486 | R040101 | 5.08 | Electrical Engineering Installations | Length (m), Enumerated (nr), Item | 79 | fuzzy | Fuzzy match (79%) against: "1. Lighting points"
3R | 1429 | A | Allow for electrical room earthing system | 1 | Item | 19090 | 19090 | A080100 | 9.01 | Preliminaries / General Requirements | Item | 65 | fuzzy | Fuzzy match (65%) against: "An item shall be given for temporary works, which shall incl"
3R | 1431 | B | Allow for GSM room earthing system | 1 | Item | 1909 | 1909 | A060106 | 9.01 | Preliminaries / General Requirements | Item | 64 | fuzzy | Fuzzy match (64%) against: "6. Special requirements for programmes or progress charts"
3R | 1433 | C | Allow for telecom room earthing system | 1 | Item | 19090 | 19090 | A050100 | 9.01 | Preliminaries / General Requirements | Item | 66 | fuzzy | Fuzzy match (66%) against: "An item shall be given for constructional plant, which shall"
3R | 1439 | E | Down conductor | 425 | m | 181 | 76925 | Q030000 | 5.06 | Mechanical Engineering Installations | Length (m), Weight (t), Area (m²), Enumerated (nr), Item | 75 | fuzzy | Fuzzy match (75%) against: "Q3 Ductwork"
3R | 1476 | A | 100 x 100mm | 98 | m | 46 | 4508 | R550100 | 5.11 | Fire & Lightning Protection – Fire Detection | Area (m²) | 82 | ai | 100 x 100mm dimension indicates ducting/conduit for fire detection system infrastructure.
3R | 1503 | B | Ceiling mounted speaker with fire dome & ceramic terminal points | 103 | Nr. | 351 | 36153 | J050101 | 3.01 | Internal Finishes | Area (m²), Length (m) | 66 | fuzzy | Fuzzy match (66%) against: "1. Ceilings stating the drop"
3R | 1511 | F | Ceiling mounted flasher / strobe light points | 17 | Nr. | 351 | 5967 | R040101 | 5.08 | Electrical Engineering Installations | Length (m), Enumerated (nr), Item | 67 | fuzzy | Fuzzy match (67%) against: "1. Lighting points"
3R | 1513 | G | Interface unit fire rated enclosure points (2IN/ 2OUT control x Monitor module) (IFU) | 61 | Nr. | 351 | 21411 | R060000 | 5.08 | Electrical Engineering Installations | Length (m), Enumerated (nr), Item | 67 | fuzzy | Fuzzy match (67%) against: "R6 Control gear"
3R | 1535 | S | Ceiling mounted speaker with fire dome & ceramic terminal | 103 | Nr. | 642 | 66126 | J050101 | 3.01 | Internal Finishes | Area (m²), Length (m) | 67 | fuzzy | Fuzzy match (67%) against: "1. Ceilings stating the drop"
3R | 1551 | D | Ceiling mounted flasher / strobe light | 17 | Nr. | 642 | 10914 | J050101 | 3.01 | Internal Finishes | Area (m²), Length (m) | 65 | fuzzy | Fuzzy match (65%) against: "1. Ceilings stating the drop"
3R | 1553 | E | Interface unit fire rated enclosure (2IN/ 2OUT control x Monitor module) (IFU) | 61 | Nr. | 815 | 49715 | R060000 | 5.08 | Electrical Engineering Installations | Length (m), Enumerated (nr), Item | 67 | fuzzy | Fuzzy match (67%) against: "R6 Control gear"
3R | 1605 | A | 2 x 12C single mode fiber cable | 101 | m | 229 | 23129 | R040100 | 5.08 | Electrical Engineering Installations | Length (m), Enumerated (nr), Item | 62 | fuzzy | Fuzzy match (62%) against: "R4.1 Cable and conduit to termination points shall be enumer"
3R | 1607 | B | 120 core multi core single mode fiber optic cable | 68 | m | 572 | 38896 | R010400 | 5.08 | Electrical Engineering Installations | Length (m), Enumerated (nr), Item | 64 | fuzzy | Fuzzy match (64%) against: "R1.4 The references herein to 'conduit' shall be understood "
3R | 1609 | C | 240 core multi core single mode fiber optic cable | 108 | m | 1145 | 123660 | R010400 | 5.08 | Electrical Engineering Installations | Length (m), Enumerated (nr), Item | 64 | fuzzy | Fuzzy match (64%) against: "R1.4 The references herein to 'conduit' shall be understood "
3R | 1611 | D | 4 core single mode fiber optic cable | 5153 | m | 39 | 200967 | R040100 | 5.08 | Electrical Engineering Installations | Length (m), Enumerated (nr), Item | 65 | fuzzy | Fuzzy match (65%) against: "R4.1 Cable and conduit to termination points shall be enumer"
3R | 1615 | E | 300 x 50mm | 767 | m | 111 | 85137 | R560100 | 5.12 | Communication & Security – Fiber Optic Infrastructure | Area (m²) | 82 | ai | 300 x 50mm dimension indicates fiber optic cable duct or tray infrastructure installation.
3R | 1617 | F | 450 x 50mm | 751 | m | 146 | 109646 | R560100 | 5.12 | Communication & Security – Fiber Optic Infrastructure | Area (m²) | 82 | ai | 450 x 50mm dimension indicates larger fiber optic cable duct or tray infrastructure.
3R | 1689 | A | 100 x 100mm | 29 | m | 46 | 1334 | R570100 | 5.12 | Communication & Security – Video Surveillance Infrastructure | Area (m²) | 82 | ai | 100 x 100mm dimension indicates conduit/duct infrastructure for video surveillance cabling.
3R | 1693 | B | 100 x 100mm | 3 | m | 46 | 138 | R570100 | 5.12 | Communication & Security – Video Surveillance Infrastructure | Area (m²) | 82 | ai | 100 x 100mm dimension indicates conduit/duct infrastructure for video surveillance system.
3R | 1697 | C | Video intercom indoor station | 114 | Nr. | 302 | 34428 | H000000 | 2.06 | Windows and External Doors | Enumerated (nr), Area (m²), Length (m) | 68 | fuzzy | Fuzzy match (68%) against: "SECTION H - DOORS AND WINDOWS"
3R | 1703 | E | Video intercom indoor station | 114 | Nr. | 868 | 98952 | H000000 | 2.06 | Windows and External Doors | Enumerated (nr), Area (m²), Length (m) | 68 | fuzzy | Fuzzy match (68%) against: "SECTION H - DOORS AND WINDOWS"
3R | 1729 | A | 2 x 6 core fiber optic cable (OM4) | 50 | m | 274 | 13700 | R010400 | 5.08 | Electrical Engineering Installations | Length (m), Enumerated (nr), Item | 61 | fuzzy | Fuzzy match (61%) against: "R1.4 The references herein to 'conduit' shall be understood "
3R | 1760 | A | Security IDF 24U Rack | 1 | Nr. | 26553 | 26553 | A040103 | 9.01 | Preliminaries / General Requirements | Item | 75 | fuzzy | Fuzzy match (75%) against: "3. Security"
3R | 1766 | B | Access controlled single leaf door (ACS-1) | 13 | Nr. | 1199 | 15587 | A080102 | 9.01 | Preliminaries / General Requirements | Item | 60 | fuzzy | Fuzzy match (60%) against: "2. Access roads"
3R | 1768 | C | Access controlled double leaf door (ACS-2) | 1 | Nr. | 1199 | 1199 | A080102 | 9.01 | Preliminaries / General Requirements | Item | 60 | fuzzy | Fuzzy match (60%) against: "2. Access roads"
3R | 1770 | D | Door contact (DC-1) | 35 | Nr. | 1199 | 41965 | H010000 | 2.06 | Windows and External Doors | Enumerated (nr), Area (m²), Length (m) | 62 | fuzzy | Fuzzy match (62%) against: "H1 Doors"
3R | 1772 | E | Door contact (DC-2) | 1 | Nr. | 1199 | 1199 | H010000 | 2.06 | Windows and External Doors | Enumerated (nr), Area (m²), Length (m) | 62 | fuzzy | Fuzzy match (62%) against: "H1 Doors"
3R | 1776 | F | Access controlled single leaf door (ACS-1) | 13 | Nr. | 13883 | 180479 | A080102 | 9.01 | Preliminaries / General Requirements | Item | 60 | fuzzy | Fuzzy match (60%) against: "2. Access roads"
3R | 1778 | G | Access controlled double leaf door (ACS-2) | 1 | Nr. | 27768 | 27768 | A080102 | 9.01 | Preliminaries / General Requirements | Item | 60 | fuzzy | Fuzzy match (60%) against: "2. Access roads"
3R | 1780 | H | Door contact (DC-1) | 35 | Nr. | 421 | 14735 | H010000 | 2.06 | Windows and External Doors | Enumerated (nr), Area (m²), Length (m) | 62 | fuzzy | Fuzzy match (62%) against: "H1 Doors"
3R | 1782 | J | Door contact (DC-2) | 1 | Nr. | 421 | 421 | H010000 | 2.06 | Windows and External Doors | Enumerated (nr), Area (m²), Length (m) | 62 | fuzzy | Fuzzy match (62%) against: "H1 Doors"
3R | 1786 | K | Access control panel (ACP) | 1 | Nr. | 29250 | 29250 | R060000 | 5.08 | Electrical Engineering Installations | Length (m), Enumerated (nr), Item | 69 | fuzzy | Fuzzy match (69%) against: "R6 Control gear"
3R | 1804 | A | Visual annunciator for disabled toilet alarm points | 1 | Nr. | 780 | 780 | R040101 | 5.08 | Electrical Engineering Installations | Length (m), Enumerated (nr), Item | 75 | fuzzy | Fuzzy match (75%) against: "1. Lighting points"
3R | 1806 | B | Pull cord for disabled toilets with reset button points | 1 | Nr. | 780 | 780 | R040101 | 5.08 | Electrical Engineering Installations | Length (m), Enumerated (nr), Item | 61 | fuzzy | Fuzzy match (61%) against: "1. Lighting points"
3R | 1808 | C | Reset button points for toilet-W/P | 1 | Nr. | 780 | 780 | R520300 | 5.12 | Communication & Security – Disabled Toilet Alarm | No. | 82 | ai | Reset button for disabled toilet alarm system is an emergency communication/safety device classified under security installations.
3R | 1812 | D | Visual annunciator for disabled toilet alarm points | 1 | Nr. | 4338 | 4338 | R040101 | 5.08 | Electrical Engineering Installations | Length (m), Enumerated (nr), Item | 75 | fuzzy | Fuzzy match (75%) against: "1. Lighting points"
3R | 1814 | E | Pull cord for disabled toilets with reset button points | 1 | Nr. | 1389 | 1389 | R040101 | 5.08 | Electrical Engineering Installations | Length (m), Enumerated (nr), Item | 61 | fuzzy | Fuzzy match (61%) against: "1. Lighting points"
3R | 1816 | F | Reset button points for toilet-W/P | 1 | Nr. | 1562 | 1562 | R520300 | 5.12 | Communication & Security – Disabled Toilet Alarm | No. | 82 | ai | Duplicate item: reset button points for toilet alarm system, part of emergency communication infrastructure.
3R | 1882 | A | Allow for all connections to existing services mains if not included above | 1 | Item | 3510 | 3510 | Q060000 | 5.06 | Mechanical Engineering Installations | Length (m), Weight (t), Area (m²), Enumerated (nr), Item | 77 | fuzzy | Fuzzy match (77%) against: "Q6 Connections to supply mains"
3R | 1916 | D | Allow for supplying and fixing all sleeves, frames and built-in fire stoppers for building into concrete structures and masonry walls | 1 | Item | 3510 | 3510 | F020103 | 2.01 | Frame / Woodwork | Length (m), Area (m²), Enumerated (nr) | 76 | fuzzy | Fuzzy match (76%) against: "3. Walls"
3R | 1926 | H | Electrical mains | 1 | Item | 100 | 100 | R040104 | 5.08 | Electrical Engineering Installations | Length (m), Enumerated (nr), Item | 79 | fuzzy | Fuzzy match (79%) against: "4. Equipment points, stating type of equipment or the electr"
3R | 1928 | J | Small power | 1 | Item | 100 | 100 | A050101 | 9.01 | Preliminaries / General Requirements | Item | 67 | fuzzy | Fuzzy match (67%) against: "1. Small plant and tools"
3R | 1930 | K | Lighting | 1 | Item | 100 | 100 | R010200 | 5.08 | Electrical Engineering Installations | Length (m), Enumerated (nr), Item | 79 | fuzzy | Fuzzy match (79%) against: "be enumerated on a locational basis (for example, lighting i"
3R | 1932 | L | Emergency lighting | 1 | Item | 100 | 100 | R070100 | 5.08 | Electrical Engineering Installations | Length (m), Enumerated (nr), Item | 79 | fuzzy | Fuzzy match (79%) against: "R7.1 Transformers, generators, standby power cubicles, lumin"
3R | 1941 | A | Fire detection, Emergency voice alarm and Evacuation system installations | 1 | Item | 100 | 100 | N030000 | 5.13 | Specialist Installations | Enumerated (nr), Item | 79 | fuzzy | Fuzzy match (79%) against: "N3 Installations"
3R | 1943 | B | Security Installation | 1 | Item | 100 | 100 | R040105 | 5.08 | Electrical Engineering Installations | Length (m), Enumerated (nr), Item | 76 | fuzzy | Fuzzy match (76%) against: "5. Auxiliary installation points (for example, bell push, te"
3R | 1947 | C | Electrical mains |  | Item | 0 | 100 | R040104 | 5.08 | Electrical Engineering Installations | Length (m), Enumerated (nr), Item | 79 | fuzzy | Fuzzy match (79%) against: "4. Equipment points, stating type of equipment or the electr"
3R | 1949 | D | Small power |  | Item | 0 | 100 | A050101 | 9.01 | Preliminaries / General Requirements | Item | 67 | fuzzy | Fuzzy match (67%) against: "1. Small plant and tools"
3R | 1951 | E | Lighting |  | Item | 0 | 100 | R010200 | 5.08 | Electrical Engineering Installations | Length (m), Enumerated (nr), Item | 79 | fuzzy | Fuzzy match (79%) against: "be enumerated on a locational basis (for example, lighting i"
3R | 1953 | F | Emergency lighting |  | Item | 0 | 100 | R070100 | 5.08 | Electrical Engineering Installations | Length (m), Enumerated (nr), Item | 79 | fuzzy | Fuzzy match (79%) against: "R7.1 Transformers, generators, standby power cubicles, lumin"
3R | 1955 | G | Fire detection, Emergency voice alarm and Evacuation system installations |  | Item | 0 | 100 | N030000 | 5.13 | Specialist Installations | Enumerated (nr), Item | 79 | fuzzy | Fuzzy match (79%) against: "N3 Installations"
3R | 1957 | H | Security Installation |  | Item | 0 | 100 | R040105 | 5.08 | Electrical Engineering Installations | Length (m), Enumerated (nr), Item | 76 | fuzzy | Fuzzy match (76%) against: "5. Auxiliary installation points (for example, bell push, te"
3R | 1959 | J | Allow for training the Employer's Staff to operate and maintain the Electrical Engineering Installations | 1 | Item | 500 | 500 | N030000 | 5.13 | Specialist Installations | Enumerated (nr), Item | 79 | fuzzy | Fuzzy match (79%) against: "N3 Installations"
3R | 1980 | A | Light points | 127 | Nr. | 172 | 21844 | R040101 | 5.08 | Electrical Engineering Installations | Length (m), Enumerated (nr), Item | 79 | fuzzy | Fuzzy match (79%) against: "1. Lighting points"
3R | 1981 | B | Linear light points | 211 | m | 122 | 25742 | R040101 | 5.08 | Electrical Engineering Installations | Length (m), Enumerated (nr), Item | 77 | fuzzy | Fuzzy match (77%) against: "1. Lighting points"
3R | 1982 | C | Landscape light points | 25 | Nr. | 635 | 15875 | R040101 | 5.08 | Electrical Engineering Installations | Length (m), Enumerated (nr), Item | 70 | fuzzy | Fuzzy match (70%) against: "1. Lighting points"
3R | 1983 | D | Landscape linear light points | 45 | m | 153 | 6885 | R040101 | 5.08 | Electrical Engineering Installations | Length (m), Enumerated (nr), Item | 74 | fuzzy | Fuzzy match (74%) against: "1. Lighting points"
3R | 1985 | F | Track Channel points | 106 | m | 104 | 11024 | R310400 | 5.08 | Electrical Installations – Lighting Track Systems | m | 80 | ai | Track channel for electrical lighting systems is part of the lighting distribution/support infrastructure.
3R | 1986 | G | Light installations | 127 | Nr. | 47 | 5969 | N030000 | 5.13 | Specialist Installations | Enumerated (nr), Item | 79 | fuzzy | Fuzzy match (79%) against: "N3 Installations"
3R | 1987 | H | Linear light installations | 211 | m | 18 | 3798 | N030000 | 5.13 | Specialist Installations | Enumerated (nr), Item | 79 | fuzzy | Fuzzy match (79%) against: "N3 Installations"
3R | 1988 | I | Facade light installations | 25 | Nr. | 112 | 2800 | N030000 | 5.13 | Specialist Installations | Enumerated (nr), Item | 79 | fuzzy | Fuzzy match (79%) against: "N3 Installations"
3R | 1989 | J | Landscape linear light installations | 45 | m | 19 | 855 | N030000 | 5.13 | Specialist Installations | Enumerated (nr), Item | 79 | fuzzy | Fuzzy match (79%) against: "N3 Installations"
3R | 1990 | K | Facade linear light installations | 13 | m | 19 | 247 | N030000 | 5.13 | Specialist Installations | Enumerated (nr), Item | 79 | fuzzy | Fuzzy match (79%) against: "N3 Installations"
3R | 1991 | L | Track Channel installation | 106 | m | 18 | 1908 | N030000 | 5.13 | Specialist Installations | Enumerated (nr), Item | 74 | fuzzy | Fuzzy match (74%) against: "N3 Installations"
3R | 1992 | M | GY-3; 4.8W/M LED - linear furniture light, IP20 | 1 | m | 58 | 58 | M000000 | 4.01 | Furnishings | Enumerated (nr), Length (m), Item | 65 | fuzzy | Fuzzy match (65%) against: "SECTION M - FURNISHINGS"
3R | 1994 | O | CR-2; 9.6W/M LED - linear ceiling cove light , IP20 | 1 | m | 61 | 61 | J020100 | 3.01 | Internal Finishes | Area (m²), Length (m) | 62 | fuzzy | Fuzzy match (62%) against: "J2.1 Backgrounds shall be measured by area; backgrounds for "
3R | 1995 | P | AP-1; 9.6W/M LED - linear ceiling cove light , IP20 | 12 | m | 65 | 780 | J020100 | 3.01 | Internal Finishes | Area (m²), Length (m) | 62 | fuzzy | Fuzzy match (62%) against: "J2.1 Backgrounds shall be measured by area; backgrounds for "
3R | 2000 | U | AP-5; Track Channel | 102 | m | 599 | 61098 | R310400 | 5.08 | Electrical Installations – Lighting Track Systems | m | 80 | ai | Track channel is supporting infrastructure for electrical lighting track systems.
3R | 2002 | W | AP-11; Track Channel | 4 | m | 599 | 2396 | R310400 | 5.08 | Electrical Installations – Lighting Track Systems | m | 80 | ai | Track channel is supporting infrastructure for electrical lighting distribution systems.
3R | 2003 | X | AP-7; 10W LED - recessed ceiling downlight , IP20 | 15 | Nr. | 383 | 5745 | J050000 | 3.01 | Internal Finishes | Area (m²), Length (m) | 65 | fuzzy | Fuzzy match (65%) against: "J5 Suspended ceilings"
3R | 2004 | Y | AP-8; 10W LED - recessed ceiling downlight , IP54 | 61 | Nr. | 383 | 23363 | J050000 | 3.01 | Internal Finishes | Area (m²), Length (m) | 65 | fuzzy | Fuzzy match (65%) against: "J5 Suspended ceilings"
3R | 2005 | Z | AP-9; 10W LED - recessed ceiling downlight , IP54 | 27 | Nr. | 383 | 10341 | J050000 | 3.01 | Internal Finishes | Area (m²), Length (m) | 65 | fuzzy | Fuzzy match (65%) against: "J5 Suspended ceilings"
3R | 2023 | A | AP-10; 8W LED - recessed ceiling adjustable downlight , IP67 | 20 | Nr. | 383 | 7660 | J020100 | 3.01 | Internal Finishes | Area (m²), Length (m) | 62 | fuzzy | Fuzzy match (62%) against: "J2.1 Backgrounds shall be measured by area; backgrounds for "
3R | 2025 | C | Type LL4 | 3 | Nr. | 2346 | 7038 | R040104 | 5.08 | Electrical Engineering Installations | Length (m), Enumerated (nr), Item | 78 | fuzzy | Fuzzy match (78%) against: "4. Equipment points, stating type of equipment or the electr"
3R | 2027 | E | Type LL9 | 22 | Nr. | 1556 | 34232 | R040104 | 5.08 | Electrical Engineering Installations | Length (m), Enumerated (nr), Item | 78 | fuzzy | Fuzzy match (78%) against: "4. Equipment points, stating type of equipment or the electr"
3R | 2028 | F | LL-5; 5W/m LED, linear light with diffused beam, 120° beam angle, IP67 | 1 | m | 771 | 771 | C050200 | 2.01 | Frame / Concrete Work | Volume (m³), Weight (t), Area (m²), Length (m), Enumerated (nr) | 62 | fuzzy | Fuzzy match (62%) against: "C5.2 Reinforcement shall be measured in accordance with clau"
3R | 2029 | G | EX-1; 5W/FT LED, surface mounted linear wall grazer light, narrow beam, IP66 | 13 | m | 1556 | 20228 | C040200 | 2.01 | Frame / Concrete Work | Volume (m³), Weight (t), Area (m²), Length (m), Enumerated (nr) | 62 | fuzzy | Fuzzy match (62%) against: "C4.2 Shuttering to edges, which shall include face of curb o"
Bill 4 Dayworks | 36 | A | Mason |  | Hour | 19 | Rate Only | D000000 | 2.05 | External Walls / Masonry | Area (m²), Length (m), Volume (m³) | 69 | fuzzy | Fuzzy match (69%) against: "SECTION D - MASONRY"
Bill 4 Dayworks | 46 | F | Painter |  | Hour | 20 | Rate Only | J050101 | 3.01 | Internal Finishes | Area (m²), Length (m) | 60 | fuzzy | Fuzzy match (60%) against: "1. Ceilings stating the drop"
Bill 4 Dayworks | 52 | J | Electrician |  | Hour | 22 | Rate Only | A030000 | 9.01 | Preliminaries / General Requirements | Item | 62 | fuzzy | Fuzzy match (62%) against: "Restrictions"
Bill 4 Dayworks | 78 | A | D4 Tractor or equivalent |  | Hour | 150 | Rate only | R070000 | 5.08 | Electrical Engineering Installations | Length (m), Enumerated (nr), Item | 61 | fuzzy | Fuzzy match (61%) against: "R7 Equipment"
Bill 4 Dayworks | 84 | D | Wheeled excavator with backhoe and shovel (JCB) |  | Hour | 380 | Rate only | B090105 | 8.01 | Site Works, Drainage, External Services & Landscaping | Volume (m³), Length (m), Area (m²), Enumerated (nr), Item | 69 | fuzzy | Fuzzy match (69%) against: "5. Trench excavation to receive foundations, which shall inc"
Annexure - A | 8 | A | Unit Bedrooms - Remove Paint behind wardrobe and keep primer only - wall finishes are to extend 100mm from edge of the joinery |  |  |  | -12587 | J000000 | 3.01 | Internal Finishes | Area (m²), Length (m) | 70 | fuzzy | Fuzzy match (70%) against: "SECTION J - FINISHES"
Annexure - A | 10 | B | Unit Kitchens - No paint behind kitchen cabinets - wall finishes are to extend 100mm from edge of the joinery |  |  |  | -10745 | J000000 | 3.01 | Internal Finishes | Area (m²), Length (m) | 70 | fuzzy | Fuzzy match (70%) against: "SECTION J - FINISHES"
Annexure - A | 12 | C | Remove grooves from Internal Doors and maintain it only on main apartment doors. |  |  |  | -37577 | H010000 | 2.06 | Windows and External Doors | Enumerated (nr), Area (m²), Length (m) | 79 | fuzzy | Fuzzy match (79%) against: "H1 Doors"
Annexure - A | 16 | D | Use Monneli Monta Brush Cementitious waterproofing as wet area instead of Masterseal 588. |  |  |  | -57257 | G020100 | 2.03 | Roof / Thermal & Moisture Protection | Area (m²), Length (m), Enumerated (nr) | 68 | fuzzy | Fuzzy match (68%) against: "G2.l Unless otherwise stated, roofing, tanking, waterproof c"
Annexure - A | 18 | E | Replace Polyurethane Floor coating with Solvent Free Epoxy Coating |  |  |  | -16924 | J060400 | 3.01 | Internal Finishes | Area (m²), Length (m) | 61 | fuzzy | Fuzzy match (61%) against: "J6.4 Decoration on small pipes (that is, pipes with an inter"
Annexure - A | 22 | F | Change in the lighting specification of the Kitchen linear light (AP-5) to more economical brand |  |  |  | -201837.7 | A020000 | 9.01 | Preliminaries / General Requirements | Item | 79 | fuzzy | Fuzzy match (79%) against: "Specification"
Annexure - A | 24 | G | Change in the lighting specification of the bathroom linear light (AP-11) to more economical brand |  |  |  | -66374 | A020000 | 9.01 | Preliminaries / General Requirements | Item | 79 | fuzzy | Fuzzy match (79%) against: "Specification"
Annexure - A | 26 | H | Replace Landscape Lighting models LL-1 and LL-2 with equivalent models from a more economical brand, ensuring no changes in appearance or specifications. |  |  |  | -44891 | R040101 | 5.08 | Electrical Engineering Installations | Length (m), Enumerated (nr), Item | 77 | fuzzy | Fuzzy match (77%) against: "1. Lighting points"
Annexure - A | 42 | A.1 | GRP Tank - ECO Clear / Sungil / Pipeco / Equivalent |  |  |  | -24312 | Q040000 | 5.06 | Mechanical Engineering Installations | Length (m), Weight (t), Area (m²), Enumerated (nr), Item | 62 | fuzzy | Fuzzy match (62%) against: "Q4 Equipment"
Annexure - A | 46 | A.3 | Heat Resistant wires - NCI/ Al Fanar / Equivalent |  |  |  | -3809 | R020300 | 5.08 | Electrical Installations – Cable & Wiring | Length (m) | 82 | ai | Heat resistant wires are electrical conductors and cabling components covered under general electrical installations.
Annexure - A | 48 | A.4 | Fire Rated Cable - NCI/ Equivalent |  |  |  | -12891 | R070000 | 5.08 | Electrical Engineering Installations | Length (m), Enumerated (nr), Item | 68 | fuzzy | Fuzzy match (68%) against: "R7 Equipment"
Annexure - A | 50 | B | Consider pre-insulated ductwork instead of GI ducts for all the FCU ductwork and the ventilation ductwork within ceiling void |  |  |  | -19392 | Q030000 | 5.06 | Mechanical Engineering Installations | Length (m), Weight (t), Area (m²), Enumerated (nr), Item | 79 | fuzzy | Fuzzy match (79%) against: "Q3 Ductwork"
Annexure - A | 52 | C | Pipe Support System( Plumbing, Drainage & Chw System) 1.Considering Rubber lined split clamp for all plumbing system not only limited to PPR, Drainage pipe and sound proof piping. 2.Replace FCU Anti vibration spring isolator with rubber gromets as per specialiest recommendation. 3.All supports to be considered Pre Galvanized 4. Hot dip galvanized supports will be used for roof area only. |  |  |  | -13669 | Q050200 | 5.06 | Mechanical Engineering Installations | Length (m), Weight (t), Area (m²), Enumerated (nr), Item | 65 | fuzzy | Fuzzy match (65%) against: "Q5.2 Wiring, pneumatic tubing, isolators, starters, relays o"
Annexure - A | 54 | D | Consider all Pumps to be considered locally assembled from Maunfacturer authorized partners. Assembly limited to pump headers, valves and other items assembly however pump sets will be delivered from manufacturer facility outside UAE. |  |  |  | -12000 | Q030300 | 5.06 | Mechanical Engineering Installations | Length (m), Weight (t), Area (m²), Enumerated (nr), Item | 66 | fuzzy | Fuzzy match (66%) against: "(excluding test holes and covers) shall be enumerated, group"
Annexure - A | 67 | B | Ommit Leak detection system from the project. |  |  |  | -7500 | Q050200 | 5.03 | Disposal – Leak Detection System (Omitted) | Item | 78 | ai | Leak detection system is part of mechanical installation disposal systems; this is an omission/deduction from the contract.
Annexure - A | 69 | C | List of spare parts will be provided and warranty for all items will be 1 year from TOC date except Water tank, & Chiller Compressor without any maintenace contractor. DLP standard services will be provided. - Contractor shall submit a list of the warrenties of all equipments and required spare aprts |  |  |  | -75000 | A070104 | 9.01 | Preliminaries / General Requirements | Item | 63 | fuzzy | Fuzzy match (63%) against: "4. Water for the works; particulars shall be given if wat"
Annexure - A | 71 | D | Fire rated duct material, type, thickness and manufacturer to be consider one of DCD approved as per their DCD approval. |  |  |  | -7708 | Q070200 | 5.06 | Mechanical Engineering Installations | Length (m), Weight (t), Area (m²), Enumerated (nr), Item | 67 | fuzzy | Fuzzy match (67%) against: "insulation to flanges or the like shall be understood to be "
Annexure - A | 83 | B | Any Exposed Conduit Above Ceiling to be used Heavy Duty PVC Conduits, except for Plantroom areas. |  |  |  | -7299 | J060400 | 3.01 | Internal Finishes | Area (m²), Length (m) | 63 | fuzzy | Fuzzy match (63%) against: "J6.4 Decoration on small pipes (that is, pipes with an inter"
Annexure - A | 85 | C | Ommitting Door Chime from Inside Apartment and consider Indoor Video intercom integrated with Apartment external Push button. |  |  |  | -7353 | H030200 | 2.06 | Windows and External Doors | Enumerated (nr), Area (m²), Length (m) | 67 | fuzzy | Fuzzy match (67%) against: "H3.2 Doors and frames within a screen shall be enumerated."
Annexure - A | 87 | D | Consider 8 Hour builtin tank only for the DG Set as per DCD requirements without consideration of section 2.6 of specification. |  |  |  | -4000 | A000000 | 9.01 | Preliminaries / General Requirements | Item | 75 | fuzzy | Fuzzy match (75%) against: "SECTION A - GENERAL REQUIREMENTS"
Annexure - A | 89 | E | Diesel Genset to be Localy Assembled as per manufacturer requirements from one of the approved vendors as per specification - subject to assembler prequalification approval |  |  |  | -39796 | A020000 | 9.01 | Preliminaries / General Requirements | Item | 79 | fuzzy | Fuzzy match (79%) against: "Specification"
Annexure - A | 91 | F | Kitchen Extract Ductwork to be Black Steel Ductwork. |  |  |  | -6592 | Q030000 | 5.06 | Mechanical Engineering Installations | Length (m), Weight (t), Area (m²), Enumerated (nr), Item | 79 | fuzzy | Fuzzy match (79%) against: "Q3 Ductwork"
Annexure - A | 93 | G | Omitting Air separators in chilled water lines and provide air vents at the top of circuits |  |  |  | -12000 | R020000 | 5.08 | Electrical Engineering Installations | Length (m), Enumerated (nr), Item | 72 | fuzzy | Fuzzy match (72%) against: "R2 Main circuits"
Annexure - A | 95 | H | Extended drain pan under the Valve Package to be eliminated. |  |  |  | -6626 | Q020300 | 5.06 | Mechanical Engineering Installations | Length (m), Weight (t), Area (m²), Enumerated (nr), Item | 71 | fuzzy | Fuzzy match (71%) against: "Q2.3 Valves, traps, expansion compensators or the like shall"
Annexure - A | 97 | J | Using locally assembled LV Panels, SMDB's, DB's, MCC's Capacitor Banks & Automatic Transfer Switch (ATS) with local enclosure as per minimum requirements of the local Authority and as per manufacturer's standards. |  |  |  | -60767 | A000000 | 9.01 | Preliminaries / General Requirements | Item | 63 | fuzzy | Fuzzy match (63%) against: "SECTION A - GENERAL REQUIREMENTS"
Annexure - A | 109 | A | Changing all internal dry area paints from Wonderwall lux to My Home Rich Matt paint (the same as done in City walk 5.02 & 5.07) |  |  |  | -80885 | J060311 | 3.01 | Internal Finishes | Area (m²), Length (m) | 67 | fuzzy | Fuzzy match (67%) against: "11. Large pipes (that is, pipes with an internal diameter ex"
Annexure - A | 111 | B | Sesimic study & seismic supports are deleted |  |  |  | -19950 | N010100 | 7.01 | Special Construction – Seismic Design (Deleted) | Item | 75 | ai | Seismic study and supports are special structural construction items; deletion represents a contract variation.
Annexure - A | 113 | C | Water supply : Pressure Reducing Valves 1. Considering Direct Acting Pressure Reducing Valves (PRV) with bronze body for the Water Supply System for all sizes from alternate vendors such as KIDS / PEGLER or equivalent as per the manufacturer's standard processes. 2. Considering 1 No. PRV for each water meter room. |  |  |  | -12000 | Q010200 | 5.06 | Mechanical Engineering Installations | Length (m), Weight (t), Area (m²), Enumerated (nr), Item | 68 | fuzzy | Fuzzy match (68%) against: "Q1.2 Installations shall be measured in accordance with the "
Annexure - A | 117 | E | Proposing Adhesive, sealant cloth from alternative brands - Star, Frego, Dubai Adhesives or approved equvilant approved from Dubai Munciplity & UL Listed. |  |  |  | -7500 | K020200 | 4.01 | FF&E – Adhesives & Sealants (Alternative Brands) | Item/Specification | 72 | ai | Adhesives and sealants are finishing accessories; proposed alternative brands represent a specification change under FF&E.
Annexure - A | 119 | F | Proposing alternative vendor for All Air side equipments as per manufacturer standards. Clima Uno / Equivalent Proposed new products as per manufacturer standard production range. |  |  |  | -22062 | Q030300 | 5.06 | Mechanical Engineering Installations | Length (m), Weight (t), Area (m²), Enumerated (nr), Item | 66 | fuzzy | Fuzzy match (66%) against: "(excluding test holes and covers) shall be enumerated, group"
Annexure - A | 131 | A | Proposing - Wiring Accessories - Avatar On DG / Equivalent |  |  |  | -68770 | K000000 | 4.01 | Furniture, Fittings and Equipment | Enumerated (nr), Length (m), Area (m²), Item | 79 | fuzzy | Fuzzy match (79%) against: "SECTION K - ACCESSORIES"
Main Sum | 17 | MAIN SUMMARY | Page Nr. | AMOUNT AED |  |  |  | A000000 | 9.01 | Preliminaries – General Requirements | Item | 75 | ai | Page number reference for main sum document is a preliminary administrative item.
Main Sum | 21 | BILL NO. 1 - GENERAL REQUIREMENTS FOR THE WHOLE OF THE WORKS | 1/SUM | 26133396 |  |  |  | A000000 | 9.01 | Preliminaries – General Requirements | Item | 70 | ai | First main sum line item (1/SUM) represents overall preliminaries and general contract requirements.
Main Sum | 24 | BILL NO. 2 - BASEMENT, GROUND FLOOR AND PODIUM | 2/SUM | 49007076 |  |  |  | A000000 | 9.01 | Preliminaries – General Requirements | Item | 70 | ai | Second main sum line item (2/SUM) represents continuing preliminary and contract administration costs.
Main Sum | 27 | BILL NO. 3 - TOWER | 3A/SUM | 99609528 |  |  |  | R020000 | 5.08 | Electrical Engineering Installations | Length (m), Enumerated (nr), Item | 45 | fuzzy | Fuzzy match (45%) against: "R2 Main circuits"
Main Sum | 30 | BILL NO. 4 - DAYWORKS | 4/DW/4 | Rates Only |  |  |  | R020000 | 5.08 | Electrical Engineering Installations | Length (m), Enumerated (nr), Item | 41 | fuzzy | Fuzzy match (41%) against: "R2 Main circuits"
Main Sum | 41 | TOTAL CARRIED TO FORM OF TENDER | AED | 173594401.3 |  |  |  | Q060000 | 5.06 | Mechanical Engineering Installations | Length (m), Weight (t), Area (m²), Enumerated (nr), Item | 44 | fuzzy | Fuzzy match (44%) against: "Q6 Connections to supply mains"

## SUMMARY
POMI BQ CODING SUMMARY · Citywalk Plot 5.11 Main Works Contract BOQ (1)
Generated: 2026-03-12 13:20 · Rules: 1 ¦ AI: on ¦ Batch: 40
Sheet | Description | Rows | Coded | ✓ Rule | ~ Fuzzy | ✓ AI | ⚠ Review
Bill 1 |  | 681 | 152 | 1 | 95 | 56 | 97
2B |  | 1200 | 226 | 46 | 54 | 126 | 113
2C |  | 1132 | 146 | 67 | 43 | 36 | 45
2D |  | 1157 | 81 | 16 | 8 | 57 | 9
2E |  | 1142 | 17 | 1 | 3 | 13 | 11
2F |  | 1145 | 6 | 2 | 1 | 3 | 4
2G |  | 1117 | 59 | 37 | 14 | 8 | 21
2H |  | 1175 | 95 | 14 | 26 | 55 | 45
2J |  | 1219 | 191 | 38 | 72 | 81 | 117
2K |  | 1145 | 27 | 3 | 5 | 19 | 22
2L |  | 1147 | 16 | 1 | 0 | 15 | 15
2M |  | 1159 | 92 | 8 | 27 | 57 | 47
2N |  | 1163 | 112 | 34 | 46 | 32 | 53
2Q |  | 1741 | 383 | 165 | 62 | 156 | 117
2R |  | 1573 | 383 | 54 | 126 | 203 | 190
3B |  | 248 | 27 | 3 | 7 | 17 | 13
3C |  | 498 | 108 | 54 | 25 | 29 | 32
3D |  | 337 | 67 | 5 | 8 | 54 | 27
3E |  | 238 | 25 | 3 | 13 | 9 | 21
3F |  | 562 | 127 | 36 | 36 | 55 | 43
3G |  | 328 | 68 | 41 | 13 | 14 | 27
3H |  | 519 | 80 | 10 | 26 | 44 | 57
3J |  | 1259 | 319 | 32 | 86 | 201 | 203
3K |  | 546 | 160 | 23 | 43 | 94 | 109
3L |  | 325 | 57 | 3 | 2 | 52 | 18
3M |  | 228 | 14 | 4 | 0 | 10 | 9
3P |  | 290 | 26 | 6 | 15 | 5 | 16
3Q |  | 2532 | 701 | 181 | 73 | 447 | 100
3R |  | 2162 | 613 | 62 | 138 | 413 | 207
Bill 4 Dayworks |  | 161 | 30 | 0 | 5 | 25 | 5
Annexure - A |  | 219 | 38 | 5 | 27 | 6 | 31
Main Sum |  | 45 | 6 | 0 | 3 | 3 | 6
TOTAL · 28393 rows · 4452 coded · 3350 auto ✓ (75%) · 1830 flagged ⚠