## Bill 1
Citywalk Plot 5.11 Main Works Contract BOQ (1) · Bill 1
A–G = original bill data · H–S = POMI + NRM coding · T–AB = project metadata · ✓ ≥85% · ⚠ <85% = review
Row | REF | Description | Qty | Unit | Rate | Amount | POMI Section | Code 1 | Code 2 | Code 3 | POMI Sub Section | NRM | NRM Description | Measurement | Currency | Conf% | Stage | Flag | ACTION | BATCH | Country | City | Asset | Project | Type | Employer | Contract Type
▸ GENERAL REQUIREMENTS FOR THE WHOLE OF THE WORKS
▸ Generally:
8 | A | Where any item, clause or sub-clause of the General Requirements has not been priced, it will be deemed that the value of such item, clause or sub-clause is included in the rates for measured items elsewhere in the Bills of Quantities. | Item | Item |  | Included | A — General Requirements | A | A00 | A0000 |  | 9.01 | Preliminaries / General Requirements | Item | AED | 79 | Fuzzy | ⚠ |  | Citywalk Plot 5.11 Main Works Contract BOQ (1).xlsx |  |  |  | CITYWALK PHASE-05, PLOT 5.11 | Residential | CITYWALK RESIDENTIAL 1 LLC
10 | B | The rates and prices in the Bills of Quantities are fixed for the duration of the Contract (including any extension of the Time for Completion) and shall not be subject to any adjustment in respect of rise or fall in the cost of labour, materials, Plant, Contractor's Equipment or transport or any other matters affecting the cost of execution of the Contract. | Item | Item |  | Included | Q — Mechanical Engineering Installations | Q | Q04 | Q0400 | Q4 Equipment | 5.06 | Mechanical Engineering Installations | Length (m), Weight (t), Area (m²), Enumerated (nr), Item | AED | 79 | Fuzzy | ⚠ |  | Citywalk Plot 5.11 Main Works Contract BOQ (1).xlsx |  |  |  | CITYWALK PHASE-05, PLOT 5.11 | Residential | CITYWALK RESIDENTIAL 1 LLC
12 | C | The Contractor is deemed to have included for complying in all respects with the applicable terms, conditions and provisions of the Specification and the other documents forming the Contract in his prices for General Requirements. | Item | Item |  | Included | A — General Requirements | A | A02 | A0200 | Specification | 9.01 | Preliminaries / General Requirements | Item | AED | 79 | Fuzzy | ⚠ |  | Citywalk Plot 5.11 Main Works Contract BOQ (1).xlsx |  |  |  | CITYWALK PHASE-05, PLOT 5.11 | Residential | CITYWALK RESIDENTIAL 1 LLC
42 |  |  | To Collection AED | To Collection AED |  | 0 | [8 empty] | AED |  |  |  |  | Citywalk Plot 5.11 Main Works Contract BOQ (1).xlsx |  |  |  | CITYWALK PHASE-05, PLOT 5.11 | Residential | CITYWALK RESIDENTIAL 1 LLC
▸ Conditions of Contract
▸ The Contractor shall price hereunder any obligations contained in the Conditions of Contract which are not allowed for elsewhere and which the Contractor wishes to price separately
▸ Clause No. - 1 General Provisions
52 | A | 1.1 Definitions | Item | Item |  | Included | A — General Requirements | A | A00 | A0001 |  | 9.01 | Preliminaries – General Provisions | Item | AED | 85 | AI | ✓ |  | Citywalk Plot 5.11 Main Works Contract BOQ (1).xlsx |  |  |  | CITYWALK PHASE-05, PLOT 5.11 | Residential | CITYWALK RESIDENTIAL 1 LLC
54 | B | 1.2 Interpretation | Item | Item |  | Included | K — Accessories | K | K02 | K0200 | K2 Partitions | 4.01 | Furniture, Fittings and Equipment | Enumerated (nr), Length (m), Area (m²), Item | AED | 60 | Fuzzy | ⚠ |  | Citywalk Plot 5.11 Main Works Contract BOQ (1).xlsx |  |  |  | CITYWALK PHASE-05, PLOT 5.11 | Residential | CITYWALK RESIDENTIAL 1 LLC
56 | C | 1.3 Communications | Item | Item |  | Included | A — General Requirements | A | A00 | A0002 |  | 9.01 | Preliminaries – Communications | Item | AED | 85 | AI | ✓ |  | Citywalk Plot 5.11 Main Works Contract BOQ (1).xlsx |  |  |  | CITYWALK PHASE-05, PLOT 5.11 | Residential | CITYWALK RESIDENTIAL 1 LLC
58 | D | 1.4 Law and language | Item | Item |  | Included | A — General Requirements | A | A00 | A0003 |  | 9.01 | Preliminaries – Law and Language | Item | AED | 85 | AI | ✓ |  | Citywalk Plot 5.11 Main Works Contract BOQ (1).xlsx |  |  |  | CITYWALK PHASE-05, PLOT 5.11 | Residential | CITYWALK RESIDENTIAL 1 LLC
60 | E | 1.5 Priority of Documents | Item | Item |  | Included | C — Concrete Work | C | C04 | C0401 | C4 Shuttering | 2.01 | Frame / Concrete Work | Volume (m³), Weight (t), Area (m²), Length (m), Enumerated (nr) | AED | 62 | Fuzzy | ⚠ |  | Citywalk Plot 5.11 Main Works Contract BOQ (1).xlsx |  |  |  | CITYWALK PHASE-05, PLOT 5.11 | Residential | CITYWALK RESIDENTIAL 1 LLC
62 | F | 1.6 Assignment and Novation | Item | Item |  | Included | B — Site Work | B | B09 | B0901 | B9 Excavation | 8.01 | Site Works, Drainage, External Services & Landscaping | Volume (m³), Length (m), Area (m²), Enumerated (nr), Item | AED | 61 | Fuzzy | ⚠ |  | Citywalk Plot 5.11 Main Works Contract BOQ (1).xlsx |  |  |  | CITYWALK PHASE-05, PLOT 5.11 | Residential | CITYWALK RESIDENTIAL 1 LLC
64 | G | 1.7 Care and Supply of Documents | Item | Item |  | Included | A — General Requirements | A | A00 | A0004 |  | 9.01 | Preliminaries – Care and Supply of Documents | Item | AED | 85 | AI | ✓ |  | Citywalk Plot 5.11 Main Works Contract BOQ (1).xlsx |  |  |  | CITYWALK PHASE-05, PLOT 5.11 | Residential | CITYWALK RESIDENTIAL 1 LLC
66 | H | 1.8 Delayed Information or Instructions | Item | Item |  | Included | A — General Requirements | A | A00 | A0005 |  | 9.01 | Preliminaries – Delayed Information | Item | AED | 85 | AI | ✓ |  | Citywalk Plot 5.11 Main Works Contract BOQ (1).xlsx |  |  |  | CITYWALK PHASE-05, PLOT 5.11 | Residential | CITYWALK RESIDENTIAL 1 LLC
68 | J | 1.9 Employer's Use of Contractor's Information | Item | Item |  | Included | A — General Requirements | A | A07 | A0700 | Contractor's facilities | 9.01 | Preliminaries / General Requirements | Item | AED | 74 | Fuzzy | ⚠ |  | Citywalk Plot 5.11 Main Works Contract BOQ (1).xlsx |  |  |  | CITYWALK PHASE-05, PLOT 5.11 | Residential | CITYWALK RESIDENTIAL 1 LLC
70 | K | 1.10 Contractor's Use of Employer's Information | Item | Item |  | Included | A — General Requirements | A | A07 | A0700 | Contractor's facilities | 9.01 | Preliminaries / General Requirements | Item | AED | 71 | Fuzzy | ⚠ |  | Citywalk Plot 5.11 Main Works Contract BOQ (1).xlsx |  |  |  | CITYWALK PHASE-05, PLOT 5.11 | Residential | CITYWALK RESIDENTIAL 1 LLC
72 | L | 1.11 Confidential Details | Item | Item |  | Included | A — General Requirements | A | A00 | A0006 |  | 9.01 | Preliminaries – Confidential Details | Item | AED | 85 | AI | ✓ |  | Citywalk Plot 5.11 Main Works Contract BOQ (1).xlsx |  |  |  | CITYWALK PHASE-05, PLOT 5.11 | Residential | CITYWALK RESIDENTIAL 1 LLC
74 | M | 1.12 Compliance with Laws | Item | Item |  | Included | A — General Requirements | A | A00 | A0007 |  | 9.01 | Preliminaries – Compliance with Laws | Item | AED | 85 | AI | ✓ |  | Citywalk Plot 5.11 Main Works Contract BOQ (1).xlsx |  |  |  | CITYWALK PHASE-05, PLOT 5.11 | Residential | CITYWALK RESIDENTIAL 1 LLC
76 | N | 1.13 Joint and Several Liability | Item | Item |  | Included | A — General Requirements | A | A00 | A0008 |  | 9.01 | Preliminaries – Joint and Several Liability | Item | AED | 85 | AI | ✓ |  | Citywalk Plot 5.11 Main Works Contract BOQ (1).xlsx |  |  |  | CITYWALK PHASE-05, PLOT 5.11 | Residential | CITYWALK RESIDENTIAL 1 LLC
78 | P | 1.14 Joint and Several Liability | Item | Item |  | Included | A — General Requirements | A | A00 | A0009 |  | 9.01 | Preliminaries – Joint and Several Liability | Item | AED | 85 | AI | ✓ |  | Citywalk Plot 5.11 Main Works Contract BOQ (1).xlsx |  |  |  | CITYWALK PHASE-05, PLOT 5.11 | Residential | CITYWALK RESIDENTIAL 1 LLC
80 | Q | 1.15 Sections | Item | Item |  | Included | A — General Requirements | A | A03 | A0301 | Restrictions | 9.01 | Preliminaries / General Requirements | Item | AED | 73 | Fuzzy | ⚠ |  | Citywalk Plot 5.11 Main Works Contract BOQ (1).xlsx |  |  |  | CITYWALK PHASE-05, PLOT 5.11 | Residential | CITYWALK RESIDENTIAL 1 LLC
82 | R | 1.16 Warranties as to Capacity | Item | Item |  | Included | A — General Requirements | A | A00 | A0010 |  | 9.01 | Preliminaries – Warranties as to Capacity | Item | AED | 85 | AI | ✓ |  | Citywalk Plot 5.11 Main Works Contract BOQ (1).xlsx |  |  |  | CITYWALK PHASE-05, PLOT 5.11 | Residential | CITYWALK RESIDENTIAL 1 LLC
98 |  |  | To Collection AED | To Collection AED |  | 0 | [8 empty] | AED |  |  |  |  | Citywalk Plot 5.11 Main Works Contract BOQ (1).xlsx |  |  |  | CITYWALK PHASE-05, PLOT 5.11 | Residential | CITYWALK RESIDENTIAL 1 LLC
▸ Conditions of Contract (Cont'd)
104 | A | 1.17 Prior Work | Item | Item |  | Included | A — General Requirements | A | A00 | A0011 |  | 9.01 | Preliminaries – Prior Work | Item | AED | 85 | AI | ✓ |  | Citywalk Plot 5.11 Main Works Contract BOQ (1).xlsx |  |  |  | CITYWALK PHASE-05, PLOT 5.11 | Residential | CITYWALK RESIDENTIAL 1 LLC
106 | B | 1.18 Entire Agreement | Item | Item |  | Included | A — General Requirements | A | A00 | A0012 |  | 9.01 | Preliminaries – Entire Agreement | Item | AED | 85 | AI | ✓ |  | Citywalk Plot 5.11 Main Works Contract BOQ (1).xlsx |  |  |  | CITYWALK PHASE-05, PLOT 5.11 | Residential | CITYWALK RESIDENTIAL 1 LLC
108 | C | 1.19 Severability | Item | Item |  | Included | A — General Requirements | A | A00 | A0013 |  | 9.01 | Preliminaries – Severability | Item | AED | 85 | AI | ✓ |  | Citywalk Plot 5.11 Main Works Contract BOQ (1).xlsx |  |  |  | CITYWALK PHASE-05, PLOT 5.11 | Residential | CITYWALK RESIDENTIAL 1 LLC
110 | D | 1.20 Counterparts | Item | Item |  | Included | A — General Requirements | A | A00 | A0014 |  | 9.01 | Preliminaries – Counterparts | Item | AED | 85 | AI | ✓ |  | Citywalk Plot 5.11 Main Works Contract BOQ (1).xlsx |  |  |  | CITYWALK PHASE-05, PLOT 5.11 | Residential | CITYWALK RESIDENTIAL 1 LLC
112 | E | 1.21 Independent Contractor | Item | Item |  | Included | A — General Requirements | A | A07 | A0701 | Contractor's facilities | 9.01 | Preliminaries / General Requirements | Item | AED | 62 | Fuzzy | ⚠ |  | Citywalk Plot 5.11 Main Works Contract BOQ (1).xlsx |  |  |  | CITYWALK PHASE-05, PLOT 5.11 | Residential | CITYWALK RESIDENTIAL 1 LLC
114 | F | 1.22 Privity | Item | Item |  | Included | A — General Requirements | A | A00 | A0015 |  | 9.01 | Preliminaries – Privity | Item | AED | 85 | AI | ✓ |  | Citywalk Plot 5.11 Main Works Contract BOQ (1).xlsx |  |  |  | CITYWALK PHASE-05, PLOT 5.11 | Residential | CITYWALK RESIDENTIAL 1 LLC
116 | G | 1.23 Waiver | Item | Item |  | Included | A — General Requirements | A | A00 | A0016 |  | 9.01 | Preliminaries – Waiver | Item | AED | 85 | AI | ✓ |  | Citywalk Plot 5.11 Main Works Contract BOQ (1).xlsx |  |  |  | CITYWALK PHASE-05, PLOT 5.11 | Residential | CITYWALK RESIDENTIAL 1 LLC
118 | H | 1.24 Exercise of Rights | Item | Item |  | Included | A — General Requirements | A | A00 | A0017 |  | 9.01 | Preliminaries – Exercise of Rights | Item | AED | 85 | AI | ✓ |  | Citywalk Plot 5.11 Main Works Contract BOQ (1).xlsx |  |  |  | CITYWALK PHASE-05, PLOT 5.11 | Residential | CITYWALK RESIDENTIAL 1 LLC
▸ Clause No. - 2 The Employer
122 | J | 2.1 Right of Access to the Site | Item | Item |  | Included | A — General Requirements | A | A03 | A0301 | Restrictions | 9.01 | Preliminaries / General Requirements | Item | AED | 73 | Fuzzy | ⚠ |  | Citywalk Plot 5.11 Main Works Contract BOQ (1).xlsx |  |  |  | CITYWALK PHASE-05, PLOT 5.11 | Residential | CITYWALK RESIDENTIAL 1 LLC
124 | K | 2.2 Permits, Licences or Approvals | Item | Item |  | Included | A — General Requirements | A | A00 | A0020 |  | 9.01 | Preliminaries – Permits and Licences | Item | AED | 85 | AI | ✓ |  | Citywalk Plot 5.11 Main Works Contract BOQ (1).xlsx |  |  |  | CITYWALK PHASE-05, PLOT 5.11 | Residential | CITYWALK RESIDENTIAL 1 LLC
126 | L | 2.3 Employer's Personnel | Item | Item |  | Included | A — General Requirements | A | A06 | A0601 | Employer's facilities | 9.01 | Preliminaries / General Requirements | Item | AED | 66 | Fuzzy | ⚠ |  | Citywalk Plot 5.11 Main Works Contract BOQ (1).xlsx |  |  |  | CITYWALK PHASE-05, PLOT 5.11 | Residential | CITYWALK RESIDENTIAL 1 LLC
▸ Clause No. - 3 The Employer's Administration
130 | M | 3.1 The Employer's Representative | Item | Item |  | Included | A — General Requirements | A | A06 | A0601 | Employer's facilities | 9.01 | Preliminaries / General Requirements | Item | AED | 72 | Fuzzy | ⚠ |  | Citywalk Plot 5.11 Main Works Contract BOQ (1).xlsx |  |  |  | CITYWALK PHASE-05, PLOT 5.11 | Residential | CITYWALK RESIDENTIAL 1 LLC
132 | N | 3.2 Employer's Representative's Assistant and Employer's Representative's Consultant | Item | Item |  | Included | A — General Requirements | A | A06 | A0600 | Employer's facilities | 9.01 | Preliminaries / General Requirements | Item | AED | 68 | Fuzzy | ⚠ |  | Citywalk Plot 5.11 Main Works Contract BOQ (1).xlsx |  |  |  | CITYWALK PHASE-05, PLOT 5.11 | Residential | CITYWALK RESIDENTIAL 1 LLC
134 | P | 3.3 Instructions | Item | Item |  | Included | P — Conveying Systems | P | P02 | P0201 | P2 Sundries | 5.10 | Lift and Conveyor Installations | Enumerated (nr), Item | AED | 79 | Fuzzy | ⚠ |  | Citywalk Plot 5.11 Main Works Contract BOQ (1).xlsx |  |  |  | CITYWALK PHASE-05, PLOT 5.11 | Residential | CITYWALK RESIDENTIAL 1 LLC
136 | Q | 3.4 Determinations | Item | Item |  | Included | A — General Requirements | A | A03 | A0300 | Restrictions | 9.01 | Preliminaries / General Requirements | Item | AED | 63 | Fuzzy | ⚠ |  | Citywalk Plot 5.11 Main Works Contract BOQ (1).xlsx |  |  |  | CITYWALK PHASE-05, PLOT 5.11 | Residential | CITYWALK RESIDENTIAL 1 LLC
▸ Clause No. - 4 The Contractor
140 | R | 4.1 Contractor's General Obligations | Item | Item |  | Included | A — General Requirements | A | A07 | A0700 | Contractor's facilities | 9.01 | Preliminaries / General Requirements | Item | AED | 71 | Fuzzy | ⚠ |  | Citywalk Plot 5.11 Main Works Contract BOQ (1).xlsx |  |  |  | CITYWALK PHASE-05, PLOT 5.11 | Residential | CITYWALK RESIDENTIAL 1 LLC
142 | S | 4.2 Performance Security | Item | Item |  | 1100000 | A — General Requirements | A | A04 | A0401 | Contractor's administrative arrangements | 9.01 | Preliminaries / General Requirements | Item | AED | 77 | Fuzzy | ⚠ |  | Citywalk Plot 5.11 Main Works Contract BOQ (1).xlsx |  |  |  | CITYWALK PHASE-05, PLOT 5.11 | Residential | CITYWALK RESIDENTIAL 1 LLC
144 | T | 4.3 Contractor's Representative | Item | Item |  | Included | A — General Requirements | A | A07 | A0700 | Contractor's facilities | 9.01 | Preliminaries / General Requirements | Item | AED | 71 | Fuzzy | ⚠ |  | Citywalk Plot 5.11 Main Works Contract BOQ (1).xlsx |  |  |  | CITYWALK PHASE-05, PLOT 5.11 | Residential | CITYWALK RESIDENTIAL 1 LLC
159 |  |  | To Collection AED | To Collection AED |  | 1100000 | [8 empty] | AED |  |  |  |  | Citywalk Plot 5.11 Main Works Contract BOQ (1).xlsx |  |  |  | CITYWALK PHASE-05, PLOT 5.11 | Residential | CITYWALK RESIDENTIAL 1 LLC
▸ Conditions of Contract (Cont'd)
165 | A | 4.4 Subcontractors | Item | Item |  | Included | A — General Requirements | A | A00 | A0030 |  | 9.01 | Preliminaries – Subcontractors | Item | AED | 85 | AI | ✓ |  | Citywalk Plot 5.11 Main Works Contract BOQ (1).xlsx |  |  |  | CITYWALK PHASE-05, PLOT 5.11 | Residential | CITYWALK RESIDENTIAL 1 LLC
167 | B | 4.5 Co-operation | Item | Item |  | Included | A — General Requirements | A | A00 | A0031 |  | 9.01 | Preliminaries – Co-operation | Item | AED | 85 | AI | ✓ |  | Citywalk Plot 5.11 Main Works Contract BOQ (1).xlsx |  |  |  | CITYWALK PHASE-05, PLOT 5.11 | Residential | CITYWALK RESIDENTIAL 1 LLC
169 | C | 4.6 Setting Out | Item | Item |  | Included | A — General Requirements | A | A00 | A0032 |  | 9.01 | Preliminaries – Setting Out | Item | AED | 85 | AI | ✓ |  | Citywalk Plot 5.11 Main Works Contract BOQ (1).xlsx |  |  |  | CITYWALK PHASE-05, PLOT 5.11 | Residential | CITYWALK RESIDENTIAL 1 LLC
171 | D | 4.7 Safety Procedures | Item | Item |  | Included | A — General Requirements | A | A00 | A0033 |  | 9.01 | Preliminaries – Safety Procedures | Item | AED | 85 | AI | ✓ |  | Citywalk Plot 5.11 Main Works Contract BOQ (1).xlsx |  |  |  | CITYWALK PHASE-05, PLOT 5.11 | Residential | CITYWALK RESIDENTIAL 1 LLC
173 | E | 4.8 Quality Assurance | Item | Item |  | Included | A — General Requirements | A | A00 | A0034 |  | 9.01 | Preliminaries – Quality Assurance | Item | AED | 85 | AI | ✓ |  | Citywalk Plot 5.11 Main Works Contract BOQ (1).xlsx |  |  |  | CITYWALK PHASE-05, PLOT 5.11 | Residential | CITYWALK RESIDENTIAL 1 LLC
175 | F | 4.9 Site Data | Item | Item |  | Included | A — General Requirements | A | A05 | A0501 | Constructional plant | 9.01 | Preliminaries / General Requirements | Item | AED | 61 | Fuzzy | ⚠ |  | Citywalk Plot 5.11 Main Works Contract BOQ (1).xlsx |  |  |  | CITYWALK PHASE-05, PLOT 5.11 | Residential | CITYWALK RESIDENTIAL 1 LLC
177 | G | 4.10 Sufficiency of the Contract Price | Item | Item |  | Included | A — General Requirements | A | A01 | A0100 | Conditions of contract | 9.01 | Preliminaries / General Requirements | Item | AED | 71 | Fuzzy | ⚠ |  | Citywalk Plot 5.11 Main Works Contract BOQ (1).xlsx |  |  |  | CITYWALK PHASE-05, PLOT 5.11 | Residential | CITYWALK RESIDENTIAL 1 LLC
179 | H | 4.11 Unforeseeable Physical Conditions | Item | Item |  | Included | A — General Requirements | A | A01 | A0100 | Conditions of contract | 9.01 | Preliminaries / General Requirements | Item | AED | 67 | Fuzzy | ⚠ |  | Citywalk Plot 5.11 Main Works Contract BOQ (1).xlsx |  |  |  | CITYWALK PHASE-05, PLOT 5.11 | Residential | CITYWALK RESIDENTIAL 1 LLC
181 | J | 4.12 Rights of Way and Facilities | Item | Item |  | Included | A — General Requirements | A | A06 | A0600 | Employer's facilities | 9.01 | Preliminaries / General Requirements | Item | AED | 70 | Fuzzy | ⚠ |  | Citywalk Plot 5.11 Main Works Contract BOQ (1).xlsx |  |  |  | CITYWALK PHASE-05, PLOT 5.11 | Residential | CITYWALK RESIDENTIAL 1 LLC
183 | K | 4.13 Avoidance of Interference | Item | Item |  | Included | A — General Requirements | A | A00 | A0035 |  | 9.01 | Preliminaries – Avoidance of Interference | Item | AED | 85 | AI | ✓ |  | Citywalk Plot 5.11 Main Works Contract BOQ (1).xlsx |  |  |  | CITYWALK PHASE-05, PLOT 5.11 | Residential | CITYWALK RESIDENTIAL 1 LLC
185 | L | 4.14 Access Route | Item | Item |  | Included | A — General Requirements | A | A08 | A0801 | Temporary works | 9.01 | Preliminaries / General Requirements | Item | AED | 63 | Fuzzy | ⚠ |  | Citywalk Plot 5.11 Main Works Contract BOQ (1).xlsx |  |  |  | CITYWALK PHASE-05, PLOT 5.11 | Residential | CITYWALK RESIDENTIAL 1 LLC
187 | M | 4.15 Transport of Goods | Item | Item |  | Included | A — General Requirements | A | A04 | A0401 | Contractor's administrative arrangements | 9.01 | Preliminaries / General Requirements | Item | AED | 68 | Fuzzy | ⚠ |  | Citywalk Plot 5.11 Main Works Contract BOQ (1).xlsx |  |  |  | CITYWALK PHASE-05, PLOT 5.11 | Residential | CITYWALK RESIDENTIAL 1 LLC
189 | N | 4.16 Contractor's Equipment | Item | Item |  | Included | Q — Mechanical Engineering Installations | Q | Q04 | Q0400 | Q4 Equipment | 5.06 | Mechanical Engineering Installations | Length (m), Weight (t), Area (m²), Enumerated (nr), Item | AED | 79 | Fuzzy | ⚠ |  | Citywalk Plot 5.11 Main Works Contract BOQ (1).xlsx |  |  |  | CITYWALK PHASE-05, PLOT 5.11 | Residential | CITYWALK RESIDENTIAL 1 LLC
191 | P | 4.17 Protection of the Environment | Item | Item |  | Included | N — Special Construction | N | N01 | N0101 | N1 Generally | 5.13 | Specialist Installations | Enumerated (nr), Item | AED | 62 | Fuzzy | ⚠ |  | Citywalk Plot 5.11 Main Works Contract BOQ (1).xlsx |  |  |  | CITYWALK PHASE-05, PLOT 5.11 | Residential | CITYWALK RESIDENTIAL 1 LLC
193 | Q | 4.18 Electricity, Water and Gas | Item | Item |  | Included | A — General Requirements | A | A00 | A0036 |  | 9.01 | Preliminaries – Electricity, Water and Gas | Item | AED | 85 | AI | ✓ |  | Citywalk Plot 5.11 Main Works Contract BOQ (1).xlsx |  |  |  | CITYWALK PHASE-05, PLOT 5.11 | Residential | CITYWALK RESIDENTIAL 1 LLC
195 | R | 4.19 Employer's Equipment and Free-Issue Material | Item | Item |  | Included | Q — Mechanical Engineering Installations | Q | Q04 | Q0400 | Q4 Equipment | 5.06 | Mechanical Engineering Installations | Length (m), Weight (t), Area (m²), Enumerated (nr), Item | AED | 79 | Fuzzy | ⚠ |  | Citywalk Plot 5.11 Main Works Contract BOQ (1).xlsx |  |  |  | CITYWALK PHASE-05, PLOT 5.11 | Residential | CITYWALK RESIDENTIAL 1 LLC
197 | S | 4.20 Progress Reports | Item | Item |  | Included | A — General Requirements | A | A06 | A0601 | Employer's facilities | 9.01 | Preliminaries / General Requirements | Item | AED | 65 | Fuzzy | ⚠ |  | Citywalk Plot 5.11 Main Works Contract BOQ (1).xlsx |  |  |  | CITYWALK PHASE-05, PLOT 5.11 | Residential | CITYWALK RESIDENTIAL 1 LLC
199 | T | 4.21 Security of the Site | Item | Item |  | Included | A — General Requirements | A | A04 | A0401 | Contractor's administrative arrangements | 9.01 | Preliminaries / General Requirements | Item | AED | 75 | Fuzzy | ⚠ |  | Citywalk Plot 5.11 Main Works Contract BOQ (1).xlsx |  |  |  | CITYWALK PHASE-05, PLOT 5.11 | Residential | CITYWALK RESIDENTIAL 1 LLC
201 | U | 4.22 Contractor's Operations on Site | Item | Item |  | Included | A — General Requirements | A | A07 | A0700 | Contractor's facilities | 9.01 | Preliminaries / General Requirements | Item | AED | 74 | Fuzzy | ⚠ |  | Citywalk Plot 5.11 Main Works Contract BOQ (1).xlsx |  |  |  | CITYWALK PHASE-05, PLOT 5.11 | Residential | CITYWALK RESIDENTIAL 1 LLC
203 | V | 4.23 Fossils | Item | Item |  | Included | A — General Requirements | A | A00 | A0037 |  | 9.01 | Preliminaries – Fossils | Item | AED | 85 | AI | ✓ |  | Citywalk Plot 5.11 Main Works Contract BOQ (1).xlsx |  |  |  | CITYWALK PHASE-05, PLOT 5.11 | Residential | CITYWALK RESIDENTIAL 1 LLC
218 |  |  | To Collection AED | To Collection AED |  | 0 | [8 empty] | AED |  |  |  |  | Citywalk Plot 5.11 Main Works Contract BOQ (1).xlsx |  |  |  | CITYWALK PHASE-05, PLOT 5.11 | Residential | CITYWALK RESIDENTIAL 1 LLC
▸ Conditions of Contract (Cont'd)
224 | A | 4.24 Assignment and Novation of Manufacturer's Warranties | Item | Item |  | Included | A — General Requirements | A | A00 | A0038 |  | 9.01 | Preliminaries – Assignment of Warranties | Item | AED | 85 | AI | ✓ |  | Citywalk Plot 5.11 Main Works Contract BOQ (1).xlsx |  |  |  | CITYWALK PHASE-05, PLOT 5.11 | Residential | CITYWALK RESIDENTIAL 1 LLC
226 | B | 4.25 Auxiliary Works | Item | Item |  | Included | R — Electrical Engineering Installations | R | R04 | R0401 | R4 Final sub-circuits and auxiliary installations | 5.08 | Electrical Engineering Installations | Length (m), Enumerated (nr), Item | AED | 69 | Fuzzy | ⚠ |  | Citywalk Plot 5.11 Main Works Contract BOQ (1).xlsx |  |  |  | CITYWALK PHASE-05, PLOT 5.11 | Residential | CITYWALK RESIDENTIAL 1 LLC
228 | C | 4.26 As-Built Documents | Item | Item |  | Included | A — General Requirements | A | A00 | A0039 |  | 9.01 | Preliminaries – As-Built Documents | Item | AED | 85 | AI | ✓ |  | Citywalk Plot 5.11 Main Works Contract BOQ (1).xlsx |  |  |  | CITYWALK PHASE-05, PLOT 5.11 | Residential | CITYWALK RESIDENTIAL 1 LLC
230 | D | 4.27 Operation and Maintenance Manuals | Item | Item |  | Included | P — Conveying Systems | P | P02 | P0201 | P2 Sundries | 5.10 | Lift and Conveyor Installations | Enumerated (nr), Item | AED | 70 | Fuzzy | ⚠ |  | Citywalk Plot 5.11 Main Works Contract BOQ (1).xlsx |  |  |  | CITYWALK PHASE-05, PLOT 5.11 | Residential | CITYWALK RESIDENTIAL 1 LLC
232 | E | Clause No. - 5 Nominated Subcontractors | Item | Item |  | Included | A — General Requirements | A | A00 | A0040 |  | 9.01 | Preliminaries – Nominated Subcontractors | Item | AED | 85 | AI | ✓ |  | Citywalk Plot 5.11 Main Works Contract BOQ (1).xlsx |  |  |  | CITYWALK PHASE-05, PLOT 5.11 | Residential | CITYWALK RESIDENTIAL 1 LLC
234 | F | Clause No. - 6 Staff and Labour | Item | Item |  | Included | A — General Requirements | A | A00 | A0041 |  | 9.01 | Preliminaries – Staff and Labour | Item | AED | 85 | AI | ✓ |  | Citywalk Plot 5.11 Main Works Contract BOQ (1).xlsx |  |  |  | CITYWALK PHASE-05, PLOT 5.11 | Residential | CITYWALK RESIDENTIAL 1 LLC
236 | G | Clause No. - 7 Plant, Materials and Workmanship | Item | Item |  | Included | A — General Requirements | A | A00 | A0042 |  | 9.01 | Preliminaries – Plant, Materials and Workmanship | Item | AED | 85 | AI | ✓ |  | Citywalk Plot 5.11 Main Works Contract BOQ (1).xlsx |  |  |  | CITYWALK PHASE-05, PLOT 5.11 | Residential | CITYWALK RESIDENTIAL 1 LLC
238 | H | Clause No. - 8 Commencement, Delays and Suspension | Item | Item |  | Included | A — General Requirements | A | A00 | A0043 |  | 9.01 | Preliminaries – Commencement, Delays and Suspension | Item | AED | 85 | AI | ✓ |  | Citywalk Plot 5.11 Main Works Contract BOQ (1).xlsx |  |  |  | CITYWALK PHASE-05, PLOT 5.11 | Residential | CITYWALK RESIDENTIAL 1 LLC
240 | J | Clause No. - 9 Tests on Completion | Item | Item |  | Included | A — General Requirements | A | A00 | A0044 |  | 9.01 | Preliminaries – Tests on Completion | Item | AED | 85 | AI | ✓ |  | Citywalk Plot 5.11 Main Works Contract BOQ (1).xlsx |  |  |  | CITYWALK PHASE-05, PLOT 5.11 | Residential | CITYWALK RESIDENTIAL 1 LLC
242 | K | Clause No. - 10 Employer's Taking Over | Item | Item |  | Included | A — General Requirements | A | A06 | A0600 | Employer's facilities | 9.01 | Preliminaries / General Requirements | Item | AED | 69 | Fuzzy | ⚠ |  | Citywalk Plot 5.11 Main Works Contract BOQ (1).xlsx |  |  |  | CITYWALK PHASE-05, PLOT 5.11 | Residential | CITYWALK RESIDENTIAL 1 LLC
244 | L | Clause No. - 11 Defects Liability | Item | Item |  | Included | A — General Requirements | A | A00 | A0045 |  | 9.01 | Preliminaries – Defects Liability | Item | AED | 85 | AI | ✓ |  | Citywalk Plot 5.11 Main Works Contract BOQ (1).xlsx |  |  |  | CITYWALK PHASE-05, PLOT 5.11 | Residential | CITYWALK RESIDENTIAL 1 LLC
246 | M | Clause No. - 12 Measurement and Evaluation | Item | Item |  | Included | A — General Requirements | A | A00 | A0046 |  | 9.01 | Preliminaries – Measurement and Evaluation | Item | AED | 85 | AI | ✓ |  | Citywalk Plot 5.11 Main Works Contract BOQ (1).xlsx |  |  |  | CITYWALK PHASE-05, PLOT 5.11 | Residential | CITYWALK RESIDENTIAL 1 LLC
248 | N | Clause No. - 13 Variation and Adjustments | Item | Item |  | Included | A — General Requirements | A | A00 | A0047 |  | 9.01 | Preliminaries – Variation and Adjustments | Item | AED | 85 | AI | ✓ |  | Citywalk Plot 5.11 Main Works Contract BOQ (1).xlsx |  |  |  | CITYWALK PHASE-05, PLOT 5.11 | Residential | CITYWALK RESIDENTIAL 1 LLC
250 | P | Clause No. - 14 Contract Price and Payment |  |  |  | Included | A — General Requirements | A | A01 | A0100 | Conditions of contract | 9.01 | Preliminaries / General Requirements | Item | AED | 60 | Fuzzy | ⚠ |  | Citywalk Plot 5.11 Main Works Contract BOQ (1).xlsx |  |  |  | CITYWALK PHASE-05, PLOT 5.11 | Residential | CITYWALK RESIDENTIAL 1 LLC
252 | Q | 14.1 The Contract Price | Item | Item |  | Included | A — General Requirements | A | A01 | A0102 | Conditions of contract | 9.01 | Preliminaries / General Requirements | Item | AED | 68 | Fuzzy | ⚠ |  | Citywalk Plot 5.11 Main Works Contract BOQ (1).xlsx |  |  |  | CITYWALK PHASE-05, PLOT 5.11 | Residential | CITYWALK RESIDENTIAL 1 LLC
254 | R | 14.2 Advance Payment | Item | Item |  | 400000 | A — General Requirements | A | A00 | A0048 |  | 9.01 | Preliminaries – Advance Payment | Item | AED | 85 | AI | ✓ |  | Citywalk Plot 5.11 Main Works Contract BOQ (1).xlsx |  |  |  | CITYWALK PHASE-05, PLOT 5.11 | Residential | CITYWALK RESIDENTIAL 1 LLC
256 | S | 14.3 Application for Interim Payment Certificates | Item | Item |  | Included | A — General Requirements | A | A00 | A0049 |  | 9.01 | Preliminaries – Interim Payment Certificates | Item | AED | 85 | AI | ✓ |  | Citywalk Plot 5.11 Main Works Contract BOQ (1).xlsx |  |  |  | CITYWALK PHASE-05, PLOT 5.11 | Residential | CITYWALK RESIDENTIAL 1 LLC
258 | T | Schedule of Contract Price | Item | Item |  | Refer to PTC no. 5 item no. 6 of Additional items section | A — General Requirements | A | A01 | A0102 | Conditions of contract | 9.01 | Preliminaries / General Requirements | Item | AED | 79 | Fuzzy | ⚠ |  | Citywalk Plot 5.11 Main Works Contract BOQ (1).xlsx |  |  |  | CITYWALK PHASE-05, PLOT 5.11 | Residential | CITYWALK RESIDENTIAL 1 LLC
▸ (A) mobilisation - 20%;
▸ (B) progress related items - 35%
▸ (C ) time related items - 40%; and
▸ (D) demobilisation - 5%
264 | T | 14.4 Application for Work Done | Item | Item |  | Included | J — Finishes | J | J06 | J0602 | J6 Decorations | 3.01 | Internal Finishes | Area (m²), Length (m) | AED | 62 | Fuzzy | ⚠ |  | Citywalk Plot 5.11 Main Works Contract BOQ (1).xlsx |  |  |  | CITYWALK PHASE-05, PLOT 5.11 | Residential | CITYWALK RESIDENTIAL 1 LLC
266 | U | 14.5 Instalment Payment Estimates | Item | Item |  | Included | A — General Requirements | A | A00 | A0050 |  | 9.01 | Preliminaries – Demobilisation | Item | AED | 85 | AI | ✓ |  | Citywalk Plot 5.11 Main Works Contract BOQ (1).xlsx |  |  |  | CITYWALK PHASE-05, PLOT 5.11 | Residential | CITYWALK RESIDENTIAL 1 LLC
280 |  |  | To Collection AED | To Collection AED |  | 400000 | [8 empty] | AED |  |  |  |  | Citywalk Plot 5.11 Main Works Contract BOQ (1).xlsx |  |  |  | CITYWALK PHASE-05, PLOT 5.11 | Residential | CITYWALK RESIDENTIAL 1 LLC
▸ Conditions of Contract (Cont'd)
286 | A | 14.6 Plant and Materials intended for the Works | Item | Item |  | Included | A — General Requirements | A | A09 | A0901 | Sundry items | 9.01 | Preliminaries / General Requirements | Item | AED | 66 | Fuzzy | ⚠ |  | Citywalk Plot 5.11 Main Works Contract BOQ (1).xlsx |  |  |  | CITYWALK PHASE-05, PLOT 5.11 | Residential | CITYWALK RESIDENTIAL 1 LLC
288 | B | 14.7 Issue of Interim Payment Certificates | Item | Item |  | Included | A — General Requirements | A | A00 | A0051 |  | 9.01 | Preliminaries – Issue of Payment Certificates | Item | AED | 85 | AI | ✓ |  | Citywalk Plot 5.11 Main Works Contract BOQ (1).xlsx |  |  |  | CITYWALK PHASE-05, PLOT 5.11 | Residential | CITYWALK RESIDENTIAL 1 LLC
290 | C | 14.8 Payment | Item | Item |  | Included | A — General Requirements | A | A00 | A0000 |  | 9.01 | Preliminaries – Contract Administration | Item | AED | 85 | AI | ✓ |  | Citywalk Plot 5.11 Main Works Contract BOQ (1).xlsx |  |  |  | CITYWALK PHASE-05, PLOT 5.11 | Residential | CITYWALK RESIDENTIAL 1 LLC
292 | D | 14.9 Payment of Retention Money | Item | Item |  | Included | A — General Requirements | A | A00 | A0000 |  | 9.01 | Preliminaries – Contract Administration | Item | AED | 85 | AI | ✓ |  | Citywalk Plot 5.11 Main Works Contract BOQ (1).xlsx |  |  |  | CITYWALK PHASE-05, PLOT 5.11 | Residential | CITYWALK RESIDENTIAL 1 LLC
294 | E | 14.10 Statement at Taken Over | Item | Item |  | Included | A — General Requirements | A | A00 | A0000 |  | 9.01 | Preliminaries – Contract Administration | Item | AED | 85 | AI | ✓ |  | Citywalk Plot 5.11 Main Works Contract BOQ (1).xlsx |  |  |  | CITYWALK PHASE-05, PLOT 5.11 | Residential | CITYWALK RESIDENTIAL 1 LLC
296 | F | 14.11 Application for Final Payment Certificate | Item | Item |  | Included | A — General Requirements | A | A00 | A0000 |  | 9.01 | Preliminaries – Contract Administration | Item | AED | 85 | AI | ✓ |  | Citywalk Plot 5.11 Main Works Contract BOQ (1).xlsx |  |  |  | CITYWALK PHASE-05, PLOT 5.11 | Residential | CITYWALK RESIDENTIAL 1 LLC
298 | G | 14.12 Discharge |  |  |  |  | A — General Requirements | A | A00 | A0000 |  | 9.01 | Preliminaries – Contract Administration | Item | AED | 85 | AI | ✓ |  | Citywalk Plot 5.11 Main Works Contract BOQ (1).xlsx |  |  |  | CITYWALK PHASE-05, PLOT 5.11 | Residential | CITYWALK RESIDENTIAL 1 LLC
300 | H | 14.13 Issue of Final Payment Certificate | Item | Item |  | Included | A — General Requirements | A | A00 | A0000 |  | 9.01 | Preliminaries – Contract Administration | Item | AED | 85 | AI | ✓ |  | Citywalk Plot 5.11 Main Works Contract BOQ (1).xlsx |  |  |  | CITYWALK PHASE-05, PLOT 5.11 | Residential | CITYWALK RESIDENTIAL 1 LLC
302 | J | 14.14 Cessation of Employer's Liability | Item | Item |  | Included | A — General Requirements | A | A06 | A0600 | Employer's facilities | 9.01 | Preliminaries / General Requirements | Item | AED | 73 | Fuzzy | ⚠ |  | Citywalk Plot 5.11 Main Works Contract BOQ (1).xlsx |  |  |  | CITYWALK PHASE-05, PLOT 5.11 | Residential | CITYWALK RESIDENTIAL 1 LLC
304 | K | 14.15 Currencies of Payment | Item | Item |  | Included | A — General Requirements | A | A00 | A0000 |  | 9.01 | Preliminaries – Contract Administration | Item | AED | 85 | AI | ✓ |  | Citywalk Plot 5.11 Main Works Contract BOQ (1).xlsx |  |  |  | CITYWALK PHASE-05, PLOT 5.11 | Residential | CITYWALK RESIDENTIAL 1 LLC
306 | L | 14.16 Set Off | Item | Item |  | Included | A — General Requirements | A | A00 | A0000 |  | 9.01 | Preliminaries – Contract Administration | Item | AED | 85 | AI | ✓ |  | Citywalk Plot 5.11 Main Works Contract BOQ (1).xlsx |  |  |  | CITYWALK PHASE-05, PLOT 5.11 | Residential | CITYWALK RESIDENTIAL 1 LLC
308 | M | 14.17 Payment Manager | Item | Item |  | Included | A — General Requirements | A | A00 | A0000 |  | 9.01 | Preliminaries – Contract Administration | Item | AED | 85 | AI | ✓ |  | Citywalk Plot 5.11 Main Works Contract BOQ (1).xlsx |  |  |  | CITYWALK PHASE-05, PLOT 5.11 | Residential | CITYWALK RESIDENTIAL 1 LLC
310 | N | Clause No. - 15 Termination by Employer | Item | Item |  | Included | A — General Requirements | A | A00 | A0000 |  | 9.01 | Preliminaries – Contract Administration | Item | AED | 85 | AI | ✓ |  | Citywalk Plot 5.11 Main Works Contract BOQ (1).xlsx |  |  |  | CITYWALK PHASE-05, PLOT 5.11 | Residential | CITYWALK RESIDENTIAL 1 LLC
312 | P | Clause No. - 16 Suspension and Termination by Contractor | Item | Item |  | Included | A — General Requirements | A | A00 | A0000 |  | 9.01 | Preliminaries – Contract Administration | Item | AED | 85 | AI | ✓ |  | Citywalk Plot 5.11 Main Works Contract BOQ (1).xlsx |  |  |  | CITYWALK PHASE-05, PLOT 5.11 | Residential | CITYWALK RESIDENTIAL 1 LLC
314 | Q | Clause No. - 17 Risk and Responsibility | Item | Item |  | Included | C — Concrete Work | C | C03 | C0304 | C3 Reinforcement | 2.01 | Frame / Concrete Work | Volume (m³), Weight (t), Area (m²), Length (m), Enumerated (nr) | AED | 61 | Fuzzy | ⚠ |  | Citywalk Plot 5.11 Main Works Contract BOQ (1).xlsx |  |  |  | CITYWALK PHASE-05, PLOT 5.11 | Residential | CITYWALK RESIDENTIAL 1 LLC
316 | R | Clause No. - 18 Insurance | Item | Item |  | 200000 | A — General Requirements | A | A00 | A0000 |  | 9.01 | Preliminaries – Contract Administration | Item | AED | 85 | AI | ✓ |  | Citywalk Plot 5.11 Main Works Contract BOQ (1).xlsx |  |  |  | CITYWALK PHASE-05, PLOT 5.11 | Residential | CITYWALK RESIDENTIAL 1 LLC
318 | S | Clause No. - 19 Force Majeure | Item | Item |  | Included | A — General Requirements | A | A00 | A0000 |  | 9.01 | Preliminaries – Contract Administration | Item | AED | 85 | AI | ✓ |  | Citywalk Plot 5.11 Main Works Contract BOQ (1).xlsx |  |  |  | CITYWALK PHASE-05, PLOT 5.11 | Residential | CITYWALK RESIDENTIAL 1 LLC
320 | T | Clause No. - 20 Claims, Disputes and Arbitration | Item | Item |  | Included | B — Site Work | B | B05 | B0500 | B5 Demolitions and alterations | 8.01 | Site Works, Drainage, External Services & Landscaping | Volume (m³), Length (m), Area (m²), Enumerated (nr), Item | AED | 61 | Fuzzy | ⚠ |  | Citywalk Plot 5.11 Main Works Contract BOQ (1).xlsx |  |  |  | CITYWALK PHASE-05, PLOT 5.11 | Residential | CITYWALK RESIDENTIAL 1 LLC
322 | U | Clause No. - 21 Miscellaneous | Item | Item |  | Included | A — General Requirements | A | A00 | A0000 |  | 9.01 | Preliminaries – Contract Administration | Item | AED | 85 | AI | ✓ |  | Citywalk Plot 5.11 Main Works Contract BOQ (1).xlsx |  |  |  | CITYWALK PHASE-05, PLOT 5.11 | Residential | CITYWALK RESIDENTIAL 1 LLC
337 |  |  | To Collection AED | To Collection AED |  | 200000 | [8 empty] | AED |  |  |  |  | Citywalk Plot 5.11 Main Works Contract BOQ (1).xlsx |  |  |  | CITYWALK PHASE-05, PLOT 5.11 | Residential | CITYWALK RESIDENTIAL 1 LLC
▸ Conditions of Contract (Cont'd)
343 | A | Particular Conditions | Item | Item |  | Included | C — Concrete Work | C | C01 | C0102 | C1 Generally | 2.01 | Frame / Concrete Work | Volume (m³), Weight (t), Area (m²), Length (m), Enumerated (nr) | AED | 69 | Fuzzy | ⚠ |  | Citywalk Plot 5.11 Main Works Contract BOQ (1).xlsx |  |  |  | CITYWALK PHASE-05, PLOT 5.11 | Residential | CITYWALK RESIDENTIAL 1 LLC
▸ Restrictions
347 | B | Access for and Possession or use of the Site | Item | Item |  | Included | A — General Requirements | A | A03 | A0301 | Restrictions | 9.01 | Preliminaries / General Requirements | Item | AED | 79 | Fuzzy | ⚠ |  | Citywalk Plot 5.11 Main Works Contract BOQ (1).xlsx |  |  |  | CITYWALK PHASE-05, PLOT 5.11 | Residential | CITYWALK RESIDENTIAL 1 LLC
349 | C | Limitations of working space | Item | Item |  | Included | A — General Requirements | A | A03 | A0301 | Restrictions | 9.01 | Preliminaries / General Requirements | Item | AED | 79 | Fuzzy | ⚠ |  | Citywalk Plot 5.11 Main Works Contract BOQ (1).xlsx |  |  |  | CITYWALK PHASE-05, PLOT 5.11 | Residential | CITYWALK RESIDENTIAL 1 LLC
351 | D | Limitations of working hours | Item | Item |  | Included | A — General Requirements | A | A03 | A0301 | Restrictions | 9.01 | Preliminaries / General Requirements | Item | AED | 79 | Fuzzy | ⚠ |  | Citywalk Plot 5.11 Main Works Contract BOQ (1).xlsx |  |  |  | CITYWALK PHASE-05, PLOT 5.11 | Residential | CITYWALK RESIDENTIAL 1 LLC
353 | E | Maintenance of existing services on, under or over the Site | Item | Item |  | 25000 | A — General Requirements | A | A03 | A0301 | Restrictions | 9.01 | Preliminaries / General Requirements | Item | AED | 79 | Fuzzy | ⚠ |  | Citywalk Plot 5.11 Main Works Contract BOQ (1).xlsx |  |  |  | CITYWALK PHASE-05, PLOT 5.11 | Residential | CITYWALK RESIDENTIAL 1 LLC
355 | F | Execution of the Works in specific order, sections or phases | Item | Item |  | Included | A — General Requirements | A | A03 | A0301 | Restrictions | 9.01 | Preliminaries / General Requirements | Item | AED | 79 | Fuzzy | ⚠ |  | Citywalk Plot 5.11 Main Works Contract BOQ (1).xlsx |  |  |  | CITYWALK PHASE-05, PLOT 5.11 | Residential | CITYWALK RESIDENTIAL 1 LLC
▸ Contractor's Administrative Arrangements
359 | G | Site administration | Item | Item |  | 4500000 | A — General Requirements | A | A04 | A0401 | Contractor's administrative arrangements | 9.01 | Preliminaries / General Requirements | Item | AED | 79 | Fuzzy | ⚠ |  | Citywalk Plot 5.11 Main Works Contract BOQ (1).xlsx |  |  |  | CITYWALK PHASE-05, PLOT 5.11 | Residential | CITYWALK RESIDENTIAL 1 LLC
361 | H | Supervision | Item | Item | 0.1 | 8243396 | A — General Requirements | A | A04 | A0401 | Contractor's administrative arrangements | 9.01 | Preliminaries / General Requirements | Item | AED | 79 | Fuzzy | ⚠ |  | Citywalk Plot 5.11 Main Works Contract BOQ (1).xlsx |  |  |  | CITYWALK PHASE-05, PLOT 5.11 | Residential | CITYWALK RESIDENTIAL 1 LLC
363 | J | Co-ordination of the Works | Item | Item | 0.36 | 300000 | P — Conveying Systems | P | P03 | P0301 | P3 Work incidental to conveying systems | 5.10 | Lift and Conveyor Installations | Enumerated (nr), Item | AED | 72 | Fuzzy | ⚠ |  | Citywalk Plot 5.11 Main Works Contract BOQ (1).xlsx |  |  |  | CITYWALK PHASE-05, PLOT 5.11 | Residential | CITYWALK RESIDENTIAL 1 LLC
365 | K | Security | Item | Item |  | 300000 | A — General Requirements | A | A04 | A0401 | Contractor's administrative arrangements | 9.01 | Preliminaries / General Requirements | Item | AED | 79 | Fuzzy | ⚠ |  | Citywalk Plot 5.11 Main Works Contract BOQ (1).xlsx |  |  |  | CITYWALK PHASE-05, PLOT 5.11 | Residential | CITYWALK RESIDENTIAL 1 LLC
367 | L | Safety, health and welfare of workpeople | Item | Item |  | 350000 | A — General Requirements | A | A04 | A0401 | Contractor's administrative arrangements | 9.01 | Preliminaries / General Requirements | Item | AED | 79 | Fuzzy | ⚠ |  | Citywalk Plot 5.11 Main Works Contract BOQ (1).xlsx |  |  |  | CITYWALK PHASE-05, PLOT 5.11 | Residential | CITYWALK RESIDENTIAL 1 LLC
369 | M | Transport of workpeople | Item | Item | 0.36 | 600000 | A — General Requirements | A | A04 | A0401 | Contractor's administrative arrangements | 9.01 | Preliminaries / General Requirements | Item | AED | 79 | Fuzzy | ⚠ |  | Citywalk Plot 5.11 Main Works Contract BOQ (1).xlsx |  |  |  | CITYWALK PHASE-05, PLOT 5.11 | Residential | CITYWALK RESIDENTIAL 1 LLC
▸ Constructional Plant
373 | N | Small plant and tools | Item | Item | 0.28 | 300000 | A — General Requirements | A | A05 | A0501 | Constructional plant | 9.01 | Preliminaries / General Requirements | Item | AED | 79 | Fuzzy | ⚠ |  | Citywalk Plot 5.11 Main Works Contract BOQ (1).xlsx |  |  |  | CITYWALK PHASE-05, PLOT 5.11 | Residential | CITYWALK RESIDENTIAL 1 LLC
375 | P | Scaffolding | Item | Item | 0.28 | 600000 | A — General Requirements | A | A05 | A0501 | Constructional plant | 9.01 | Preliminaries / General Requirements | Item | AED | 79 | Fuzzy | ⚠ |  | Citywalk Plot 5.11 Main Works Contract BOQ (1).xlsx |  |  |  | CITYWALK PHASE-05, PLOT 5.11 | Residential | CITYWALK RESIDENTIAL 1 LLC
377 | Q | Cranes and lifting plant | Item | Item | 0.24 | 3000000 | A — General Requirements | A | A05 | A0501 | Constructional plant | 9.01 | Preliminaries / General Requirements | Item | AED | 79 | Fuzzy | ⚠ |  | Citywalk Plot 5.11 Main Works Contract BOQ (1).xlsx |  |  |  | CITYWALK PHASE-05, PLOT 5.11 | Residential | CITYWALK RESIDENTIAL 1 LLC
379 | R | Transport | Item | Item | 0.36 | 150000 | A — General Requirements | A | A04 | A0401 | Contractor's administrative arrangements | 9.01 | Preliminaries / General Requirements | Item | AED | 79 | Fuzzy | ⚠ |  | Citywalk Plot 5.11 Main Works Contract BOQ (1).xlsx |  |  |  | CITYWALK PHASE-05, PLOT 5.11 | Residential | CITYWALK RESIDENTIAL 1 LLC
381 | S | Other plant not listed above but necessary for the completion of the Works | Item | Item | 0.36 | 25000 | A — General Requirements | A | A09 | A0901 | Sundry items | 9.01 | Preliminaries / General Requirements | Item | AED | 72 | Fuzzy | ⚠ |  | Citywalk Plot 5.11 Main Works Contract BOQ (1).xlsx |  |  |  | CITYWALK PHASE-05, PLOT 5.11 | Residential | CITYWALK RESIDENTIAL 1 LLC
395 |  |  | To Collection AED | To Collection AED |  | 18393396 | [8 empty] | AED |  |  |  |  | Citywalk Plot 5.11 Main Works Contract BOQ (1).xlsx |  |  |  | CITYWALK PHASE-05, PLOT 5.11 | Residential | CITYWALK RESIDENTIAL 1 LLC
399 | A | Third Party Inspection | Item | Item | 1 | 40000 | B — Site Work | B | B19 | B1905 | B19 Underground drainage | 8.01 | Site Works, Drainage, External Services & Landscaping | Volume (m³), Length (m), Area (m²), Enumerated (nr), Item | AED | 66 | Fuzzy | ⚠ |  | Citywalk Plot 5.11 Main Works Contract BOQ (1).xlsx |  |  |  | CITYWALK PHASE-05, PLOT 5.11 | Residential | CITYWALK RESIDENTIAL 1 LLC
401 | B | Off Site Storage | Item | Item |  | Included | A — General Requirements | A | A04 | A0401 | Contractor's administrative arrangements | 9.01 | Preliminaries / General Requirements | Item | AED | 60 | Fuzzy | ⚠ |  | Citywalk Plot 5.11 Main Works Contract BOQ (1).xlsx |  |  |  | CITYWALK PHASE-05, PLOT 5.11 | Residential | CITYWALK RESIDENTIAL 1 LLC
▸ Employer's and Consultants' Facilities
405 | C | Site photographs | Item | Item | 1 | 25000 | B — Site Work | B | B01 | B0100 | B1 Site exploration generally | 8.01 | Site Works, Drainage, External Services & Landscaping | Volume (m³), Length (m), Area (m²), Enumerated (nr), Item | AED | 61 | Fuzzy | ⚠ |  | Citywalk Plot 5.11 Main Works Contract BOQ (1).xlsx |  |  |  | CITYWALK PHASE-05, PLOT 5.11 | Residential | CITYWALK RESIDENTIAL 1 LLC
407 | D | Employers and Consultants Accommodation | Item | Item |  | 25000 | A — General Requirements | A | A07 | A0701 | Contractor's facilities | 9.01 | Preliminaries / General Requirements | Item | AED | 68 | Fuzzy | ⚠ |  | Citywalk Plot 5.11 Main Works Contract BOQ (1).xlsx |  |  |  | CITYWALK PHASE-05, PLOT 5.11 | Residential | CITYWALK RESIDENTIAL 1 LLC
▸ Contractor's Facilities
411 | E | Offices, laboratories, compounds, stores, messing facilities and living accommodation | Item | Item |  | 1000000 | A — General Requirements | A | A07 | A0701 | Contractor's facilities | 9.01 | Preliminaries / General Requirements | Item | AED | 79 | Fuzzy | ⚠ |  | Citywalk Plot 5.11 Main Works Contract BOQ (1).xlsx |  |  |  | CITYWALK PHASE-05, PLOT 5.11 | Residential | CITYWALK RESIDENTIAL 1 LLC
413 | F | Off-site storage | Item | Item |  | Included | F — Woodwork | F | F07 | F0701 | F7 Composite items | 2.01 | Frame / Woodwork | Length (m), Area (m²), Enumerated (nr) | AED | 65 | Fuzzy | ⚠ |  | Citywalk Plot 5.11 Main Works Contract BOQ (1).xlsx |  |  |  | CITYWALK PHASE-05, PLOT 5.11 | Residential | CITYWALK RESIDENTIAL 1 LLC
415 | G | Temporary fencing, hoardings, screens and guardrails | Item | Item |  | 120000 | A — General Requirements | A | A07 | A0701 | Contractor's facilities | 9.01 | Preliminaries / General Requirements | Item | AED | 79 | Fuzzy | ⚠ |  | Citywalk Plot 5.11 Main Works Contract BOQ (1).xlsx |  |  |  | CITYWALK PHASE-05, PLOT 5.11 | Residential | CITYWALK RESIDENTIAL 1 LLC
417 | H | Temporary roads, hardstandings and crossings | Item | Item |  | 20000 | A — General Requirements | A | A07 | A0701 | Contractor's facilities | 9.01 | Preliminaries / General Requirements | Item | AED | 79 | Fuzzy | ⚠ |  | Citywalk Plot 5.11 Main Works Contract BOQ (1).xlsx |  |  |  | CITYWALK PHASE-05, PLOT 5.11 | Residential | CITYWALK RESIDENTIAL 1 LLC
419 | J | Water for the Works | Item | Item | 0.36 | 950000 | A — General Requirements | A | A07 | A0701 | Contractor's facilities | 9.01 | Preliminaries / General Requirements | Item | AED | 79 | Fuzzy | ⚠ |  | Citywalk Plot 5.11 Main Works Contract BOQ (1).xlsx |  |  |  | CITYWALK PHASE-05, PLOT 5.11 | Residential | CITYWALK RESIDENTIAL 1 LLC
421 | K | Compressed air for the Works | Item | Item |  | Included | A — General Requirements | A | A08 | A0801 | Temporary works | 9.01 | Preliminaries / General Requirements | Item | AED | 76 | Fuzzy | ⚠ |  | Citywalk Plot 5.11 Main Works Contract BOQ (1).xlsx |  |  |  | CITYWALK PHASE-05, PLOT 5.11 | Residential | CITYWALK RESIDENTIAL 1 LLC
423 | L | Lighting and power for the Works | Item | Item | 0.3 | 2500000 | A — General Requirements | A | A07 | A0701 | Contractor's facilities | 9.01 | Preliminaries / General Requirements | Item | AED | 79 | Fuzzy | ⚠ |  | Citywalk Plot 5.11 Main Works Contract BOQ (1).xlsx |  |  |  | CITYWALK PHASE-05, PLOT 5.11 | Residential | CITYWALK RESIDENTIAL 1 LLC
425 | M | Temporary telephones, electronic mail and facsimile facilities | Item | Item | 0.35 | 450000 | A — General Requirements | A | A08 | A0800 | Temporary works | 9.01 | Preliminaries / General Requirements | Item | AED | 79 | Fuzzy | ⚠ |  | Citywalk Plot 5.11 Main Works Contract BOQ (1).xlsx |  |  |  | CITYWALK PHASE-05, PLOT 5.11 | Residential | CITYWALK RESIDENTIAL 1 LLC
▸ Temporary Works
429 | N | Traffic diversion | Item | Item |  | Included | A — General Requirements | A | A08 | A0801 | Temporary works | 9.01 | Preliminaries / General Requirements | Item | AED | 79 | Fuzzy | ⚠ |  | Citywalk Plot 5.11 Main Works Contract BOQ (1).xlsx |  |  |  | CITYWALK PHASE-05, PLOT 5.11 | Residential | CITYWALK RESIDENTIAL 1 LLC
431 | P | Access roads | Item | Item |  | Included | A — General Requirements | A | A08 | A0801 | Temporary works | 9.01 | Preliminaries / General Requirements | Item | AED | 79 | Fuzzy | ⚠ |  | Citywalk Plot 5.11 Main Works Contract BOQ (1).xlsx |  |  |  | CITYWALK PHASE-05, PLOT 5.11 | Residential | CITYWALK RESIDENTIAL 1 LLC
433 | Q | Design and removal | Item | Item |  | Included | B — Site Work | B | B05 | B0500 | B5 Demolitions and alterations | 8.01 | Site Works, Drainage, External Services & Landscaping | Volume (m³), Length (m), Area (m²), Enumerated (nr), Item | AED | 60 | Fuzzy | ⚠ |  | Citywalk Plot 5.11 Main Works Contract BOQ (1).xlsx |  |  |  | CITYWALK PHASE-05, PLOT 5.11 | Residential | CITYWALK RESIDENTIAL 1 LLC
435 | R | Pumping | Item | Item |  | Included | A — General Requirements | A | A08 | A0801 | Temporary works | 9.01 | Preliminaries / General Requirements | Item | AED | 79 | Fuzzy | ⚠ |  | Citywalk Plot 5.11 Main Works Contract BOQ (1).xlsx |  |  |  | CITYWALK PHASE-05, PLOT 5.11 | Residential | CITYWALK RESIDENTIAL 1 LLC
437 | S | Dewatering | Item | Item |  | Included | B — Site Work | B | B04 | B0403 | B4 Site preparation | 8.01 | External Works – Site Prep | Item | AED | 90 | Rule | ✓ |  | Citywalk Plot 5.11 Main Works Contract BOQ (1).xlsx |  |  |  | CITYWALK PHASE-05, PLOT 5.11 | Residential | CITYWALK RESIDENTIAL 1 LLC
452 |  |  | To Collection AED | To Collection AED |  | 5130000 | [8 empty] | AED |  |  |  |  | Citywalk Plot 5.11 Main Works Contract BOQ (1).xlsx |  |  |  | CITYWALK PHASE-05, PLOT 5.11 | Residential | CITYWALK RESIDENTIAL 1 LLC
456 | A | Services and Facilities | Item | Item |  | Included | A — General Requirements | A | A06 | A0601 | Employer's facilities | 9.01 | Preliminaries / General Requirements | Item | AED | 69 | Fuzzy | ⚠ |  | Citywalk Plot 5.11 Main Works Contract BOQ (1).xlsx |  |  |  | CITYWALK PHASE-05, PLOT 5.11 | Residential | CITYWALK RESIDENTIAL 1 LLC
458 | B | Wild Air | Item | Item |  | Refer to PTC No.5, Item 11 of Section A | A — General Requirements | A | A08 | A0801 | Temporary works | 9.01 | Preliminaries / General Requirements | Item | AED | 63 | Fuzzy | ⚠ |  | Citywalk Plot 5.11 Main Works Contract BOQ (1).xlsx |  |  |  | CITYWALK PHASE-05, PLOT 5.11 | Residential | CITYWALK RESIDENTIAL 1 LLC
▸ Sundry Items
462 | C | Testing of materials | Item | Item | 0.7 | 70000 | A — General Requirements | A | A09 | A0901 | Sundry items | 9.01 | Preliminaries / General Requirements | Item | AED | 79 | Fuzzy | ⚠ |  | Citywalk Plot 5.11 Main Works Contract BOQ (1).xlsx |  |  |  | CITYWALK PHASE-05, PLOT 5.11 | Residential | CITYWALK RESIDENTIAL 1 LLC
464 | D | Testing of the Works | Item | Item |  | Included | A — General Requirements | A | A09 | A0901 | Sundry items | 9.01 | Preliminaries / General Requirements | Item | AED | 79 | Fuzzy | ⚠ |  | Citywalk Plot 5.11 Main Works Contract BOQ (1).xlsx |  |  |  | CITYWALK PHASE-05, PLOT 5.11 | Residential | CITYWALK RESIDENTIAL 1 LLC
466 | E | Protecting the Works from inclement weather | Item | Item |  | Included | A — General Requirements | A | A09 | A0901 | Sundry items | 9.01 | Preliminaries / General Requirements | Item | AED | 79 | Fuzzy | ⚠ |  | Citywalk Plot 5.11 Main Works Contract BOQ (1).xlsx |  |  |  | CITYWALK PHASE-05, PLOT 5.11 | Residential | CITYWALK RESIDENTIAL 1 LLC
468 | F | Precautions against fire | Item | Item | 0.7 | 100000 | D — Masonry | D | D02 | D0201 | D2 Walls and piers | 2.05 | External Walls / Masonry | Area (m²), Length (m), Volume (m³) | AED | 60 | Fuzzy | ⚠ |  | Citywalk Plot 5.11 Main Works Contract BOQ (1).xlsx |  |  |  | CITYWALK PHASE-05, PLOT 5.11 | Residential | CITYWALK RESIDENTIAL 1 LLC
470 | G | Removing rubbish, protective casings and coverings and cleaning the Works at completion | Item | Item | 0.7 | 350000 | A — General Requirements | A | A09 | A0901 | Sundry items | 9.01 | Preliminaries / General Requirements | Item | AED | 79 | Fuzzy | ⚠ |  | Citywalk Plot 5.11 Main Works Contract BOQ (1).xlsx |  |  |  | CITYWALK PHASE-05, PLOT 5.11 | Residential | CITYWALK RESIDENTIAL 1 LLC
472 | H | Traffic regulations | Item | Item |  | Included | A — General Requirements | A | A09 | A0901 | Sundry items | 9.01 | Preliminaries / General Requirements | Item | AED | 79 | Fuzzy | ⚠ |  | Citywalk Plot 5.11 Main Works Contract BOQ (1).xlsx |  |  |  | CITYWALK PHASE-05, PLOT 5.11 | Residential | CITYWALK RESIDENTIAL 1 LLC
474 | J | Maintenance of public and private roads | Item | Item |  | Included within the plot limit | A — General Requirements | A | A09 | A0901 | Sundry items | 9.01 | Preliminaries / General Requirements | Item | AED | 79 | Fuzzy | ⚠ |  | Citywalk Plot 5.11 Main Works Contract BOQ (1).xlsx |  |  |  | CITYWALK PHASE-05, PLOT 5.11 | Residential | CITYWALK RESIDENTIAL 1 LLC
476 | K | Drying the Works | Item | Item |  | Included | A — General Requirements | A | A09 | A0901 | Sundry items | 9.01 | Preliminaries / General Requirements | Item | AED | 79 | Fuzzy | ⚠ |  | Citywalk Plot 5.11 Main Works Contract BOQ (1).xlsx |  |  |  | CITYWALK PHASE-05, PLOT 5.11 | Residential | CITYWALK RESIDENTIAL 1 LLC
478 | L | Control of noise and pollution | Item | Item |  | Included | A — General Requirements | A | A09 | A0901 | Sundry items | 9.01 | Preliminaries / General Requirements | Item | AED | 79 | Fuzzy | ⚠ |  | Citywalk Plot 5.11 Main Works Contract BOQ (1).xlsx |  |  |  | CITYWALK PHASE-05, PLOT 5.11 | Residential | CITYWALK RESIDENTIAL 1 LLC
480 | M | Statutory obligations | Item | Item |  | Included | A — General Requirements | A | A09 | A0901 | Sundry items | 9.01 | Preliminaries / General Requirements | Item | AED | 79 | Fuzzy | ⚠ |  | Citywalk Plot 5.11 Main Works Contract BOQ (1).xlsx |  |  |  | CITYWALK PHASE-05, PLOT 5.11 | Residential | CITYWALK RESIDENTIAL 1 LLC
482 | N | Project notice boards | Item | Item |  | Included | A — General Requirements | A | A03 | A0300 | Restrictions | 9.01 | Preliminaries – Site Facilities & Temporary Works | Item | AED | 80 | AI | ⚠ |  | Citywalk Plot 5.11 Main Works Contract BOQ (1).xlsx |  |  |  | CITYWALK PHASE-05, PLOT 5.11 | Residential | CITYWALK RESIDENTIAL 1 LLC
484 | P | All mock-ups, prototypes and samples required by the Specification and the Drawings | Item | Item | 0.7 | 60000 | A — General Requirements | A | A02 | A0200 | Specification | 9.01 | Preliminaries / General Requirements | Item | AED | 79 | Fuzzy | ⚠ |  | Citywalk Plot 5.11 Main Works Contract BOQ (1).xlsx |  |  |  | CITYWALK PHASE-05, PLOT 5.11 | Residential | CITYWALK RESIDENTIAL 1 LLC
486 | Q | Design of the Works to the extent provided for in the Contract | Item | Item |  | Included | A — General Requirements | A | A09 | A0901 | Sundry items | 9.01 | Preliminaries / General Requirements | Item | AED | 71 | Fuzzy | ⚠ |  | Citywalk Plot 5.11 Main Works Contract BOQ (1).xlsx |  |  |  | CITYWALK PHASE-05, PLOT 5.11 | Residential | CITYWALK RESIDENTIAL 1 LLC
488 | R | Sustainable design requirements | Item | Item |  | 100000 | A — General Requirements | A | A00 | A0000 |  | 9.01 | Preliminaries / General Requirements | Item | AED | 65 | Fuzzy | ⚠ |  | Citywalk Plot 5.11 Main Works Contract BOQ (1).xlsx |  |  |  | CITYWALK PHASE-05, PLOT 5.11 | Residential | CITYWALK RESIDENTIAL 1 LLC
490 | S | Provision of as-built drawings, specifications, method statements, quality control records, operations and maintenance manuals, manufacturers literature, certificates, risk assessments and other information requested by the Employer | Item | Item | 1 | 120000 | R — Electrical Engineering Installations | R | R06 | R0600 | R6 Control gear | 5.08 | Electrical Engineering Installations | Length (m), Enumerated (nr), Item | AED | 65 | Fuzzy | ⚠ |  | Citywalk Plot 5.11 Main Works Contract BOQ (1).xlsx |  |  |  | CITYWALK PHASE-05, PLOT 5.11 | Residential | CITYWALK RESIDENTIAL 1 LLC
502 |  |  | To Collection AED | To Collection AED |  | 800000 | [8 empty] | AED |  |  |  |  | Citywalk Plot 5.11 Main Works Contract BOQ (1).xlsx |  |  |  | CITYWALK PHASE-05, PLOT 5.11 | Residential | CITYWALK RESIDENTIAL 1 LLC
▸ Sundry Items (Cont'd)
508 | A | Warranties | Item | Item | 1 | 80000 | A — General Requirements | A | A00 | A0000 |  | 9.01 | Preliminaries – Contract Administration | Item | AED | 80 | AI | ⚠ |  | Citywalk Plot 5.11 Main Works Contract BOQ (1).xlsx |  |  |  | CITYWALK PHASE-05, PLOT 5.11 | Residential | CITYWALK RESIDENTIAL 1 LLC
510 | B | Spares as per specifications | Item | Item |  | Included in respective BOQ items | A — General Requirements | A | A02 | A0200 | Specification | 9.01 | Preliminaries / General Requirements | Item | AED | 79 | Fuzzy | ⚠ |  | Citywalk Plot 5.11 Main Works Contract BOQ (1).xlsx |  |  |  | CITYWALK PHASE-05, PLOT 5.11 | Residential | CITYWALK RESIDENTIAL 1 LLC
512 | C | Pest Control | Item | Item | 1 | 5000 | A — General Requirements | A | A09 | A0901 | Sundry items | 9.01 | Preliminaries / General Requirements | Item | AED | 74 | Fuzzy | ⚠ |  | Citywalk Plot 5.11 Main Works Contract BOQ (1).xlsx |  |  |  | CITYWALK PHASE-05, PLOT 5.11 | Residential | CITYWALK RESIDENTIAL 1 LLC
514 | D | Project close out requirements | Item | Item |  | 25000 | A — General Requirements | A | A06 | A0601 | Employer's facilities | 9.01 | Preliminaries / General Requirements | Item | AED | 64 | Fuzzy | ⚠ |  | Citywalk Plot 5.11 Main Works Contract BOQ (1).xlsx |  |  |  | CITYWALK PHASE-05, PLOT 5.11 | Residential | CITYWALK RESIDENTIAL 1 LLC
561 |  |  | To Collection AED | To Collection AED |  | 110000 | [8 empty] | AED |  |  |  |  | Citywalk Plot 5.11 Main Works Contract BOQ (1).xlsx |  |  |  | CITYWALK PHASE-05, PLOT 5.11 | Residential | CITYWALK RESIDENTIAL 1 LLC
▸ GENERALLY
567 | A | Allow for any other General Requirements which are not included above but which are required to complete the Works (Tenderer to list below): | Item | Item |  | 0 | A — General Requirements | A | A00 | A0000 |  | 9.01 | Preliminaries / General Requirements | Item | AED | 79 | Fuzzy | ⚠ |  | Citywalk Plot 5.11 Main Works Contract BOQ (1).xlsx |  |  |  | CITYWALK PHASE-05, PLOT 5.11 | Residential | CITYWALK RESIDENTIAL 1 LLC
618 |  |  | To Collection AED | To Collection AED |  | 0 | [8 empty] | AED |  |  |  |  | Citywalk Plot 5.11 Main Works Contract BOQ (1).xlsx |  |  |  | CITYWALK PHASE-05, PLOT 5.11 | Residential | CITYWALK RESIDENTIAL 1 LLC
621 |  | COLLECTION | [12 empty] | AED |  |  |  |  | Citywalk Plot 5.11 Main Works Contract BOQ (1).xlsx |  |  |  | CITYWALK PHASE-05, PLOT 5.11 | Residential | CITYWALK RESIDENTIAL 1 LLC
623 |  | Page 1/A/1 |  |  |  | 0 | [8 empty] | AED |  |  |  |  | Citywalk Plot 5.11 Main Works Contract BOQ (1).xlsx |  |  |  | CITYWALK PHASE-05, PLOT 5.11 | Residential | CITYWALK RESIDENTIAL 1 LLC
625 |  | Page 1/A/2 |  |  |  | 0 | [8 empty] | AED |  |  |  |  | Citywalk Plot 5.11 Main Works Contract BOQ (1).xlsx |  |  |  | CITYWALK PHASE-05, PLOT 5.11 | Residential | CITYWALK RESIDENTIAL 1 LLC
627 |  | Page 1/A/3 |  |  |  | 1100000 | [8 empty] | AED |  |  |  |  | Citywalk Plot 5.11 Main Works Contract BOQ (1).xlsx |  |  |  | CITYWALK PHASE-05, PLOT 5.11 | Residential | CITYWALK RESIDENTIAL 1 LLC
629 |  | Page 1/A/4 |  |  |  | 0 | [8 empty] | AED |  |  |  |  | Citywalk Plot 5.11 Main Works Contract BOQ (1).xlsx |  |  |  | CITYWALK PHASE-05, PLOT 5.11 | Residential | CITYWALK RESIDENTIAL 1 LLC
631 |  | Page 1/A/5 |  |  |  | 400000 | [8 empty] | AED |  |  |  |  | Citywalk Plot 5.11 Main Works Contract BOQ (1).xlsx |  |  |  | CITYWALK PHASE-05, PLOT 5.11 | Residential | CITYWALK RESIDENTIAL 1 LLC
633 |  | Page 1/A/6 |  |  |  | 200000 | [8 empty] | AED |  |  |  |  | Citywalk Plot 5.11 Main Works Contract BOQ (1).xlsx |  |  |  | CITYWALK PHASE-05, PLOT 5.11 | Residential | CITYWALK RESIDENTIAL 1 LLC
635 |  | Page 1/A/7 |  |  |  | 18393396 | [8 empty] | AED |  |  |  |  | Citywalk Plot 5.11 Main Works Contract BOQ (1).xlsx |  |  |  | CITYWALK PHASE-05, PLOT 5.11 | Residential | CITYWALK RESIDENTIAL 1 LLC
637 |  | Page 1/A/8 |  |  |  | 5130000 | [8 empty] | AED |  |  |  |  | Citywalk Plot 5.11 Main Works Contract BOQ (1).xlsx |  |  |  | CITYWALK PHASE-05, PLOT 5.11 | Residential | CITYWALK RESIDENTIAL 1 LLC
639 |  | Page 1/A/9 |  |  |  | 800000 | [8 empty] | AED |  |  |  |  | Citywalk Plot 5.11 Main Works Contract BOQ (1).xlsx |  |  |  | CITYWALK PHASE-05, PLOT 5.11 | Residential | CITYWALK RESIDENTIAL 1 LLC
641 |  | Page 1/A/10 |  |  |  | 110000 | [8 empty] | AED |  |  |  |  | Citywalk Plot 5.11 Main Works Contract BOQ (1).xlsx |  |  |  | CITYWALK PHASE-05, PLOT 5.11 | Residential | CITYWALK RESIDENTIAL 1 LLC
643 |  | Page 1/A/11 |  |  |  | 0 | [8 empty] | AED |  |  |  |  | Citywalk Plot 5.11 Main Works Contract BOQ (1).xlsx |  |  |  | CITYWALK PHASE-05, PLOT 5.11 | Residential | CITYWALK RESIDENTIAL 1 LLC
678 |  |  | Carried To Summary AED | Carried To Summary AED |  | 26133396 | [8 empty] | AED |  |  |  |  | Citywalk Plot 5.11 Main Works Contract BOQ (1).xlsx |  |  |  | CITYWALK PHASE-05, PLOT 5.11 | Residential | CITYWALK RESIDENTIAL 1 LLC
Items coded: 152 · Auto ✓: 55 · Flagged ⚠: 97 · Auto rate: 36%

## 2B
Citywalk Plot 5.11 Main Works Contract BOQ (1) · 2B
A–G = original bill data · H–S = POMI + NRM coding · T–AB = project metadata · ✓ ≥85% · ⚠ <85% = review
Row | REF | Description | Qty | Unit | Rate | Amount | POMI Section | Code 1 | Code 2 | Code 3 | POMI Sub Section | NRM | NRM Description | Measurement | Currency | Conf% | Stage | Flag | ACTION | BATCH | Country | City | Asset | Project | Type | Employer | Contract Type
▸ SITE WORK
▸ SITE PREPARATION
▸ Note: Refer to the following:
▸ 1. Drawings;
▸ DHRE0017-KP-PL-B1-DWG-ST-1010B1 - FOUNDATIONS & PILE CAPS LAYOUT - OVERALL PLAN
▸ Site clearance; including accessories and all ancillary works as necessary
16 | A | To plot limit | 4611 | m² | 6 | 27666 | B — Site Work | B | B01 | B0101 | B1 Site exploration generally | 8.01 | External Works – Site Clearance | Item | AED | 85 | AI | ✓ |  | Citywalk Plot 5.11 Main Works Contract BOQ (1).xlsx |  |  |  | CITYWALK PHASE-05, PLOT 5.11 | Residential | CITYWALK RESIDENTIAL 1 LLC
▸ Anti-termite treatment; including surface preparation, accessories and all ancillary works as necessary
20 | B | To horizontal surface | 2974 | m² | 5 | 14870 | F — Woodwork | F | F04 | F0401 | F4 Grounds and battens | 3.01 | Woodwork – Cladding Panel | Area (m²) | AED | 85 | Rule | ✓ |  | Citywalk Plot 5.11 Main Works Contract BOQ (1).xlsx |  |  |  | CITYWALK PHASE-05, PLOT 5.11 | Residential | CITYWALK RESIDENTIAL 1 LLC
▸ Dewatering works; taking over of dewatering system from the Enabling Works including running and maintenance until as required by the Engineer; including all ancillary works as necessary (allowed for 120 days)
24 | C | Dewatering | 1 | Item | 943344 | 943344 | B — Site Work | B | B04 | B0403 | B4 Site preparation | 8.01 | External Works – Site Prep | Item | AED | 90 | Rule | ✓ |  | Citywalk Plot 5.11 Main Works Contract BOQ (1).xlsx |  |  |  | CITYWALK PHASE-05, PLOT 5.11 | Residential | CITYWALK RESIDENTIAL 1 LLC
▸ Pile head treatment; 1000mm diameter(assumed); including surface preparation, protection, accessories and all other ancillary works as necessary
28 | D | 1000mm diameter piles | 166 | Nr. | 1545 | 256470 | B — Site Work | B | B19 | B1904 | B19 Underground drainage | 8.01 | Site Works, Drainage, External Services & Landscaping | Volume (m³), Length (m), Area (m²), Enumerated (nr), Item | AED | 78 | Fuzzy | ⚠ |  | Citywalk Plot 5.11 Main Works Contract BOQ (1).xlsx |  |  |  | CITYWALK PHASE-05, PLOT 5.11 | Residential | CITYWALK RESIDENTIAL 1 LLC
38 |  |  |  | To Collection AED |  | 1242350 | [8 empty] | AED |  |  |  |  | Citywalk Plot 5.11 Main Works Contract BOQ (1).xlsx |  |  |  | CITYWALK PHASE-05, PLOT 5.11 | Residential | CITYWALK RESIDENTIAL 1 LLC
▸ EARTHWORKS
▸ Note: Refer to the following:
▸ 1. Specification;
▸ DHRE0017-DI-XX-XX-SPC-LA-108007
▸ DRW-509-ALL-10100
▸ Specification Part E - Mechanical and Plumbing Section 20 & 22 (Part E)
▸ Part H - Landscape and Irrigation
▸ DHRE0017-GCE-XX-XX-SPC-MEP-108004
▸ 2. Drawings;
▸ DHRE0017- DNK- XX- GF- DWG- LS- 100201
▸ DHRE0017-GC-XX-GF-PLN-MD-101002
▸ DHRE0017-GC-XX-GF-PLN-MD-101001
▸ DHRE0017-GC-XX-XX-DWG-MD-101020
▸ DHRE0017-GC-XX-XX-DWG-MD-101021
▸ D23-61-IBA-DR-DRW-509-ALL-0099
▸ D23-61-IBA-DR-DRW-509-ALL-1001
▸ D23-61-SQM-LS-DRW-509-ALL-1901
▸ DHRE0017-GC-XX-BF-PLN-IC-101001 to 101002
▸ Excavation; including supports and all ancillary works as necessary
80 | A | Excavation to reduce level; for pile caps | 103 | m³ | 75 | 7725 | C — Concrete Work | C | C02 | C0201 | C2 Poured concrete | 2.01 | Substructure | Volume (m³) | AED | 95 | Rule | ✓ |  | Citywalk Plot 5.11 Main Works Contract BOQ (1).xlsx |  |  |  | CITYWALK PHASE-05, PLOT 5.11 | Residential | CITYWALK RESIDENTIAL 1 LLC
82 | B | Excavation to reduce level; to paving area | 118 | m³ | 75 | 8850 | B — Site Work | B | B09 | B0900 | B9 Excavation | 8.01 | Site Works, Drainage, External Services & Landscaping | Volume (m³), Length (m), Area (m²), Enumerated (nr), Item | AED | 79 | Fuzzy | ⚠ |  | Citywalk Plot 5.11 Main Works Contract BOQ (1).xlsx |  |  |  | CITYWALK PHASE-05, PLOT 5.11 | Residential | CITYWALK RESIDENTIAL 1 LLC
86 |  |  |  | To Collection AED |  | 16575 | [8 empty] | AED |  |  |  |  | Citywalk Plot 5.11 Main Works Contract BOQ (1).xlsx |  |  |  | CITYWALK PHASE-05, PLOT 5.11 | Residential | CITYWALK RESIDENTIAL 1 LLC
▸ EARTHWORKS (Cont'd)
▸ Disposal of unsuitable and surplus materials arising from excavation to Contractor's tip approved by the Local Municipality and/or concerned Local Authorities; including all ancillary works as necessary
94 | A | Surplus from pile cap excavation | 103 | m³ | 25 | 2575 | C — Concrete Work | C | C02 | C0201 | C2 Poured concrete | 2.01 | Substructure | Volume (m³) | AED | 95 | Rule | ✓ |  | Citywalk Plot 5.11 Main Works Contract BOQ (1).xlsx |  |  |  | CITYWALK PHASE-05, PLOT 5.11 | Residential | CITYWALK RESIDENTIAL 1 LLC
96 | B | Surplus from paving area | 118 | m³ | 25 | 2950 | B — Site Work | B | B02 | B0202 | B2 Trial holes | 8.01 | External Works – Earthworks Excavation | Volume (m³) | AED | 80 | AI | ⚠ |  | Citywalk Plot 5.11 Main Works Contract BOQ (1).xlsx |  |  |  | CITYWALK PHASE-05, PLOT 5.11 | Residential | CITYWALK RESIDENTIAL 1 LLC
▸ Trench excavation for external services
▸ Excavation of trenches for pipework and fittings (pipes measured separately); including warning tape, backfill, disposal and compaction
▸ Soil pipe
104 | C | 160mm diameter; average depth 750 - 1000mm | 1 | m | 5 | 5 | B — Site Work | B | B05 | B0503 | B5 Demolitions and alterations | 5.03 | Disposal – Foul Drainage Pipe | Length (m) | AED | 88 | AI | ✓ |  | Citywalk Plot 5.11 Main Works Contract BOQ (1).xlsx |  |  |  | CITYWALK PHASE-05, PLOT 5.11 | Residential | CITYWALK RESIDENTIAL 1 LLC
106 | D | 200mm diameter; average depth 750 - 1000mm | 3 | m | 5 | 15 | Q — Mechanical Engineering Installations | Q | Q02 | Q0201 | Q2 Pipework and gutterwork | 3.01 | Mechanical – Drainage Pipe | Length (m) | AED | 90 | Rule | ✓ |  | Citywalk Plot 5.11 Main Works Contract BOQ (1).xlsx |  |  |  | CITYWALK PHASE-05, PLOT 5.11 | Residential | CITYWALK RESIDENTIAL 1 LLC
108 | E | 200mm diameter; average depth 1000 - 1250mm | 30 | m | 5 | 150 | Q — Mechanical Engineering Installations | Q | Q02 | Q0201 | Q2 Pipework and gutterwork | 3.01 | Mechanical – Drainage Pipe | Length (m) | AED | 90 | Rule | ✓ |  | Citywalk Plot 5.11 Main Works Contract BOQ (1).xlsx |  |  |  | CITYWALK PHASE-05, PLOT 5.11 | Residential | CITYWALK RESIDENTIAL 1 LLC
▸ Waste pipe
112 | F | 75mm diameter; average depth 500 - 750mm | 4 | m | 5 | 20 | Q — Mechanical Engineering Installations | Q | Q02 | Q0201 | Q2 Pipework and gutterwork | 3.01 | Mechanical – Drainage Pipe | Length (m) | AED | 88 | Rule | ✓ |  | Citywalk Plot 5.11 Main Works Contract BOQ (1).xlsx |  |  |  | CITYWALK PHASE-05, PLOT 5.11 | Residential | CITYWALK RESIDENTIAL 1 LLC
114 | G | 110mm diameter; average depth 500 - 750mm | 76 | m | 5 | 380 | Q — Mechanical Engineering Installations | Q | Q02 | Q0201 | Q2 Pipework and gutterwork | 3.01 | Mechanical – Drainage Pipe | Length (m) | AED | 90 | Rule | ✓ |  | Citywalk Plot 5.11 Main Works Contract BOQ (1).xlsx |  |  |  | CITYWALK PHASE-05, PLOT 5.11 | Residential | CITYWALK RESIDENTIAL 1 LLC
116 | H | 110mm diameter; average depth 1000 - 1250mm | 1 | m | 5 | 5 | Q — Mechanical Engineering Installations | Q | Q02 | Q0201 | Q2 Pipework and gutterwork | 3.01 | Mechanical – Drainage Pipe | Length (m) | AED | 90 | Rule | ✓ |  | Citywalk Plot 5.11 Main Works Contract BOQ (1).xlsx |  |  |  | CITYWALK PHASE-05, PLOT 5.11 | Residential | CITYWALK RESIDENTIAL 1 LLC
118 | J | 160mm diameter; average depth 500 - 750mm | 6 | m | 5 | 30 | B — Site Work | B | B05 | B0503 | B5 Demolitions and alterations | 5.03 | Disposal – Waste Drainage Pipe | Length (m) | AED | 88 | AI | ✓ |  | Citywalk Plot 5.11 Main Works Contract BOQ (1).xlsx |  |  |  | CITYWALK PHASE-05, PLOT 5.11 | Residential | CITYWALK RESIDENTIAL 1 LLC
120 | K | 160mm diameter; average depth 750 - 1000mm | 7 | m | 5 | 35 | B — Site Work | B | B05 | B0503 | B5 Demolitions and alterations | 5.03 | Disposal – Waste Drainage Pipe | Length (m) | AED | 88 | AI | ✓ |  | Citywalk Plot 5.11 Main Works Contract BOQ (1).xlsx |  |  |  | CITYWALK PHASE-05, PLOT 5.11 | Residential | CITYWALK RESIDENTIAL 1 LLC
122 | L | 200mm diameter; average depth 750 - 1000mm | 3 | m | 5 | 15 | Q — Mechanical Engineering Installations | Q | Q02 | Q0201 | Q2 Pipework and gutterwork | 3.01 | Mechanical – Drainage Pipe | Length (m) | AED | 90 | Rule | ✓ |  | Citywalk Plot 5.11 Main Works Contract BOQ (1).xlsx |  |  |  | CITYWALK PHASE-05, PLOT 5.11 | Residential | CITYWALK RESIDENTIAL 1 LLC
126 |  |  |  | To Collection AED |  | 6180 | [8 empty] | AED |  |  |  |  | Citywalk Plot 5.11 Main Works Contract BOQ (1).xlsx |  |  |  | CITYWALK PHASE-05, PLOT 5.11 | Residential | CITYWALK RESIDENTIAL 1 LLC
▸ EARTHWORKS (Cont'd)
▸ Vent pipe
134 | A | 110mm diameter; average depth 750 - 1000mm | 3 | m | 5 | 15 | Q — Mechanical Engineering Installations | Q | Q02 | Q0201 | Q2 Pipework and gutterwork | 3.01 | Mechanical – Drainage Pipe | Length (m) | AED | 90 | Rule | ✓ |  | Citywalk Plot 5.11 Main Works Contract BOQ (1).xlsx |  |  |  | CITYWALK PHASE-05, PLOT 5.11 | Residential | CITYWALK RESIDENTIAL 1 LLC
136 | B | 110mm diameter; average depth 1000 - 1250mm | 22 | m | 5 | 110 | Q — Mechanical Engineering Installations | Q | Q02 | Q0201 | Q2 Pipework and gutterwork | 3.01 | Mechanical – Drainage Pipe | Length (m) | AED | 90 | Rule | ✓ |  | Citywalk Plot 5.11 Main Works Contract BOQ (1).xlsx |  |  |  | CITYWALK PHASE-05, PLOT 5.11 | Residential | CITYWALK RESIDENTIAL 1 LLC
▸ Planter drain pipe
140 | C | 110mm diameter; average depth 500 - 750mm | 30 | m | 5 | 150 | Q — Mechanical Engineering Installations | Q | Q02 | Q0201 | Q2 Pipework and gutterwork | 3.01 | Mechanical – Drainage Pipe | Length (m) | AED | 90 | Rule | ✓ |  | Citywalk Plot 5.11 Main Works Contract BOQ (1).xlsx |  |  |  | CITYWALK PHASE-05, PLOT 5.11 | Residential | CITYWALK RESIDENTIAL 1 LLC
142 | D | 110mm diameter; average depth 750 - 1000mm | 21 | m | 5 | 105 | Q — Mechanical Engineering Installations | Q | Q02 | Q0201 | Q2 Pipework and gutterwork | 3.01 | Mechanical – Drainage Pipe | Length (m) | AED | 90 | Rule | ✓ |  | Citywalk Plot 5.11 Main Works Contract BOQ (1).xlsx |  |  |  | CITYWALK PHASE-05, PLOT 5.11 | Residential | CITYWALK RESIDENTIAL 1 LLC
▸ Parking drain pipe
146 | E | 110mm diameter; average depth 500 - 750mm | 75 | m | 5 | 375 | Q — Mechanical Engineering Installations | Q | Q02 | Q0201 | Q2 Pipework and gutterwork | 3.01 | Mechanical – Drainage Pipe | Length (m) | AED | 90 | Rule | ✓ |  | Citywalk Plot 5.11 Main Works Contract BOQ (1).xlsx |  |  |  | CITYWALK PHASE-05, PLOT 5.11 | Residential | CITYWALK RESIDENTIAL 1 LLC
148 | F | 110mm diameter; average depth 750 - 1000mm | 29 | m | 5 | 145 | Q — Mechanical Engineering Installations | Q | Q02 | Q0201 | Q2 Pipework and gutterwork | 3.01 | Mechanical – Drainage Pipe | Length (m) | AED | 90 | Rule | ✓ |  | Citywalk Plot 5.11 Main Works Contract BOQ (1).xlsx |  |  |  | CITYWALK PHASE-05, PLOT 5.11 | Residential | CITYWALK RESIDENTIAL 1 LLC
150 | G | 110mm diameter; average depth 1250 - 1500mm | 34 | m | 5 | 170 | Q — Mechanical Engineering Installations | Q | Q02 | Q0201 | Q2 Pipework and gutterwork | 3.01 | Mechanical – Drainage Pipe | Length (m) | AED | 90 | Rule | ✓ |  | Citywalk Plot 5.11 Main Works Contract BOQ (1).xlsx |  |  |  | CITYWALK PHASE-05, PLOT 5.11 | Residential | CITYWALK RESIDENTIAL 1 LLC
152 | H | 160mm diameter; average depth 500 - 750mm | 29 | m | 5 | 145 | B — Site Work | B | B05 | B0504 | B5 Demolitions and alterations | 5.03 | Disposal – Surface Water Drainage Pipe | Length (m) | AED | 85 | AI | ✓ |  | Citywalk Plot 5.11 Main Works Contract BOQ (1).xlsx |  |  |  | CITYWALK PHASE-05, PLOT 5.11 | Residential | CITYWALK RESIDENTIAL 1 LLC
154 | J | 160mm diameter; average depth 750 - 1000mm | 28 | m | 5 | 140 | B — Site Work | B | B05 | B0504 | B5 Demolitions and alterations | 5.03 | Disposal – Surface Water Drainage Pipe | Length (m) | AED | 85 | AI | ✓ |  | Citywalk Plot 5.11 Main Works Contract BOQ (1).xlsx |  |  |  | CITYWALK PHASE-05, PLOT 5.11 | Residential | CITYWALK RESIDENTIAL 1 LLC
156 | K | 160mm diameter; average depth 1250 - 1500mm | 12 | m | 5 | 60 | B — Site Work | B | B05 | B0504 | B5 Demolitions and alterations | 5.03 | Disposal – Surface Water Drainage Pipe | Length (m) | AED | 85 | AI | ✓ |  | Citywalk Plot 5.11 Main Works Contract BOQ (1).xlsx |  |  |  | CITYWALK PHASE-05, PLOT 5.11 | Residential | CITYWALK RESIDENTIAL 1 LLC
158 | L | 200mm diameter; average depth 1000 - 1250mm | 2 | m | 5 | 10 | Q — Mechanical Engineering Installations | Q | Q02 | Q0201 | Q2 Pipework and gutterwork | 3.01 | Mechanical – Drainage Pipe | Length (m) | AED | 90 | Rule | ✓ |  | Citywalk Plot 5.11 Main Works Contract BOQ (1).xlsx |  |  |  | CITYWALK PHASE-05, PLOT 5.11 | Residential | CITYWALK RESIDENTIAL 1 LLC
160 | M | 200mm diameter; average depth 1250 - 1500mm | 5 | m | 5 | 25 | Q — Mechanical Engineering Installations | Q | Q02 | Q0201 | Q2 Pipework and gutterwork | 3.01 | Mechanical – Drainage Pipe | Length (m) | AED | 90 | Rule | ✓ |  | Citywalk Plot 5.11 Main Works Contract BOQ (1).xlsx |  |  |  | CITYWALK PHASE-05, PLOT 5.11 | Residential | CITYWALK RESIDENTIAL 1 LLC
▸ Rain water pipe
164 | N | 160mm diameter; average depth 250 - 500mm | 3 | m | 5 | 15 | B — Site Work | B | B05 | B0504 | B5 Demolitions and alterations | 5.03 | Disposal – Surface Water Drainage Pipe | Length (m) | AED | 85 | AI | ✓ |  | Citywalk Plot 5.11 Main Works Contract BOQ (1).xlsx |  |  |  | CITYWALK PHASE-05, PLOT 5.11 | Residential | CITYWALK RESIDENTIAL 1 LLC
167 |  |  |  | To Collection AED |  | 1465 | [8 empty] | AED |  |  |  |  | Citywalk Plot 5.11 Main Works Contract BOQ (1).xlsx |  |  |  | CITYWALK PHASE-05, PLOT 5.11 | Residential | CITYWALK RESIDENTIAL 1 LLC
▸ EARTHWORKS (Cont'd)
▸ Excavation of trenches for ICT (primary and secondary) uPVC cable duct (measured separately); including, backfill, disposal and compaction
175 | A | Average depth of trench exceeding 500mm but not exceeding 1000mm | 4 | m | 5 | 20 | B — Site Work | B | B02 | B0202 | B2 Trial holes | 8.01 | External Works – Trench Excavation | Volume (m³) | AED | 82 | AI | ⚠ |  | Citywalk Plot 5.11 Main Works Contract BOQ (1).xlsx |  |  |  | CITYWALK PHASE-05, PLOT 5.11 | Residential | CITYWALK RESIDENTIAL 1 LLC
▸ Pit excavation for JRC-12 telecom manhole (measured separately); including backfill, disposal and compaction
179 | B | JRC-12 manhole | 4 | Nr. | 0 | Included | B — Site Work | B | B05 | B0505 | B5 Demolitions and alterations | 5.03 | Disposal – Manhole/Access Chamber | Item | AED | 88 | AI | ✓ |  | Citywalk Plot 5.11 Main Works Contract BOQ (1).xlsx |  |  |  | CITYWALK PHASE-05, PLOT 5.11 | Residential | CITYWALK RESIDENTIAL 1 LLC
210 |  |  |  | To Collection AED |  | 20 | [8 empty] | AED |  |  |  |  | Citywalk Plot 5.11 Main Works Contract BOQ (1).xlsx |  |  |  | CITYWALK PHASE-05, PLOT 5.11 | Residential | CITYWALK RESIDENTIAL 1 LLC
▸ FILLING
▸ Note: Refer to the following:
▸ 1. Specification;
▸ DHRE0017-DI-XX-XX-SPC-LA-108007
▸ 2. Drawings;
▸ DHRE0017- DNK- XX- ZZ- DWG- LS- 100452
▸ DHRE0017-KP-SC-XX-DWG-ST-105313
▸ DHRE0017-KP-FP-GF-DWG-ST-101000
▸ Filling to make up levels
▸ Compacted aggregate base
234 | A | 150mm thick | 44 | m³ | 150 | 6600 | B — Site Work | B | B03 | B0301 | B3 Boreholes (including pumping test wells) | 8.01 | External Works – Base Course | Area (m²) | AED | 85 | AI | ✓ |  | Citywalk Plot 5.11 Main Works Contract BOQ (1).xlsx |  |  |  | CITYWALK PHASE-05, PLOT 5.11 | Residential | CITYWALK RESIDENTIAL 1 LLC
▸ Filling / gap; imported soil fill between electrical trenches at the ground floor attic slab
238 | B | 800mm thick | 178 | m³ | 63 | 11214 | B — Site Work | B | B03 | B0301 | B3 Boreholes (including pumping test wells) | 8.01 | External Works – Base Course | Area (m²) | AED | 80 | AI | ⚠ |  | Citywalk Plot 5.11 Main Works Contract BOQ (1).xlsx |  |  |  | CITYWALK PHASE-05, PLOT 5.11 | Residential | CITYWALK RESIDENTIAL 1 LLC
255 |  |  |  | To Collection AED |  | 17814 | [8 empty] | AED |  |  |  |  | Citywalk Plot 5.11 Main Works Contract BOQ (1).xlsx |  |  |  | CITYWALK PHASE-05, PLOT 5.11 | Residential | CITYWALK RESIDENTIAL 1 LLC
▸ EXTERNAL DRAINAGE
▸ Note: Refer to the following:
▸ 1. Specification;
▸ DHRE0017-DI-XX-XX-SPC-LA-108007_Landscape Specs
▸ 1.Drawings;
▸ DHRE0017-GC-XX-GF-PLN-MD-101002
▸ DHRE0017-GC-XX-GF-PLN-MD-101001
▸ DHRE0017-GC-XX-XX-DWG-MD-101020
▸ DHRE0017-GC-XX-XX-DWG-MD-101021
▸ DHRE0017-DNK-XX-GF-DWG-IR-100701
▸ DHRE0017-DNK-XX-01-DWG-IR-100702
▸ DHRE0017-DNK-XX-05-DWG-IR-100703
▸ DHRE0017-DNK-XX-GF-DWG-IR-100711
▸ DHRE0017-DNK-XX-01-DWG-IR-100721 to 100722
▸ DHRE0017-DNK-XX-05-DWG-IR-100731
▸ DHRE0017-DNK-XX-B1-DWG-IR-100742
▸ DHRE0017-DNK-XX-01-DWG-IR-100751 to 100752
▸ Mechanical Installation
▸ External drainage
▸ uPVC pipework including fittings, supports and ancillary work as necessary (excavation and beds / surrounds measured separately)
302 |  |  |  | To Collection AED |  | 0 | [8 empty] | AED |  |  |  |  | Citywalk Plot 5.11 Main Works Contract BOQ (1).xlsx |  |  |  | CITYWALK PHASE-05, PLOT 5.11 | Residential | CITYWALK RESIDENTIAL 1 LLC
▸ EXTERNAL DRAINAGE (Cont'd)
▸ Soil Pipe
310 | A | 160mm diameter | 1 | m | 284 | 284 | B — Site Work | B | B19 | B1904 | B19 Underground drainage | 8.01 | Site Works, Drainage, External Services & Landscaping | Volume (m³), Length (m), Area (m²), Enumerated (nr), Item | AED | 73 | Fuzzy | ⚠ |  | Citywalk Plot 5.11 Main Works Contract BOQ (1).xlsx |  |  |  | CITYWALK PHASE-05, PLOT 5.11 | Residential | CITYWALK RESIDENTIAL 1 LLC
312 | B | 200mm diameter | 32 | m | 335 | 10720 | Q — Mechanical Engineering Installations | Q | Q02 | Q0201 | Q2 Pipework and gutterwork | 3.01 | Mechanical – Drainage Pipe | Length (m) | AED | 90 | Rule | ✓ |  | Citywalk Plot 5.11 Main Works Contract BOQ (1).xlsx |  |  |  | CITYWALK PHASE-05, PLOT 5.11 | Residential | CITYWALK RESIDENTIAL 1 LLC
▸ Waste Pipe
316 | C | 75mm diameter | 4 | m | 135 | 540 | Q — Mechanical Engineering Installations | Q | Q02 | Q0201 | Q2 Pipework and gutterwork | 3.01 | Mechanical – Drainage Pipe | Length (m) | AED | 88 | Rule | ✓ |  | Citywalk Plot 5.11 Main Works Contract BOQ (1).xlsx |  |  |  | CITYWALK PHASE-05, PLOT 5.11 | Residential | CITYWALK RESIDENTIAL 1 LLC
318 | D | 110mm diameter | 76 | m | 189 | 14364 | Q — Mechanical Engineering Installations | Q | Q02 | Q0201 | Q2 Pipework and gutterwork | 3.01 | Mechanical – Drainage Pipe | Length (m) | AED | 90 | Rule | ✓ |  | Citywalk Plot 5.11 Main Works Contract BOQ (1).xlsx |  |  |  | CITYWALK PHASE-05, PLOT 5.11 | Residential | CITYWALK RESIDENTIAL 1 LLC
320 | E | 160mm diameter | 14 | m | 284 | 3976 | B — Site Work | B | B19 | B1904 | B19 Underground drainage | 8.01 | Site Works, Drainage, External Services & Landscaping | Volume (m³), Length (m), Area (m²), Enumerated (nr), Item | AED | 73 | Fuzzy | ⚠ |  | Citywalk Plot 5.11 Main Works Contract BOQ (1).xlsx |  |  |  | CITYWALK PHASE-05, PLOT 5.11 | Residential | CITYWALK RESIDENTIAL 1 LLC
322 | F | 200mm diameter | 3 | m | 335 | 1005 | Q — Mechanical Engineering Installations | Q | Q02 | Q0201 | Q2 Pipework and gutterwork | 3.01 | Mechanical – Drainage Pipe | Length (m) | AED | 90 | Rule | ✓ |  | Citywalk Plot 5.11 Main Works Contract BOQ (1).xlsx |  |  |  | CITYWALK PHASE-05, PLOT 5.11 | Residential | CITYWALK RESIDENTIAL 1 LLC
▸ Vent Pipe
326 | G | 110mm diameter | 24 | m | 189 | 4536 | Q — Mechanical Engineering Installations | Q | Q02 | Q0201 | Q2 Pipework and gutterwork | 3.01 | Mechanical – Drainage Pipe | Length (m) | AED | 90 | Rule | ✓ |  | Citywalk Plot 5.11 Main Works Contract BOQ (1).xlsx |  |  |  | CITYWALK PHASE-05, PLOT 5.11 | Residential | CITYWALK RESIDENTIAL 1 LLC
▸ Planter drain Pipe
330 | H | 110mm diameter | 51 | m | 189 | 9639 | Q — Mechanical Engineering Installations | Q | Q02 | Q0201 | Q2 Pipework and gutterwork | 3.01 | Mechanical – Drainage Pipe | Length (m) | AED | 90 | Rule | ✓ |  | Citywalk Plot 5.11 Main Works Contract BOQ (1).xlsx |  |  |  | CITYWALK PHASE-05, PLOT 5.11 | Residential | CITYWALK RESIDENTIAL 1 LLC
▸ Parking drain Pipe
334 | J | 110mm diameter | 138 | m | 189 | 26082 | Q — Mechanical Engineering Installations | Q | Q02 | Q0201 | Q2 Pipework and gutterwork | 3.01 | Mechanical – Drainage Pipe | Length (m) | AED | 90 | Rule | ✓ |  | Citywalk Plot 5.11 Main Works Contract BOQ (1).xlsx |  |  |  | CITYWALK PHASE-05, PLOT 5.11 | Residential | CITYWALK RESIDENTIAL 1 LLC
336 | K | 160mm diameter | 69 | m | 284 | 19596 | B — Site Work | B | B19 | B1904 | B19 Underground drainage | 8.01 | Site Works, Drainage, External Services & Landscaping | Volume (m³), Length (m), Area (m²), Enumerated (nr), Item | AED | 73 | Fuzzy | ⚠ |  | Citywalk Plot 5.11 Main Works Contract BOQ (1).xlsx |  |  |  | CITYWALK PHASE-05, PLOT 5.11 | Residential | CITYWALK RESIDENTIAL 1 LLC
338 | L | 200mm diameter | 7 | m | 335 | 2345 | Q — Mechanical Engineering Installations | Q | Q02 | Q0201 | Q2 Pipework and gutterwork | 3.01 | Mechanical – Drainage Pipe | Length (m) | AED | 90 | Rule | ✓ |  | Citywalk Plot 5.11 Main Works Contract BOQ (1).xlsx |  |  |  | CITYWALK PHASE-05, PLOT 5.11 | Residential | CITYWALK RESIDENTIAL 1 LLC
▸ Rain water Pipe
342 | M | 160mm diameter | 3 | m | 284 | 852 | B — Site Work | B | B19 | B1904 | B19 Underground drainage | 8.01 | Site Works, Drainage, External Services & Landscaping | Volume (m³), Length (m), Area (m²), Enumerated (nr), Item | AED | 73 | Fuzzy | ⚠ |  | Citywalk Plot 5.11 Main Works Contract BOQ (1).xlsx |  |  |  | CITYWALK PHASE-05, PLOT 5.11 | Residential | CITYWALK RESIDENTIAL 1 LLC
▸ Concrete bed and surroundings; 150mm around the pipe, and ancillary work as necessary
346 | N | 160mm diameter | 3 | m | 0 | Included | B — Site Work | B | B19 | B1904 | B19 Underground drainage | 8.01 | Site Works, Drainage, External Services & Landscaping | Volume (m³), Length (m), Area (m²), Enumerated (nr), Item | AED | 73 | Fuzzy | ⚠ |  | Citywalk Plot 5.11 Main Works Contract BOQ (1).xlsx |  |  |  | CITYWALK PHASE-05, PLOT 5.11 | Residential | CITYWALK RESIDENTIAL 1 LLC
349 |  |  |  | To Collection AED |  | 93939 | [8 empty] | AED |  |  |  |  | Citywalk Plot 5.11 Main Works Contract BOQ (1).xlsx |  |  |  | CITYWALK PHASE-05, PLOT 5.11 | Residential | CITYWALK RESIDENTIAL 1 LLC
▸ EXTERNAL DRAINAGE (Cont'd)
▸ Beds and surround for pipes; with selected granular material and granular bedding, and ancillary work as necessary
357 | A | 75mm diameter | 4 | m | 0 | Included | Q — Mechanical Engineering Installations | Q | Q02 | Q0201 | Q2 Pipework and gutterwork | 3.01 | Mechanical – Drainage Pipe | Length (m) | AED | 88 | Rule | ✓ |  | Citywalk Plot 5.11 Main Works Contract BOQ (1).xlsx |  |  |  | CITYWALK PHASE-05, PLOT 5.11 | Residential | CITYWALK RESIDENTIAL 1 LLC
359 | B | 110mm diameter | 290 | m | 0 | Included | Q — Mechanical Engineering Installations | Q | Q02 | Q0201 | Q2 Pipework and gutterwork | 3.01 | Mechanical – Drainage Pipe | Length (m) | AED | 90 | Rule | ✓ |  | Citywalk Plot 5.11 Main Works Contract BOQ (1).xlsx |  |  |  | CITYWALK PHASE-05, PLOT 5.11 | Residential | CITYWALK RESIDENTIAL 1 LLC
361 | C | 160mm diameter | 86 | m | 0 | Included | B — Site Work | B | B19 | B1904 | B19 Underground drainage | 8.01 | Site Works, Drainage, External Services & Landscaping | Volume (m³), Length (m), Area (m²), Enumerated (nr), Item | AED | 73 | Fuzzy | ⚠ |  | Citywalk Plot 5.11 Main Works Contract BOQ (1).xlsx |  |  |  | CITYWALK PHASE-05, PLOT 5.11 | Residential | CITYWALK RESIDENTIAL 1 LLC
363 | D | 200mm diameter | 43 | m | 0 | Included | Q — Mechanical Engineering Installations | Q | Q02 | Q0201 | Q2 Pipework and gutterwork | 3.01 | Mechanical – Drainage Pipe | Length (m) | AED | 90 | Rule | ✓ |  | Citywalk Plot 5.11 Main Works Contract BOQ (1).xlsx |  |  |  | CITYWALK PHASE-05, PLOT 5.11 | Residential | CITYWALK RESIDENTIAL 1 LLC
▸ Backfilling to pipes comprising granular well compacted bedding and selected excavated, lightly compacted material
367 | E | 75mm diameter | 4 | m | 0 | Included | Q — Mechanical Engineering Installations | Q | Q02 | Q0201 | Q2 Pipework and gutterwork | 3.01 | Mechanical – Drainage Pipe | Length (m) | AED | 88 | Rule | ✓ |  | Citywalk Plot 5.11 Main Works Contract BOQ (1).xlsx |  |  |  | CITYWALK PHASE-05, PLOT 5.11 | Residential | CITYWALK RESIDENTIAL 1 LLC
369 | F | 110mm diameter | 290 | m | 0 | Included | Q — Mechanical Engineering Installations | Q | Q02 | Q0201 | Q2 Pipework and gutterwork | 3.01 | Mechanical – Drainage Pipe | Length (m) | AED | 90 | Rule | ✓ |  | Citywalk Plot 5.11 Main Works Contract BOQ (1).xlsx |  |  |  | CITYWALK PHASE-05, PLOT 5.11 | Residential | CITYWALK RESIDENTIAL 1 LLC
371 | G | 160mm diameter | 86 | m | 0 | Included | B — Site Work | B | B19 | B1904 | B19 Underground drainage | 8.01 | Site Works, Drainage, External Services & Landscaping | Volume (m³), Length (m), Area (m²), Enumerated (nr), Item | AED | 73 | Fuzzy | ⚠ |  | Citywalk Plot 5.11 Main Works Contract BOQ (1).xlsx |  |  |  | CITYWALK PHASE-05, PLOT 5.11 | Residential | CITYWALK RESIDENTIAL 1 LLC
373 | H | 200mm diameter | 43 | m | 0 | Included | Q — Mechanical Engineering Installations | Q | Q02 | Q0201 | Q2 Pipework and gutterwork | 3.01 | Mechanical – Drainage Pipe | Length (m) | AED | 90 | Rule | ✓ |  | Citywalk Plot 5.11 Main Works Contract BOQ (1).xlsx |  |  |  | CITYWALK PHASE-05, PLOT 5.11 | Residential | CITYWALK RESIDENTIAL 1 LLC
▸ Accessories including all hangers, supports and ancillary works as necessary
▸ Floor clean out (FCO)
379 | J | 110mm diameter | 9 | Nr. | 150 | 1350 | Q — Mechanical Engineering Installations | Q | Q02 | Q0201 | Q2 Pipework and gutterwork | 3.01 | Mechanical – Drainage Pipe | Length (m) | AED | 90 | Rule | ✓ |  | Citywalk Plot 5.11 Main Works Contract BOQ (1).xlsx |  |  |  | CITYWALK PHASE-05, PLOT 5.11 | Residential | CITYWALK RESIDENTIAL 1 LLC
381 | K | 160mm diameter | 3 | Nr. | 150 | 450 | B — Site Work | B | B19 | B1904 | B19 Underground drainage | 8.01 | Site Works, Drainage, External Services & Landscaping | Volume (m³), Length (m), Area (m²), Enumerated (nr), Item | AED | 73 | Fuzzy | ⚠ |  | Citywalk Plot 5.11 Main Works Contract BOQ (1).xlsx |  |  |  | CITYWALK PHASE-05, PLOT 5.11 | Residential | CITYWALK RESIDENTIAL 1 LLC
393 |  |  |  | To Collection AED |  | 1800 | [8 empty] | AED |  |  |  |  | Citywalk Plot 5.11 Main Works Contract BOQ (1).xlsx |  |  |  | CITYWALK PHASE-05, PLOT 5.11 | Residential | CITYWALK RESIDENTIAL 1 LLC
▸ EXTERNAL DRAINAGE (Cont'd)
▸ Gully traps; reinforced concrete, commencing excavation at finished grade line level, including clear cast iron single seal cover, gully piece, P trap, and all necessary backfilling, disposal of surplus excavated materials and formwork, all necessary accessories and connections
401 | A | GT; size 650 x 650mm | 1 | Nr. | 1046 | 1046 | B — Site Work | B | B05 | B0505 | B5 Demolitions and alterations | 5.03 | Disposal – Gully Trap | Item | AED | 88 | AI | ✓ |  | Citywalk Plot 5.11 Main Works Contract BOQ (1).xlsx |  |  |  | CITYWALK PHASE-05, PLOT 5.11 | Residential | CITYWALK RESIDENTIAL 1 LLC
403 | B | GT; size 800 x 800mm | 1 | Nr. | 1046 | 1046 | B — Site Work | B | B05 | B0505 | B5 Demolitions and alterations | 5.03 | Disposal – Gully Trap | Item | AED | 88 | AI | ✓ |  | Citywalk Plot 5.11 Main Works Contract BOQ (1).xlsx |  |  |  | CITYWALK PHASE-05, PLOT 5.11 | Residential | CITYWALK RESIDENTIAL 1 LLC
405 | C | GT; size 1000 x 1000mm | 1 | Nr. | 1046 | 1046 | B — Site Work | B | B05 | B0505 | B5 Demolitions and alterations | 5.03 | Disposal – Gully Trap | Item | AED | 88 | AI | ✓ |  | Citywalk Plot 5.11 Main Works Contract BOQ (1).xlsx |  |  |  | CITYWALK PHASE-05, PLOT 5.11 | Residential | CITYWALK RESIDENTIAL 1 LLC
▸ Manhole complete; HDDI grating with push fit GRP sealing plate, all necessary excavation, disposal, backfilling, reinforcement and formwork complete as specified of the following size.
409 | D | Manhole MH-01; size 600 x 600 x 950mm (D) | 1 | Nr. | 1495 | 1495 | B — Site Work | B | B05 | B0505 | B5 Demolitions and alterations | 5.03 | Disposal – Manhole/Access Chamber | Item | AED | 90 | AI | ✓ |  | Citywalk Plot 5.11 Main Works Contract BOQ (1).xlsx |  |  |  | CITYWALK PHASE-05, PLOT 5.11 | Residential | CITYWALK RESIDENTIAL 1 LLC
411 | E | Manhole MH-02; size 600 x 600 x 1100mm (D) | 1 | Nr. | 1495 | 1495 | B — Site Work | B | B05 | B0505 | B5 Demolitions and alterations | 5.03 | Disposal – Manhole/Access Chamber | Item | AED | 90 | AI | ✓ |  | Citywalk Plot 5.11 Main Works Contract BOQ (1).xlsx |  |  |  | CITYWALK PHASE-05, PLOT 5.11 | Residential | CITYWALK RESIDENTIAL 1 LLC
413 | F | Manhole HC; size 650 x 650mm x 1400mm (D) | 1 | Nr. | 1495 | 1495 | B — Site Work | B | B05 | B0505 | B5 Demolitions and alterations | 5.03 | Disposal – Manhole/Access Chamber | Item | AED | 88 | AI | ✓ |  | Citywalk Plot 5.11 Main Works Contract BOQ (1).xlsx |  |  |  | CITYWALK PHASE-05, PLOT 5.11 | Residential | CITYWALK RESIDENTIAL 1 LLC
415 | G | Manhole HC; size 1200 x 1200mm x 1400mm (D) | 1 | Nr. | 1495 | 1495 | B — Site Work | B | B05 | B0505 | B5 Demolitions and alterations | 5.03 | Disposal – Manhole/Access Chamber | Item | AED | 88 | AI | ✓ |  | Citywalk Plot 5.11 Main Works Contract BOQ (1).xlsx |  |  |  | CITYWALK PHASE-05, PLOT 5.11 | Residential | CITYWALK RESIDENTIAL 1 LLC
417 | H | Manhole PMH; size 850 x 850 x 1200mm (D) | 1 | Nr. | 1495 | 1495 | B — Site Work | B | B05 | B0505 | B5 Demolitions and alterations | 5.03 | Disposal – Manhole/Access Chamber | Item | AED | 85 | AI | ✓ |  | Citywalk Plot 5.11 Main Works Contract BOQ (1).xlsx |  |  |  | CITYWALK PHASE-05, PLOT 5.11 | Residential | CITYWALK RESIDENTIAL 1 LLC
419 | J | Manhole; size 850 x 850 x 1200mm (D) | 1 | Nr. | 1495 | 1495 | B — Site Work | B | B05 | B0505 | B5 Demolitions and alterations | 5.03 | Disposal – Manhole/Access Chamber | Item | AED | 85 | AI | ✓ |  | Citywalk Plot 5.11 Main Works Contract BOQ (1).xlsx |  |  |  | CITYWALK PHASE-05, PLOT 5.11 | Residential | CITYWALK RESIDENTIAL 1 LLC
▸ Final inspection chamber (FIC) complete; HDDI grating with push fit GRP sealing plate, all necessary excavation, disposal, backfilling, reinforcement and formwork complete as specified of the following size.
423 | K | Manhole MH-01; size 600 x 600 x 1000mm (D) | 1 | Nr. | 1495 | 1495 | B — Site Work | B | B05 | B0505 | B5 Demolitions and alterations | 5.03 | Disposal – Manhole/Access Chamber | Item | AED | 90 | AI | ✓ |  | Citywalk Plot 5.11 Main Works Contract BOQ (1).xlsx |  |  |  | CITYWALK PHASE-05, PLOT 5.11 | Residential | CITYWALK RESIDENTIAL 1 LLC
425 | L | Manhole MH-03; size 600 x 600 x 1230mm (D) | 1 | Nr. | 1495 | 1495 | B — Site Work | B | B05 | B0505 | B5 Demolitions and alterations | 5.03 | Disposal – Manhole/Access Chamber | Item | AED | 90 | AI | ✓ |  | Citywalk Plot 5.11 Main Works Contract BOQ (1).xlsx |  |  |  | CITYWALK PHASE-05, PLOT 5.11 | Residential | CITYWALK RESIDENTIAL 1 LLC
428 |  |  |  | To Collection AED |  | 15098 | [8 empty] | AED |  |  |  |  | Citywalk Plot 5.11 Main Works Contract BOQ (1).xlsx |  |  |  | CITYWALK PHASE-05, PLOT 5.11 | Residential | CITYWALK RESIDENTIAL 1 LLC
▸ EXTERNAL DRAINAGE (Cont'd)
▸ Connections to drainage network
436 | A | Allow for connection to drainage network | 1 | Item | 3750 | 3750 | Q — Mechanical Engineering Installations | Q | Q06 | Q0600 | Q6 Connections to supply mains | 5.06 | Mechanical Engineering Installations | Length (m), Weight (t), Area (m²), Enumerated (nr), Item | AED | 71 | Fuzzy | ⚠ |  | Citywalk Plot 5.11 Main Works Contract BOQ (1).xlsx |  |  |  | CITYWALK PHASE-05, PLOT 5.11 | Residential | CITYWALK RESIDENTIAL 1 LLC
476 |  |  |  | To Collection AED |  | 3750 | [8 empty] | AED |  |  |  |  | Citywalk Plot 5.11 Main Works Contract BOQ (1).xlsx |  |  |  | CITYWALK PHASE-05, PLOT 5.11 | Residential | CITYWALK RESIDENTIAL 1 LLC
▸ EXTERNAL SERVICES
▸ Note: Refer to the following:
▸ 1. Specification;
▸ DHRE0017-DI-XX-XX-SPC-LA-108007_Landscape Specs
▸ DHRE0017-LET-XX-XX-SPC-SL-00005
▸ 1.Drawings;
▸ DHRE0017-GC-XX-GF-PLN-MD-101002
▸ DHRE0017-GC-XX-GF-PLN-MD-101001
▸ DHRE0017-GC-XX-XX-DWG-MD-101020
▸ DHRE0017-GC-XX-XX-DWG-MD-101021
▸ DHRE0017-DNK-XX-GF-DWG-IR-100701
▸ DHRE0017-DNK-XX-01-DWG-IR-100702
▸ DHRE0017-DNK-XX-05-DWG-IR-100703
▸ DHRE0017-DNK-XX-GF-DWG-IR-100711
▸ DHRE0017-DNK-XX-01-DWG-IR-100721 to 100722
▸ DHRE0017-DNK-XX-05-DWG-IR-100731
▸ DHRE0017-DNK-XX-B1-DWG-IR-100742
▸ DHRE0017-DNK-XX-01-DWG-IR-100751 to 100752
▸ DHRE0017-LET-XX-01-DWG-SL-100132
▸ DHRE0017-LET-XX-05-DWG-SL-100133
▸ DHRE0017-LET-XX-GF-DWG-SL-100131
▸ DHRE0017-LET-XX-XX-DWG-SL-100408 to 100414
525 |  |  |  | To Collection AED |  | 0 | [8 empty] | AED |  |  |  |  | Citywalk Plot 5.11 Main Works Contract BOQ (1).xlsx |  |  |  | CITYWALK PHASE-05, PLOT 5.11 | Residential | CITYWALK RESIDENTIAL 1 LLC
▸ EXTERNAL SERVICES (Cont'd)
▸ Irrigation system; including piping, valves, fittings, supports and ancillary work as necessary
▸ uPVC irrigation pipe
535 | A | 25mm (1 inch) diameter class "E" | 486 | m | 33 | 16038 | B — Site Work | B | B04 | B0403 | B4 Site preparation | 8.01 | External Works – Irrigation Pipe | Length (m) | AED | 88 | AI | ✓ |  | Citywalk Plot 5.11 Main Works Contract BOQ (1).xlsx |  |  |  | CITYWALK PHASE-05, PLOT 5.11 | Residential | CITYWALK RESIDENTIAL 1 LLC
537 | B | 40mm (1.5 inch) diameter class "D" | 99 | m | 58 | 5742 | B — Site Work | B | B04 | B0403 | B4 Site preparation | 8.01 | External Works – Irrigation Pipe | Length (m) | AED | 88 | AI | ✓ |  | Citywalk Plot 5.11 Main Works Contract BOQ (1).xlsx |  |  |  | CITYWALK PHASE-05, PLOT 5.11 | Residential | CITYWALK RESIDENTIAL 1 LLC
539 | C | 50mm (2 inch) diameter class "D" | 152 | m | 80 | 12160 | B — Site Work | B | B04 | B0403 | B4 Site preparation | 8.01 | External Works – Irrigation Pipe | Length (m) | AED | 88 | AI | ✓ |  | Citywalk Plot 5.11 Main Works Contract BOQ (1).xlsx |  |  |  | CITYWALK PHASE-05, PLOT 5.11 | Residential | CITYWALK RESIDENTIAL 1 LLC
541 | D | 75mm (3 inch) diameter class "D" | 95 | m | 105 | 9975 | B — Site Work | B | B04 | B0403 | B4 Site preparation | 8.01 | External Works – Irrigation Pipe | Length (m) | AED | 88 | AI | ✓ |  | Citywalk Plot 5.11 Main Works Contract BOQ (1).xlsx |  |  |  | CITYWALK PHASE-05, PLOT 5.11 | Residential | CITYWALK RESIDENTIAL 1 LLC
▸ uPVC irrigation sleeve
545 | E | 75mm (3 inch) diameter | 48 | m | 101 | 4848 | B — Site Work | B | B19 | B1904 | B19 Underground drainage | 8.01 | Site Works, Drainage, External Services & Landscaping | Volume (m³), Length (m), Area (m²), Enumerated (nr), Item | AED | 61 | Fuzzy | ⚠ |  | Citywalk Plot 5.11 Main Works Contract BOQ (1).xlsx |  |  |  | CITYWALK PHASE-05, PLOT 5.11 | Residential | CITYWALK RESIDENTIAL 1 LLC
547 | F | 100mm (4 inch) diameter | 15 | m | 133 | 1995 | B — Site Work | B | B19 | B1904 | B19 Underground drainage | 8.01 | Site Works, Drainage, External Services & Landscaping | Volume (m³), Length (m), Area (m²), Enumerated (nr), Item | AED | 60 | Fuzzy | ⚠ |  | Citywalk Plot 5.11 Main Works Contract BOQ (1).xlsx |  |  |  | CITYWALK PHASE-05, PLOT 5.11 | Residential | CITYWALK RESIDENTIAL 1 LLC
549 | G | 150mm (6 inch) diameter | 1 | m | 228 | 228 | B — Site Work | B | B19 | B1904 | B19 Underground drainage | 8.01 | Site Works, Drainage, External Services & Landscaping | Volume (m³), Length (m), Area (m²), Enumerated (nr), Item | AED | 60 | Fuzzy | ⚠ |  | Citywalk Plot 5.11 Main Works Contract BOQ (1).xlsx |  |  |  | CITYWALK PHASE-05, PLOT 5.11 | Residential | CITYWALK RESIDENTIAL 1 LLC
▸ Accessories; including supports, excavation, disposal and ancillary work as necessary
▸ Solenoid valve
555 | H | 25mm (1 inch) diameter; for palm tree, shrubs and GC | 1 | Nr. | 2750 | 2750 | K — Accessories | K | K02 | K0201 | K2 Partitions | 4.01 | Furniture, Fittings and Equipment | Enumerated (nr), Length (m), Area (m²), Item | AED | 63 | Fuzzy | ⚠ |  | Citywalk Plot 5.11 Main Works Contract BOQ (1).xlsx |  |  |  | CITYWALK PHASE-05, PLOT 5.11 | Residential | CITYWALK RESIDENTIAL 1 LLC
557 | J | 40mm (1.5 inch) diameter; for palm tree, shrubs and GC | 3 | Nr. | 3713 | 11139 | K — Accessories | K | K02 | K0201 | K2 Partitions | 4.01 | Furniture, Fittings and Equipment | Enumerated (nr), Length (m), Area (m²), Item | AED | 62 | Fuzzy | ⚠ |  | Citywalk Plot 5.11 Main Works Contract BOQ (1).xlsx |  |  |  | CITYWALK PHASE-05, PLOT 5.11 | Residential | CITYWALK RESIDENTIAL 1 LLC
559 | K | 40mm (1.5 inch) diameter; for lawn | 2 | Nr. | 3713 | 7426 | B — Site Work | B | B04 | B0404 | B4 Site preparation | 8.01 | External Works – Irrigation Valve | Item | AED | 88 | AI | ✓ |  | Citywalk Plot 5.11 Main Works Contract BOQ (1).xlsx |  |  |  | CITYWALK PHASE-05, PLOT 5.11 | Residential | CITYWALK RESIDENTIAL 1 LLC
▸ Quick coupling valve
563 | L | 20mm (3/4 inch) diameter | 4 | Nr. | 2544 | 10176 | B — Site Work | B | B04 | B0404 | B4 Site preparation | 8.01 | External Works – Irrigation Valve | Item | AED | 88 | AI | ✓ |  | Citywalk Plot 5.11 Main Works Contract BOQ (1).xlsx |  |  |  | CITYWALK PHASE-05, PLOT 5.11 | Residential | CITYWALK RESIDENTIAL 1 LLC
569 |  |  |  | To Collection AED |  | 82477 | [8 empty] | AED |  |  |  |  | Citywalk Plot 5.11 Main Works Contract BOQ (1).xlsx |  |  |  | CITYWALK PHASE-05, PLOT 5.11 | Residential | CITYWALK RESIDENTIAL 1 LLC
▸ EXTERNAL SERVICES (Cont'd)
▸ Air release valve
577 | A | 75mm (3 inch) diameter | 1 | Nr. | 3025 | 3025 | B — Site Work | B | B19 | B1904 | B19 Underground drainage | 8.01 | Site Works, Drainage, External Services & Landscaping | Volume (m³), Length (m), Area (m²), Enumerated (nr), Item | AED | 61 | Fuzzy | ⚠ |  | Citywalk Plot 5.11 Main Works Contract BOQ (1).xlsx |  |  |  | CITYWALK PHASE-05, PLOT 5.11 | Residential | CITYWALK RESIDENTIAL 1 LLC
▸ Isolation valve
581 | B | 75mm (3 inch) diameter | 1 | Nr. | 3713 | 3713 | B — Site Work | B | B19 | B1904 | B19 Underground drainage | 8.01 | Site Works, Drainage, External Services & Landscaping | Volume (m³), Length (m), Area (m²), Enumerated (nr), Item | AED | 61 | Fuzzy | ⚠ |  | Citywalk Plot 5.11 Main Works Contract BOQ (1).xlsx |  |  |  | CITYWALK PHASE-05, PLOT 5.11 | Residential | CITYWALK RESIDENTIAL 1 LLC
▸ Drip riser
585 | C | Drip riser point | 150 | Nr. | 66 | 9900 | R — Electrical Engineering Installations | R | R04 | R0401 | R4 Final sub-circuits and auxiliary installations | 5.08 | Electrical Engineering Installations | Length (m), Enumerated (nr), Item | AED | 60 | Fuzzy | ⚠ |  | Citywalk Plot 5.11 Main Works Contract BOQ (1).xlsx |  |  |  | CITYWALK PHASE-05, PLOT 5.11 | Residential | CITYWALK RESIDENTIAL 1 LLC
▸ Pop-up-spray
589 | D | 3m radius | 1 | Nr. | 64 | 64 | B — Site Work | B | B04 | B0405 | B4 Site preparation | 8.01 | External Works – Irrigation Sprinkler | Item | AED | 88 | AI | ✓ |  | Citywalk Plot 5.11 Main Works Contract BOQ (1).xlsx |  |  |  | CITYWALK PHASE-05, PLOT 5.11 | Residential | CITYWALK RESIDENTIAL 1 LLC
591 | E | 4m radius | 20 | Nr. | 71 | 1420 | B — Site Work | B | B04 | B0405 | B4 Site preparation | 8.01 | External Works – Irrigation Sprinkler | Item | AED | 88 | AI | ✓ |  | Citywalk Plot 5.11 Main Works Contract BOQ (1).xlsx |  |  |  | CITYWALK PHASE-05, PLOT 5.11 | Residential | CITYWALK RESIDENTIAL 1 LLC
▸ Decoder
595 | F | Field decoder | 6 | Nr. | 1650 | 9900 | B — Site Work | B | B04 | B0406 | B4 Site preparation | 8.01 | External Works – Irrigation Control | Item | AED | 85 | AI | ✓ |  | Citywalk Plot 5.11 Main Works Contract BOQ (1).xlsx |  |  |  | CITYWALK PHASE-05, PLOT 5.11 | Residential | CITYWALK RESIDENTIAL 1 LLC
597 | G | Sensor decoder | 1 | Nr. | 2063 | 2063 | B — Site Work | B | B04 | B0406 | B4 Site preparation | 8.01 | External Works – Irrigation Control | Item | AED | 85 | AI | ✓ |  | Citywalk Plot 5.11 Main Works Contract BOQ (1).xlsx |  |  |  | CITYWALK PHASE-05, PLOT 5.11 | Residential | CITYWALK RESIDENTIAL 1 LLC
▸ Decoder cable; including conduit
601 | H | Decoder cable | 171 | m | 50 | 8550 | R — Electrical Engineering Installations | R | R02 | R0202 | R2 Main circuits | 5.08 | Electrical Engineering Installations | Length (m), Enumerated (nr), Item | AED | 78 | Fuzzy | ⚠ |  | Citywalk Plot 5.11 Main Works Contract BOQ (1).xlsx |  |  |  | CITYWALK PHASE-05, PLOT 5.11 | Residential | CITYWALK RESIDENTIAL 1 LLC
▸ Hose BIB connection
605 | J | 25mm (1 inch) diameter | 1 | Nr. | 344 | 344 | B — Site Work | B | B19 | B1904 | B19 Underground drainage | 8.01 | Site Works, Drainage, External Services & Landscaping | Volume (m³), Length (m), Area (m²), Enumerated (nr), Item | AED | 61 | Fuzzy | ⚠ |  | Citywalk Plot 5.11 Main Works Contract BOQ (1).xlsx |  |  |  | CITYWALK PHASE-05, PLOT 5.11 | Residential | CITYWALK RESIDENTIAL 1 LLC
607 | K | Pull box | 9 | Nr. | 619 | 5571 | B — Site Work | B | B04 | B0407 | B4 Site preparation | 8.01 | External Works – Hose Outlet | Item | AED | 82 | AI | ⚠ |  | Citywalk Plot 5.11 Main Works Contract BOQ (1).xlsx |  |  |  | CITYWALK PHASE-05, PLOT 5.11 | Residential | CITYWALK RESIDENTIAL 1 LLC
609 | L | Moisture sensor | 1 | Nr. | 7563 | 7563 | G — Thermal And Moisture Protection | G | G00 | G0000 |  | 2.03 | Roof / Thermal & Moisture Protection | Area (m²), Length (m), Enumerated (nr) | AED | 79 | Fuzzy | ⚠ |  | Citywalk Plot 5.11 Main Works Contract BOQ (1).xlsx |  |  |  | CITYWALK PHASE-05, PLOT 5.11 | Residential | CITYWALK RESIDENTIAL 1 LLC
611 | M | Corning point | 2 | Nr. | 4813 | 9626 | R — Electrical Engineering Installations | R | R04 | R0401 | R4 Final sub-circuits and auxiliary installations | 5.08 | Electrical Engineering Installations | Length (m), Enumerated (nr), Item | AED | 67 | Fuzzy | ⚠ |  | Citywalk Plot 5.11 Main Works Contract BOQ (1).xlsx |  |  |  | CITYWALK PHASE-05, PLOT 5.11 | Residential | CITYWALK RESIDENTIAL 1 LLC
613 | N | Decoder controller | 1 | Nr. | 30250 | 30250 | R — Electrical Engineering Installations | R | R06 | R0600 | R6 Control gear | 5.08 | Electrical Engineering Installations | Length (m), Enumerated (nr), Item | AED | 71 | Fuzzy | ⚠ |  | Citywalk Plot 5.11 Main Works Contract BOQ (1).xlsx |  |  |  | CITYWALK PHASE-05, PLOT 5.11 | Residential | CITYWALK RESIDENTIAL 1 LLC
615 | P | Irrigation controller/ timer; battery operated with built in solenoid valve | 1 | Nr. | 11000 | 11000 | Q — Mechanical Engineering Installations | Q | Q05 | Q0502 | Q5 Automatic controls | 5.06 | Mechanical Engineering Installations | Length (m), Weight (t), Area (m²), Enumerated (nr), Item | AED | 68 | Fuzzy | ⚠ |  | Citywalk Plot 5.11 Main Works Contract BOQ (1).xlsx |  |  |  | CITYWALK PHASE-05, PLOT 5.11 | Residential | CITYWALK RESIDENTIAL 1 LLC
617 | Q | Puddle flange | 1 | Nr. | 228 | 228 | B — Site Work | B | B04 | B0407 | B4 Site preparation | 8.01 | External Works – Hose Outlet | Item | AED | 82 | AI | ⚠ |  | Citywalk Plot 5.11 Main Works Contract BOQ (1).xlsx |  |  |  | CITYWALK PHASE-05, PLOT 5.11 | Residential | CITYWALK RESIDENTIAL 1 LLC
620 |  |  |  | To Collection AED |  | 103217 | [8 empty] | AED |  |  |  |  | Citywalk Plot 5.11 Main Works Contract BOQ (1).xlsx |  |  |  | CITYWALK PHASE-05, PLOT 5.11 | Residential | CITYWALK RESIDENTIAL 1 LLC
▸ EXTERNAL SERVICES (Cont'd)
626 | A | Submersible sump pump 8m3/hr, 15m head | 1 | Nr. | 0 | Included in MEP | B — Site Work | B | B05 | B0506 | B5 Demolitions and alterations | 5.03 | Disposal – Pump | Item | AED | 88 | AI | ✓ |  | Citywalk Plot 5.11 Main Works Contract BOQ (1).xlsx |  |  |  | CITYWALK PHASE-05, PLOT 5.11 | Residential | CITYWALK RESIDENTIAL 1 LLC
▸ Sump pit
630 | B | Size; 400 x 400 x 400mm | 1 | Nr. | 0 | Included in MEP | B — Site Work | B | B05 | B0506 | B5 Demolitions and alterations | 5.03 | Disposal – Sump Pit | Item | AED | 88 | AI | ✓ |  | Citywalk Plot 5.11 Main Works Contract BOQ (1).xlsx |  |  |  | CITYWALK PHASE-05, PLOT 5.11 | Residential | CITYWALK RESIDENTIAL 1 LLC
▸ Irrigation vertical multistage main pump set complete with screen filter, pressure vessel, valve package, pressure switches, gauges, transmitter, flowmeter, wire connection, control panel, supports, fittings and ancillary work as necessary
634 | C | Irrigation vertical multistage main pump set (1 duty + 1 standby); 10 cu.m/hr @ 50.0 m head | 1 | Set | 180469 | 180469 | F — Woodwork | F | F04 | F0401 | F4 Grounds and battens | 3.01 | Woodwork – Cladding Panel | Area (m²) | AED | 85 | Rule | ✓ |  | Citywalk Plot 5.11 Main Works Contract BOQ (1).xlsx |  |  |  | CITYWALK PHASE-05, PLOT 5.11 | Residential | CITYWALK RESIDENTIAL 1 LLC
▸ Water Supply
638 | D | Allow for water mains supply connections including valve chamber, beds and surrounds, uPVC ducts, manholes and all necessary ancillary work | 0 | Item | 0 | Included in MEP | Q — Mechanical Engineering Installations | Q | Q06 | Q0600 | Q6 Connections to supply mains | 5.06 | Mechanical Engineering Installations | Length (m), Weight (t), Area (m²), Enumerated (nr), Item | AED | 79 | Fuzzy | ⚠ |  | Citywalk Plot 5.11 Main Works Contract BOQ (1).xlsx |  |  |  | CITYWALK PHASE-05, PLOT 5.11 | Residential | CITYWALK RESIDENTIAL 1 LLC
▸ Electrical Services
642 | E | Allow for electricity mains supply connections including beds and surrounds, uPVC ducts, manholes and all necessary ancillary work | 0 | Item | 0 | Included in MEP | Q — Mechanical Engineering Installations | Q | Q06 | Q0600 | Q6 Connections to supply mains | 5.06 | Mechanical Engineering Installations | Length (m), Weight (t), Area (m²), Enumerated (nr), Item | AED | 79 | Fuzzy | ⚠ |  | Citywalk Plot 5.11 Main Works Contract BOQ (1).xlsx |  |  |  | CITYWALK PHASE-05, PLOT 5.11 | Residential | CITYWALK RESIDENTIAL 1 LLC
▸ Landscape lighting
▸ Final sub-circuits and auxiliary installations complete with cabling, containment, terminations and all ancillary works as necessary
648 | F | Landscape Lighting Points | 168 | Nr. | 679 | 114072 | R — Electrical Engineering Installations | R | R05 | R0501 | R5 Accessories | 3.01 | Electrical – Landscape Lighting Points | Enumerated (nr) | AED | 95 | Rule | ✓ |  | Citywalk Plot 5.11 Main Works Contract BOQ (1).xlsx |  |  |  | CITYWALK PHASE-05, PLOT 5.11 | Residential | CITYWALK RESIDENTIAL 1 LLC
655 |  |  |  | To Collection AED |  | 294541 | [8 empty] | AED |  |  |  |  | Citywalk Plot 5.11 Main Works Contract BOQ (1).xlsx |  |  |  | CITYWALK PHASE-05, PLOT 5.11 | Residential | CITYWALK RESIDENTIAL 1 LLC
▸ EXTERNAL SERVICES (Cont'd)
▸ Landscape light fittings including lamps, ballasts, diffusers, drivers, fixings, hangers, supports and all ancillary works as necessary
▸ Supply only
665 | A | LL-1; 8.5W LED, spike tree light, 35° beam angle, IP67 | 72 | Nr. | 826 | 59472 | B — Site Work | B | B06 | B0601 | B6 Shoring | 8.01 | External Works – Landscape Lighting | Item | AED | 85 | AI | ✓ |  | Citywalk Plot 5.11 Main Works Contract BOQ (1).xlsx |  |  |  | CITYWALK PHASE-05, PLOT 5.11 | Residential | CITYWALK RESIDENTIAL 1 LLC
667 | B | LL-2; 8.7W LED, bollard light, asymmetrical beam, IP65 | 72 | Nr. | 1470 | 105840 | B — Site Work | B | B06 | B0601 | B6 Shoring | 8.01 | External Works – Landscape Lighting | Item | AED | 85 | AI | ✓ |  | Citywalk Plot 5.11 Main Works Contract BOQ (1).xlsx |  |  |  | CITYWALK PHASE-05, PLOT 5.11 | Residential | CITYWALK RESIDENTIAL 1 LLC
669 | C | LL-8; 27W LED, column mounted indirect light with asymmetrical beam 53° distribution, IP67 | 12 | Nr. | 2800 | 33600 | C — Concrete Work | C | C05 | C0502 | C5 Precast concrete | 2.01 | Frame / Concrete Work | Volume (m³), Weight (t), Area (m²), Length (m), Enumerated (nr) | AED | 64 | Fuzzy | ⚠ |  | Citywalk Plot 5.11 Main Works Contract BOQ (1).xlsx |  |  |  | CITYWALK PHASE-05, PLOT 5.11 | Residential | CITYWALK RESIDENTIAL 1 LLC
671 | D | LL-10; 8W LED, floor recessed path way light, 90° bidirectional beam, IP67 | 4 | Nr. | 1688 | 6752 | R — Electrical Engineering Installations | R | R52 | R5201 |  | 5.12 | Electrical – Lighting – External Pathway Lights (Supply) | Number | AED | 72 | AI | ⚠ |  | Citywalk Plot 5.11 Main Works Contract BOQ (1).xlsx |  |  |  | CITYWALK PHASE-05, PLOT 5.11 | Residential | CITYWALK RESIDENTIAL 1 LLC
673 | E | LL-11; 8W LED, floor recessed path way light, 180° beam angle, IP67 | 8 | Nr. | 1791 | 14328 | R — Electrical Engineering Installations | R | R52 | R5201 |  | 5.12 | Electrical – Lighting – External Pathway Lights (Supply) | Number | AED | 72 | AI | ⚠ |  | Citywalk Plot 5.11 Main Works Contract BOQ (1).xlsx |  |  |  | CITYWALK PHASE-05, PLOT 5.11 | Residential | CITYWALK RESIDENTIAL 1 LLC
▸ Install only
677 | F | LL-1; 8.5W LED, spike tree light, 35° beam angle, IP67 | 72 | Nr. | 112 | 8064 | R — Electrical Engineering Installations | R | R52 | R5202 |  | 5.12 | Electrical – Lighting – External Tree/Spike Lights (Installation) | Number | AED | 75 | AI | ⚠ |  | Citywalk Plot 5.11 Main Works Contract BOQ (1).xlsx |  |  |  | CITYWALK PHASE-05, PLOT 5.11 | Residential | CITYWALK RESIDENTIAL 1 LLC
679 | G | LL-2; 8.7W LED, bollard light, asymmetrical beam, IP65 | 72 | Nr. | 112 | 8064 | R — Electrical Engineering Installations | R | R52 | R5202 |  | 5.12 | Electrical – Lighting – External Bollard Lights (Installation) | Number | AED | 76 | AI | ⚠ |  | Citywalk Plot 5.11 Main Works Contract BOQ (1).xlsx |  |  |  | CITYWALK PHASE-05, PLOT 5.11 | Residential | CITYWALK RESIDENTIAL 1 LLC
681 | H | LL-8; 27W LED, column mounted indirect light with asymmetrical beam 53° distribution, IP67 | 12 | Nr. | 112 | 1344 | C — Concrete Work | C | C05 | C0502 | C5 Precast concrete | 2.01 | Frame / Concrete Work | Volume (m³), Weight (t), Area (m²), Length (m), Enumerated (nr) | AED | 64 | Fuzzy | ⚠ |  | Citywalk Plot 5.11 Main Works Contract BOQ (1).xlsx |  |  |  | CITYWALK PHASE-05, PLOT 5.11 | Residential | CITYWALK RESIDENTIAL 1 LLC
683 | J | LL-10; 8W LED, floor recessed path way light, 90° bidirectional beam, IP67 | 4 | Nr. | 112 | 448 | R — Electrical Engineering Installations | R | R52 | R5202 |  | 5.12 | Electrical – Lighting – External Pathway Lights (Installation) | Number | AED | 75 | AI | ⚠ |  | Citywalk Plot 5.11 Main Works Contract BOQ (1).xlsx |  |  |  | CITYWALK PHASE-05, PLOT 5.11 | Residential | CITYWALK RESIDENTIAL 1 LLC
685 | K | LL-11; 8W LED, floor recessed path way light, 180° beam angle, IP67 | 8 | Nr. | 112 | 896 | R — Electrical Engineering Installations | R | R52 | R5202 |  | 5.12 | Electrical – Lighting – External Pathway Lights (Installation) | Number | AED | 75 | AI | ⚠ |  | Citywalk Plot 5.11 Main Works Contract BOQ (1).xlsx |  |  |  | CITYWALK PHASE-05, PLOT 5.11 | Residential | CITYWALK RESIDENTIAL 1 LLC
▸ Telecommunication Connections
689 | L | Allow for telecommunication connections including beds and surrounds, uPVC ducts, manholes and all necessary ancillary work | 1 | Item | 21086 | 21086 | A — General Requirements | A | A07 | A0701 | Contractor's facilities | 9.01 | Preliminaries / General Requirements | Item | AED | 70 | Fuzzy | ⚠ |  | Citywalk Plot 5.11 Main Works Contract BOQ (1).xlsx |  |  |  | CITYWALK PHASE-05, PLOT 5.11 | Residential | CITYWALK RESIDENTIAL 1 LLC
692 |  |  |  | To Collection AED |  | 259894 | [8 empty] | AED |  |  |  |  | Citywalk Plot 5.11 Main Works Contract BOQ (1).xlsx |  |  |  | CITYWALK PHASE-05, PLOT 5.11 | Residential | CITYWALK RESIDENTIAL 1 LLC
▸ EXTERNAL SERVICES (Cont'd)
▸ CCTV SYSTEM
▸ Final sub-circuits and all ancillary installations complete with cabling, containment and terminations as necessary
702 | A | Camera Points | 28 | Nr. | 4248 | 118944 | R — Electrical Engineering Installations | R | R08 | R0804 | R8 Connections to supply mains | 3.01 | Electrical – CCTV | Enumerated (nr) | AED | 97 | Rule | ✓ |  | Citywalk Plot 5.11 Main Works Contract BOQ (1).xlsx |  |  |  | CITYWALK PHASE-05, PLOT 5.11 | Residential | CITYWALK RESIDENTIAL 1 LLC
▸ Accessories including fixings, supports, hangers and all ancillary works as necessary
706 | B | Full HD 1080P day/night outdoor bullet camera; detection; CDW-XX-WP (Cam-6) | 11 | Nr. | 7983 | 87813 | R — Electrical Engineering Installations | R | R54 | R5401 |  | 5.12 | Electrical – Security & Communication – CCTV Camera (Detection) | Number | AED | 78 | AI | ⚠ |  | Citywalk Plot 5.11 Main Works Contract BOQ (1).xlsx |  |  |  | CITYWALK PHASE-05, PLOT 5.11 | Residential | CITYWALK RESIDENTIAL 1 LLC
708 | C | Full HD 1080P day/night outdoor bullet camera; monitoring; CMW-XX-WP (Cam-13) | 17 | Nr. | 7983 | 135711 | R — Electrical Engineering Installations | R | R54 | R5401 |  | 5.12 | Electrical – Security & Communication – CCTV Camera (Monitoring) | Number | AED | 78 | AI | ⚠ |  | Citywalk Plot 5.11 Main Works Contract BOQ (1).xlsx |  |  |  | CITYWALK PHASE-05, PLOT 5.11 | Residential | CITYWALK RESIDENTIAL 1 LLC
735 |  |  |  | To Collection AED |  | 342468 | [8 empty] | AED |  |  |  |  | Citywalk Plot 5.11 Main Works Contract BOQ (1).xlsx |  |  |  | CITYWALK PHASE-05, PLOT 5.11 | Residential | CITYWALK RESIDENTIAL 1 LLC
▸ PAVING AND SURFACING
▸ Note: Refer to the following:
▸ 1. Specification;
▸ DHRE0017-DI-XX-XX-SPC-LA-108007
▸ 2.Drawings;
▸ DHRE0017- DNK- XX- GF- DWG- LS- 100201, DHRE0017- DNK- XX- ZZ- DWG- LS- 100452
▸ DHRE0017-DNK-XX-01-DWG-LS-100201 to DHRE0017-DNK-XX-01-DWG-LS-100211
▸ DHRE0017-DNK-XX-GF-DWG-LS-100301 to DHRE0017-DNK-XX-GF-DWG-LS-100303
▸ DHRE0017-DNK-XX-ZZ-DWG-LS-100401 to DHRE0017-DNK-XX-ZZ-DWG-LS-100457
▸ On slab
▸ Filling / gap; between secondary slab and structural slab for hard scape buildup; including accessories and all ancillary works as necessary
761 | A | Polystyrene; to paving areas | 117 | m³ | 919 | 107523 | C — Concrete Work | C | C02 | C0201 | C2 Poured concrete | 2.01 | Frame / Concrete Work | Volume (m³), Weight (t), Area (m²), Length (m), Enumerated (nr) | AED | 66 | Fuzzy | ⚠ |  | Citywalk Plot 5.11 Main Works Contract BOQ (1).xlsx |  |  |  | CITYWALK PHASE-05, PLOT 5.11 | Residential | CITYWALK RESIDENTIAL 1 LLC
▸ Porcelain tile; in light beige tones; laid on light weight concrete screed (measured elsewhere) with 25mm mortar bed including all necessary ancillary works.
765 | B | P01; Size 600 x 300x 20mm thick; to primary pathway | 640 | m² | 544 | 348160 | B — Site Work | B | B09 | B0905 | B9 Excavation | 8.01 | External Works – Paving & Surfacing – Paving Units | Area (m²) | AED | 80 | AI | ⚠ |  | Citywalk Plot 5.11 Main Works Contract BOQ (1).xlsx |  |  |  | CITYWALK PHASE-05, PLOT 5.11 | Residential | CITYWALK RESIDENTIAL 1 LLC
772 |  |  |  | To Collection AED |  | 455683 | [8 empty] | AED |  |  |  |  | Citywalk Plot 5.11 Main Works Contract BOQ (1).xlsx |  |  |  | CITYWALK PHASE-05, PLOT 5.11 | Residential | CITYWALK RESIDENTIAL 1 LLC
▸ PAVING AND SURFACING (Cont'd)
▸ Porcelain tile pavers; in dark beige tones; matte finish; with 25mm mortar bed; laid on light weight concrete base (measured separately); including joints, mortar, accessories and all ancillary works as necessary
779 | A | P02; Size 600 x 300x 20mm thick; to secondary pathway | 419 | m² | 544 | 227936 | B — Site Work | B | B25 | B2501 | B25 Tunnel linings | 8.01 | Site Works, Drainage, External Services & Landscaping | Volume (m³), Length (m), Area (m²), Enumerated (nr), Item | AED | 66 | Fuzzy | ⚠ |  | Citywalk Plot 5.11 Main Works Contract BOQ (1).xlsx |  |  |  | CITYWALK PHASE-05, PLOT 5.11 | Residential | CITYWALK RESIDENTIAL 1 LLC
▸ Porcelain tile pavers; in grey tones; matte finish; with 25mm mortar bed; laid on light weight concrete base (measured separately); including joints, mortar, accessories and all ancillary works as necessary
783 | B | P03; Size 600 x 300x 20mm thick; to entrance to private balconies | 96 | m² | 564 | 54144 | B — Site Work | B | B09 | B0905 | B9 Excavation | 8.01 | External Works – Paving & Surfacing – Paving Units | Area (m²) | AED | 80 | AI | ⚠ |  | Citywalk Plot 5.11 Main Works Contract BOQ (1).xlsx |  |  |  | CITYWALK PHASE-05, PLOT 5.11 | Residential | CITYWALK RESIDENTIAL 1 LLC
▸ Porcelain tile; in white tones; matte finish; with 25mm mortar bed; laid on light weight concrete base (measured separately); including joints, mortar, accessories and all ancillary works as necessary
787 | C | P04; Size 600 x 300x 80mm thick; to banding | 401 | m | 0 | Not Shown in Drawing | B — Site Work | B | B09 | B0905 | B9 Excavation | 8.01 | External Works – Paving & Surfacing – Paving Units (Heavy Duty) | Area (m²) | AED | 79 | AI | ⚠ |  | Citywalk Plot 5.11 Main Works Contract BOQ (1).xlsx |  |  |  | CITYWALK PHASE-05, PLOT 5.11 | Residential | CITYWALK RESIDENTIAL 1 LLC
▸ Precast concrete coping; in light grey; granix finish; with 25mm mortar bed; laid on planter wall (measured separately); including joints, accessories and all ancillary works as necessary
791 | D | C01; Size 200 x 600 x 50mm thick | 279 | m | 186 | 51894 | B — Site Work | B | B09 | B0905 | B9 Excavation | 8.01 | External Works – Paving & Surfacing – Paving Units | Area (m²) | AED | 80 | AI | ⚠ |  | Citywalk Plot 5.11 Main Works Contract BOQ (1).xlsx |  |  |  | CITYWALK PHASE-05, PLOT 5.11 | Residential | CITYWALK RESIDENTIAL 1 LLC
▸ Granite stone coping; in grey; honed finish; with 25mm mortar bed; laid on shotcrete pool (measured separately); including joints, accessories and all ancillary works as necessary
795 | E | C02; Size 200 x 600 x 50mm thick | 63 | m | 399 | 25137 | B — Site Work | B | B09 | B0905 | B9 Excavation | 8.01 | External Works – Paving & Surfacing – Paving Units | Area (m²) | AED | 80 | AI | ⚠ |  | Citywalk Plot 5.11 Main Works Contract BOQ (1).xlsx |  |  |  | CITYWALK PHASE-05, PLOT 5.11 | Residential | CITYWALK RESIDENTIAL 1 LLC
▸ EPDM rubber surface; in multi- colour; including under layer; 50mm thick SBR flooring, accessories and all ancillary works as necessary
799 | F | P06; To kids play area; multi colour tone mix | 170 | m² | 770 | 130900 | B — Site Work | B | B09 | B0905 | B9 Excavation | 8.01 | External Works – Paving & Surfacing – Paving Units (Coloured) | Area (m²) | AED | 77 | AI | ⚠ |  | Citywalk Plot 5.11 Main Works Contract BOQ (1).xlsx |  |  |  | CITYWALK PHASE-05, PLOT 5.11 | Residential | CITYWALK RESIDENTIAL 1 LLC
802 |  |  |  | To Collection AED |  | 490011 | [8 empty] | AED |  |  |  |  | Citywalk Plot 5.11 Main Works Contract BOQ (1).xlsx |  |  |  | CITYWALK PHASE-05, PLOT 5.11 | Residential | CITYWALK RESIDENTIAL 1 LLC
▸ PAVING AND SURFACING (Cont'd)
▸ Precast concrete up stand kerb; in beige, granix finish; including haunching, base, accessories and all ancillary works as necessary
810 | A | K01; Size 600 x 200 x 300mm thick | 121 | m | 163 | 19723 | B — Site Work | B | B09 | B0905 | B9 Excavation | 8.01 | External Works – Paving & Surfacing – Paving Units (Thick) | Number | AED | 75 | AI | ⚠ |  | Citywalk Plot 5.11 Main Works Contract BOQ (1).xlsx |  |  |  | CITYWALK PHASE-05, PLOT 5.11 | Residential | CITYWALK RESIDENTIAL 1 LLC
812 | B | K01; Size 600 x 200 x 300mm thick; curved | 45 | m | 173 | 7785 | B — Site Work | B | B24 | B2401 | B24 Tunnel excavation | 8.01 | Site Works, Drainage, External Services & Landscaping | Volume (m³), Length (m), Area (m²), Enumerated (nr), Item | AED | 63 | Fuzzy | ⚠ |  | Citywalk Plot 5.11 Main Works Contract BOQ (1).xlsx |  |  |  | CITYWALK PHASE-05, PLOT 5.11 | Residential | CITYWALK RESIDENTIAL 1 LLC
▸ Precast concrete drop kerb; in beige, granix finish; including haunching, base, accessories and all ancillary works as necessary
816 | C | K02; Size 600 x 200 x 180mm thick | 23 | m | 188 | 4324 | B — Site Work | B | B09 | B0905 | B9 Excavation | 8.01 | External Works – Paving & Surfacing – Paving Units (Thick) | Number | AED | 75 | AI | ⚠ |  | Citywalk Plot 5.11 Main Works Contract BOQ (1).xlsx |  |  |  | CITYWALK PHASE-05, PLOT 5.11 | Residential | CITYWALK RESIDENTIAL 1 LLC
818 | D | K02; Size 600 x 200 x 180mm thick; curved | 1 | m | 209 | 209 | B — Site Work | B | B24 | B2401 | B24 Tunnel excavation | 8.01 | Site Works, Drainage, External Services & Landscaping | Volume (m³), Length (m), Area (m²), Enumerated (nr), Item | AED | 63 | Fuzzy | ⚠ |  | Citywalk Plot 5.11 Main Works Contract BOQ (1).xlsx |  |  |  | CITYWALK PHASE-05, PLOT 5.11 | Residential | CITYWALK RESIDENTIAL 1 LLC
▸ Precast concrete transition kerb; in beige, granix finish; including haunching, base, accessories and all ancillary works as necessary
▸ River coin pebbles; in grey shades; tumbled, rounded finish; 80-1200mm dia loose laid; including accessories and all ancillary works as necessary
824 | E | G01; 150mm thick | 119 | m² | 289 | 34391 | B — Site Work | B | B09 | B0903 | B9 Excavation | 8.01 | External Works – Paving & Surfacing – Gravel/Base Course | Area (m²) | AED | 70 | AI | ⚠ |  | Citywalk Plot 5.11 Main Works Contract BOQ (1).xlsx |  |  |  | CITYWALK PHASE-05, PLOT 5.11 | Residential | CITYWALK RESIDENTIAL 1 LLC
▸ Boulder; stand alone grey rak stone; natural angular, chamfered corner; in natural grey/white tones; natural angular; chamfered corner; including accessories and all ancillary works as necessary
828 | F | B01; 300-1000mm diameter | 16 | Nr. | 1375 | 22000 | B — Site Work | B | B09 | B0903 | B9 Excavation | 8.01 | External Works – Paving & Surfacing – Bollards/Edging | Number | AED | 72 | AI | ⚠ |  | Citywalk Plot 5.11 Main Works Contract BOQ (1).xlsx |  |  |  | CITYWALK PHASE-05, PLOT 5.11 | Residential | CITYWALK RESIDENTIAL 1 LLC
837 |  |  |  | To Collection AED |  | 88432 | [8 empty] | AED |  |  |  |  | Citywalk Plot 5.11 Main Works Contract BOQ (1).xlsx |  |  |  | CITYWALK PHASE-05, PLOT 5.11 | Residential | CITYWALK RESIDENTIAL 1 LLC
▸ PAVING AND SURFACING (Cont'd)
▸ Timber look porcelain tile composite deck; matt, anti-slip finish; Oak colour; with 25mm mortar bed; laid on light weight concrete screed (measured elsewhere) and concrete base (measured separately); including joints, mortar, accessories and all ancillary works as necessary
845 | A | D-01; size 1850 x 137 x 20mm thick | 283 | m² | 1031 | 291773 | B — Site Work | B | B09 | B0905 | B9 Excavation | 8.01 | External Works – Paving & Surfacing – Decking/Timber Boards | Area (m²) | AED | 72 | AI | ⚠ |  | Citywalk Plot 5.11 Main Works Contract BOQ (1).xlsx |  |  |  | CITYWALK PHASE-05, PLOT 5.11 | Residential | CITYWALK RESIDENTIAL 1 LLC
▸ Polyurethane resin floor; in dark beige tones; granular finish; including 3 layer system; accessories and all ancillary works as necessary
849 | B | P09; Polyurethane resin floor | 29 | m² | 206 | 5974 | B — Site Work | B | B09 | B0905 | B9 Excavation | 8.01 | External Works – Paving & Surfacing – Resin Flooring | Area (m²) | AED | 76 | AI | ⚠ |  | Citywalk Plot 5.11 Main Works Contract BOQ (1).xlsx |  |  |  | CITYWALK PHASE-05, PLOT 5.11 | Residential | CITYWALK RESIDENTIAL 1 LLC
▸ Aluminium metal edging; in silver tones; mill finish; including accessories and all ancillary works as necessary
853 | C | E01; 3mm thick; 6mm flat top; 150mm high | 40 | m | 131 | 5240 | B — Site Work | B | B09 | B0903 | B9 Excavation | 8.01 | External Works – Paving & Surfacing – Edging/Kerb | Length (m) | AED | 78 | AI | ⚠ |  | Citywalk Plot 5.11 Main Works Contract BOQ (1).xlsx |  |  |  | CITYWALK PHASE-05, PLOT 5.11 | Residential | CITYWALK RESIDENTIAL 1 LLC
855 | D | E03; 3mm thick; 6mm flat top; 40mm high | 446 | m | 94 | 41924 | B — Site Work | B | B09 | B0903 | B9 Excavation | 8.01 | External Works – Paving & Surfacing – Edging/Kerb | Length (m) | AED | 78 | AI | ⚠ |  | Citywalk Plot 5.11 Main Works Contract BOQ (1).xlsx |  |  |  | CITYWALK PHASE-05, PLOT 5.11 | Residential | CITYWALK RESIDENTIAL 1 LLC
▸ On grade
▸ Precast concrete pavers; 60mm thick; size 600x300mm; laid on 50mm thick sand setting bedding
861 | E | Precast concrete paver; to building surround | 289 | m² | 220 | 63580 | C — Concrete Work | C | C05 | C0500 | C5 Precast concrete | 2.01 | Frame / Concrete Work | Volume (m³), Weight (t), Area (m²), Length (m), Enumerated (nr) | AED | 79 | Fuzzy | ⚠ |  | Citywalk Plot 5.11 Main Works Contract BOQ (1).xlsx |  |  |  | CITYWALK PHASE-05, PLOT 5.11 | Residential | CITYWALK RESIDENTIAL 1 LLC
▸ River coin pebbles; in grey shades; polished finish; loose laid; including all ancillary works as necessary
865 | F | 150mm thick | 143 | m² | 289 | 41327 | B — Site Work | B | B09 | B0903 | B9 Excavation | 8.01 | External Works – Paving & Surfacing – Base Course | Area (m²) | AED | 75 | AI | ⚠ |  | Citywalk Plot 5.11 Main Works Contract BOQ (1).xlsx |  |  |  | CITYWALK PHASE-05, PLOT 5.11 | Residential | CITYWALK RESIDENTIAL 1 LLC
▸ Aluminium edging; 3mm thick; 6mm flat top; mill finish; silver colour
869 | G | 50mm high | 84 | m | 104 | 8736 | B — Site Work | B | B09 | B0903 | B9 Excavation | 8.01 | External Works – Paving & Surfacing – Edging/Kerb | Length (m) | AED | 78 | AI | ⚠ |  | Citywalk Plot 5.11 Main Works Contract BOQ (1).xlsx |  |  |  | CITYWALK PHASE-05, PLOT 5.11 | Residential | CITYWALK RESIDENTIAL 1 LLC
872 |  |  |  | To Collection AED |  | 458554 | [8 empty] | AED |  |  |  |  | Citywalk Plot 5.11 Main Works Contract BOQ (1).xlsx |  |  |  | CITYWALK PHASE-05, PLOT 5.11 | Residential | CITYWALK RESIDENTIAL 1 LLC
▸ LANDSCAPING
▸ Note: Refer to the following:
▸ 1. Specification;
▸ DHRE0017-DI-XX-XX-SPC-LA-108007
▸ 2.Drawings;
▸ DHRE0017- DNK- XX- GF- DWG- LS- 100601-100611, DHRE0017- DNK- XX- ZZ- DWG- LS- 100401 - 100403
▸ On slab
▸ Planting mix soil; including all ancillary works as necessary
892 | A | Imported planting soil; sweet soil with fertilizers and soil amendments as required | 744 | m³ | 118 | 87792 | K — Accessories | K | K01 | K0101 | K1 Generally | 4.01 | Furniture, Fittings and Equipment | Enumerated (nr), Length (m), Area (m²), Item | AED | 65 | Fuzzy | ⚠ |  | Citywalk Plot 5.11 Main Works Contract BOQ (1).xlsx |  |  |  | CITYWALK PHASE-05, PLOT 5.11 | Residential | CITYWALK RESIDENTIAL 1 LLC
894 | B | Planting soil/ permeable light weight soil; under paving/ deck; to enhance the root growth | 388 | m³ | 283 | 109804 | K — Accessories | K | K01 | K0101 | K1 Generally | 4.01 | Furniture, Fittings and Equipment | Enumerated (nr), Length (m), Area (m²), Item | AED | 62 | Fuzzy | ⚠ |  | Citywalk Plot 5.11 Main Works Contract BOQ (1).xlsx |  |  |  | CITYWALK PHASE-05, PLOT 5.11 | Residential | CITYWALK RESIDENTIAL 1 LLC
▸ Trees; including rootball supported by galvanized steel cables secured in cast in place anchor bolt in concrete deadman and turnbuckle or ratchet tensioner; including all ancillary works as necessary
898 | C | Albizia lebbeck; 3.0m high | 9 | Nr. | 1650 | 14850 | B — Site Work | B | B13 | B1301 | B13 Piling generally | 8.01 | External Works – Landscape – Trees (Large) | Number | AED | 82 | AI | ⚠ |  | Citywalk Plot 5.11 Main Works Contract BOQ (1).xlsx |  |  |  | CITYWALK PHASE-05, PLOT 5.11 | Residential | CITYWALK RESIDENTIAL 1 LLC
900 | D | Bucida buceras; 3.0m high | 16 | Nr. | 1733 | 27728 | B — Site Work | B | B13 | B1301 | B13 Piling generally | 8.01 | External Works – Landscape – Trees (Large) | Number | AED | 82 | AI | ⚠ |  | Citywalk Plot 5.11 Main Works Contract BOQ (1).xlsx |  |  |  | CITYWALK PHASE-05, PLOT 5.11 | Residential | CITYWALK RESIDENTIAL 1 LLC
902 | E | Callistemon viminalis; 3.0m high | 10 | Nr. | 1815 | 18150 | B — Site Work | B | B13 | B1301 | B13 Piling generally | 8.01 | External Works – Landscape – Trees (Large) | Number | AED | 82 | AI | ⚠ |  | Citywalk Plot 5.11 Main Works Contract BOQ (1).xlsx |  |  |  | CITYWALK PHASE-05, PLOT 5.11 | Residential | CITYWALK RESIDENTIAL 1 LLC
904 | F | Hibiscus tiliaceus; 3.0m high | 13 | Nr. | 1774 | 23062 | B — Site Work | B | B13 | B1301 | B13 Piling generally | 8.01 | External Works – Landscape – Trees (Large) | Number | AED | 82 | AI | ⚠ |  | Citywalk Plot 5.11 Main Works Contract BOQ (1).xlsx |  |  |  | CITYWALK PHASE-05, PLOT 5.11 | Residential | CITYWALK RESIDENTIAL 1 LLC
906 | G | Peltophorum pterocarpum; 3.0m high | 9 | Nr. | 1788 | 16092 | B — Site Work | B | B13 | B1301 | B13 Piling generally | 8.01 | External Works – Landscape – Trees (Large) | Number | AED | 82 | AI | ⚠ |  | Citywalk Plot 5.11 Main Works Contract BOQ (1).xlsx |  |  |  | CITYWALK PHASE-05, PLOT 5.11 | Residential | CITYWALK RESIDENTIAL 1 LLC
908 | H | Plumeria obtusa; 2.0m high | 6 | Nr. | 1650 | 9900 | B — Site Work | B | B13 | B1301 | B13 Piling generally | 8.01 | External Works – Landscape – Trees (Medium) | Number | AED | 81 | AI | ⚠ |  | Citywalk Plot 5.11 Main Works Contract BOQ (1).xlsx |  |  |  | CITYWALK PHASE-05, PLOT 5.11 | Residential | CITYWALK RESIDENTIAL 1 LLC
911 |  |  |  | To Collection AED |  | 307378 | [8 empty] | AED |  |  |  |  | Citywalk Plot 5.11 Main Works Contract BOQ (1).xlsx |  |  |  | CITYWALK PHASE-05, PLOT 5.11 | Residential | CITYWALK RESIDENTIAL 1 LLC
▸ LANDSCAPING (Cont'd)
▸ Palms; including rootball supported by galvanized steel cables secured in cast in place anchor bolt in concrete deadman and turnbuckle or ratchet tensioner; including tree stakers if required and all ancillary works as necessary
919 | A | Bismarckia nobilis; 3.5m high | 3 | Nr. | 10313 | 30939 | B — Site Work | B | B13 | B1301 | B13 Piling generally | 8.01 | External Works – Landscape – Trees (Large) | Number | AED | 82 | AI | ⚠ |  | Citywalk Plot 5.11 Main Works Contract BOQ (1).xlsx |  |  |  | CITYWALK PHASE-05, PLOT 5.11 | Residential | CITYWALK RESIDENTIAL 1 LLC
921 | B | Washingtonia robusta; 5.0m high | 15 | Nr. | 7150 | 107250 | B — Site Work | B | B13 | B1301 | B13 Piling generally | 8.01 | External Works – Landscape – Trees (Large) | Number | AED | 82 | AI | ⚠ |  | Citywalk Plot 5.11 Main Works Contract BOQ (1).xlsx |  |  |  | CITYWALK PHASE-05, PLOT 5.11 | Residential | CITYWALK RESIDENTIAL 1 LLC
▸ Shrubs, ground covers, grass and lawn; in planting soil mix; including all ancillary works as necessary
925 | C | Ground covers; Asystasia Gangetica; 300mm high | 65 | Nr. | 16 | 1040 | B — Site Work | B | B13 | B1302 | B13 Piling generally | 8.01 | External Works – Landscape – Ground Covers & Planting | Area (m²) | AED | 80 | AI | ⚠ |  | Citywalk Plot 5.11 Main Works Contract BOQ (1).xlsx |  |  |  | CITYWALK PHASE-05, PLOT 5.11 | Residential | CITYWALK RESIDENTIAL 1 LLC
927 | D | Ground covers; Ipomoea pes-caprae; 700mm high | 64 | Nr. | 15 | 960 | B — Site Work | B | B13 | B1302 | B13 Piling generally | 8.01 | External Works – Landscape – Ground Covers & Planting | Area (m²) | AED | 80 | AI | ⚠ |  | Citywalk Plot 5.11 Main Works Contract BOQ (1).xlsx |  |  |  | CITYWALK PHASE-05, PLOT 5.11 | Residential | CITYWALK RESIDENTIAL 1 LLC
929 | E | Ground covers; Wedelia trilobata; 300mm high | 50 | Nr. | 25 | 1250 | B — Site Work | B | B13 | B1302 | B13 Piling generally | 8.01 | External Works – Landscape – Ground Covers & Planting | Area (m²) | AED | 80 | AI | ⚠ |  | Citywalk Plot 5.11 Main Works Contract BOQ (1).xlsx |  |  |  | CITYWALK PHASE-05, PLOT 5.11 | Residential | CITYWALK RESIDENTIAL 1 LLC
931 | F | Shrubs; Caesalpinia Pulcherrima; 800mm high | 25 | Nr. | 63 | 1575 | B — Site Work | B | B13 | B1302 | B13 Piling generally | 8.01 | External Works – Landscape – Shrubs & Planting | Number | AED | 80 | AI | ⚠ |  | Citywalk Plot 5.11 Main Works Contract BOQ (1).xlsx |  |  |  | CITYWALK PHASE-05, PLOT 5.11 | Residential | CITYWALK RESIDENTIAL 1 LLC
933 | G | Shrubs; Canna indica; 300mm high | 115 | Nr. | 39 | 4485 | B — Site Work | B | B13 | B1302 | B13 Piling generally | 8.01 | External Works – Landscape – Shrubs & Planting | Number | AED | 80 | AI | ⚠ |  | Citywalk Plot 5.11 Main Works Contract BOQ (1).xlsx |  |  |  | CITYWALK PHASE-05, PLOT 5.11 | Residential | CITYWALK RESIDENTIAL 1 LLC
935 | H | Shrubs; Conocarpus erectus 'Silverleaf' | 254 | Nr. | 63 | 16002 | B — Site Work | B | B13 | B1302 | B13 Piling generally | 8.01 | External Works – Landscape – Shrubs & Planting | Number | AED | 80 | AI | ⚠ |  | Citywalk Plot 5.11 Main Works Contract BOQ (1).xlsx |  |  |  | CITYWALK PHASE-05, PLOT 5.11 | Residential | CITYWALK RESIDENTIAL 1 LLC
937 | J | Shrubs; Dodonea viscosa; 500mm high | 482 | Nr. | 31 | 14942 | B — Site Work | B | B13 | B1302 | B13 Piling generally | 8.01 | External Works – Landscape – Shrubs & Planting | Number | AED | 80 | AI | ⚠ |  | Citywalk Plot 5.11 Main Works Contract BOQ (1).xlsx |  |  |  | CITYWALK PHASE-05, PLOT 5.11 | Residential | CITYWALK RESIDENTIAL 1 LLC
939 | K | Shrubs; Encelia farinosa; 250mm high | 20 | Nr. | 31 | 620 | B — Site Work | B | B02 | B0202 | B2 Trial holes | 8.01 | External Works – Planting (Shrubs) | Number | AED | 85 | AI | ✓ |  | Citywalk Plot 5.11 Main Works Contract BOQ (1).xlsx |  |  |  | CITYWALK PHASE-05, PLOT 5.11 | Residential | CITYWALK RESIDENTIAL 1 LLC
941 | L | Shrubs; Ficus microcarpa `Green Island`; 300mm hogh | 322 | Nr. | 30 | 9660 | B — Site Work | B | B02 | B0202 | B2 Trial holes | 8.01 | External Works – Planting (Shrubs) | Number | AED | 85 | AI | ✓ |  | Citywalk Plot 5.11 Main Works Contract BOQ (1).xlsx |  |  |  | CITYWALK PHASE-05, PLOT 5.11 | Residential | CITYWALK RESIDENTIAL 1 LLC
943 | M | Shrubs; Ficus microcarpa nitida; 500mm high | 22 | Nr. | 41 | 902 | B — Site Work | B | B02 | B0202 | B2 Trial holes | 8.01 | External Works – Planting (Shrubs) | Number | AED | 85 | AI | ✓ |  | Citywalk Plot 5.11 Main Works Contract BOQ (1).xlsx |  |  |  | CITYWALK PHASE-05, PLOT 5.11 | Residential | CITYWALK RESIDENTIAL 1 LLC
945 | N | Shrubs; Hymenocallis littoralis; 300mm high | 342 | Nr. | 33 | 11286 | B — Site Work | B | B02 | B0202 | B2 Trial holes | 8.01 | External Works – Planting (Shrubs) | Number | AED | 85 | AI | ✓ |  | Citywalk Plot 5.11 Main Works Contract BOQ (1).xlsx |  |  |  | CITYWALK PHASE-05, PLOT 5.11 | Residential | CITYWALK RESIDENTIAL 1 LLC
947 | P | Shrubs; Leucophyllum frutescens; 400mm high | 322 | Nr. | 49 | 15778 | B — Site Work | B | B02 | B0202 | B2 Trial holes | 8.01 | External Works – Planting (Shrubs) | Number | AED | 85 | AI | ✓ |  | Citywalk Plot 5.11 Main Works Contract BOQ (1).xlsx |  |  |  | CITYWALK PHASE-05, PLOT 5.11 | Residential | CITYWALK RESIDENTIAL 1 LLC
949 | Q | Shrubs; Pandanus baptistii; 300mm high | 370 | Nr. | 36 | 13320 | B — Site Work | B | B02 | B0202 | B2 Trial holes | 8.01 | External Works – Planting (Shrubs) | Number | AED | 85 | AI | ✓ |  | Citywalk Plot 5.11 Main Works Contract BOQ (1).xlsx |  |  |  | CITYWALK PHASE-05, PLOT 5.11 | Residential | CITYWALK RESIDENTIAL 1 LLC
953 |  |  |  | To Collection AED |  | 230009 | [8 empty] | AED |  |  |  |  | Citywalk Plot 5.11 Main Works Contract BOQ (1).xlsx |  |  |  | CITYWALK PHASE-05, PLOT 5.11 | Residential | CITYWALK RESIDENTIAL 1 LLC
▸ LANDSCAPING (Cont'd)
959 | A | Shrubs; Coccoloba uvifera; 1200mm high | 185 | m² | 145 | 26825 | E — Metalwork | E | E03 | E0301 | E3 Non-structural metalwork | 3.01 | Metalwork – Handrail / Balustrade | Length (m) | AED | 90 | Rule | ✓ |  | Citywalk Plot 5.11 Main Works Contract BOQ (1).xlsx |  |  |  | CITYWALK PHASE-05, PLOT 5.11 | Residential | CITYWALK RESIDENTIAL 1 LLC
961 | B | Shrubs; Vitex agnus-castus; 700mm high | 64 | Nr. | 110 | 7040 | B — Site Work | B | B02 | B0202 | B2 Trial holes | 8.01 | External Works – Planting (Shrubs) | Number | AED | 85 | AI | ✓ |  | Citywalk Plot 5.11 Main Works Contract BOQ (1).xlsx |  |  |  | CITYWALK PHASE-05, PLOT 5.11 | Residential | CITYWALK RESIDENTIAL 1 LLC
963 | C | Grass; Cenchrus ciliaris; 400mm high | 10 | Nr. | 85 | 850 | B — Site Work | B | B02 | B0203 | B2 Trial holes | 8.01 | External Works – Planting (Ornamental Grasses) | Number | AED | 85 | AI | ✓ |  | Citywalk Plot 5.11 Main Works Contract BOQ (1).xlsx |  |  |  | CITYWALK PHASE-05, PLOT 5.11 | Residential | CITYWALK RESIDENTIAL 1 LLC
965 | D | Grass; Muhlenbergia capillaris; 400mm high | 246 | Nr. | 64 | 15744 | B — Site Work | B | B02 | B0203 | B2 Trial holes | 8.01 | External Works – Planting (Ornamental Grasses) | Number | AED | 85 | AI | ✓ |  | Citywalk Plot 5.11 Main Works Contract BOQ (1).xlsx |  |  |  | CITYWALK PHASE-05, PLOT 5.11 | Residential | CITYWALK RESIDENTIAL 1 LLC
967 | E | Grass; Pennisetum setaceum; 500mm high | 237 | Nr. | 25 | 5925 | B — Site Work | B | B02 | B0203 | B2 Trial holes | 8.01 | External Works – Planting (Ornamental Grasses) | Number | AED | 85 | AI | ✓ |  | Citywalk Plot 5.11 Main Works Contract BOQ (1).xlsx |  |  |  | CITYWALK PHASE-05, PLOT 5.11 | Residential | CITYWALK RESIDENTIAL 1 LLC
969 | F | Lawn; Paspalum vaginatum | 165 | m² | 63 | 10395 | B — Site Work | B | B02 | B0201 | B2 Trial holes | 8.01 | External Works – Planting (Lawn) | Area (m²) | AED | 85 | AI | ✓ |  | Citywalk Plot 5.11 Main Works Contract BOQ (1).xlsx |  |  |  | CITYWALK PHASE-05, PLOT 5.11 | Residential | CITYWALK RESIDENTIAL 1 LLC
▸ Planting Management; including protection, consumables, accessories and all ancillary works as necessary
973 | G | Maintenance and management during contract period and up to date of Taking Over as per specifications | 1 | Item | 75625 | 75625 | A — General Requirements | A | A01 | A0100 | Conditions of contract | 9.01 | Preliminaries / General Requirements | Item | AED | 68 | Fuzzy | ⚠ |  | Citywalk Plot 5.11 Main Works Contract BOQ (1).xlsx |  |  |  | CITYWALK PHASE-05, PLOT 5.11 | Residential | CITYWALK RESIDENTIAL 1 LLC
975 | H | Maintenance and management during Defects Liabilities Period as per specifications | 1 | Item | 99000 | 99000 | A — General Requirements | A | A02 | A0200 | Specification | 9.01 | Preliminaries / General Requirements | Item | AED | 62 | Fuzzy | ⚠ |  | Citywalk Plot 5.11 Main Works Contract BOQ (1).xlsx |  |  |  | CITYWALK PHASE-05, PLOT 5.11 | Residential | CITYWALK RESIDENTIAL 1 LLC
▸ Sundries; including accessories and all ancillary works as necessary
979 | J | Tree stakes; 2nr pressure treated softwood stake post of size 50mm dia.; stained mid brown colour; 1000mm minimum length below grouns and 1100mm minimum length above ground; including 25 x 3mm 'Rainbw' ties | 81 | Nr. | 108 | 8748 | K — Accessories | K | K02 | K0201 | K2 Partitions | 4.01 | Furniture, Fittings and Equipment | Enumerated (nr), Length (m), Area (m²), Item | AED | 63 | Fuzzy | ⚠ |  | Citywalk Plot 5.11 Main Works Contract BOQ (1).xlsx |  |  |  | CITYWALK PHASE-05, PLOT 5.11 | Residential | CITYWALK RESIDENTIAL 1 LLC
981 | K | Tree ties; adjustable rubber ties; black colour; minimum width 35mm; fixed as per manufacturer's recommendations; including all ancillary works as necessary | 81 | Nr. | 46 | 3726 | K — Accessories | K | K02 | K0201 | K2 Partitions | 4.01 | Furniture, Fittings and Equipment | Enumerated (nr), Length (m), Area (m²), Item | AED | 65 | Fuzzy | ⚠ |  | Citywalk Plot 5.11 Main Works Contract BOQ (1).xlsx |  |  |  | CITYWALK PHASE-05, PLOT 5.11 | Residential | CITYWALK RESIDENTIAL 1 LLC
983 | L | 30mm thick drainage cell; on slab | 998 | m² | 71 | 70858 | B — Site Work | B | B01 | B0102 | B1 Site exploration generally | 8.01 | External Works – Site Preparation (Drainage) | Area (m²) | AED | 80 | AI | ⚠ |  | Citywalk Plot 5.11 Main Works Contract BOQ (1).xlsx |  |  |  | CITYWALK PHASE-05, PLOT 5.11 | Residential | CITYWALK RESIDENTIAL 1 LLC
985 | M | Root barrier; pool deck area | 129 | m² | 63 | 8127 | B — Site Work | B | B01 | B0102 | B1 Site exploration generally | 8.01 | External Works – Site Preparation (Root Barrier) | Length (m) | AED | 80 | AI | ⚠ |  | Citywalk Plot 5.11 Main Works Contract BOQ (1).xlsx |  |  |  | CITYWALK PHASE-05, PLOT 5.11 | Residential | CITYWALK RESIDENTIAL 1 LLC
988 |  |  |  | To Collection AED |  | 332863 | [8 empty] | AED |  |  |  |  | Citywalk Plot 5.11 Main Works Contract BOQ (1).xlsx |  |  |  | CITYWALK PHASE-05, PLOT 5.11 | Residential | CITYWALK RESIDENTIAL 1 LLC
▸ LANDSCAPING (Cont'd)
▸ On grade
▸ Planting mix soil; including all ancillary works as necessary
998 | A | Imported planting soil; sweet soil with fertilizers and soil amendments as required | 13 | m³ | 118 | 1534 | K — Accessories | K | K01 | K0101 | K1 Generally | 4.01 | Furniture, Fittings and Equipment | Enumerated (nr), Length (m), Area (m²), Item | AED | 65 | Fuzzy | ⚠ |  | Citywalk Plot 5.11 Main Works Contract BOQ (1).xlsx |  |  |  | CITYWALK PHASE-05, PLOT 5.11 | Residential | CITYWALK RESIDENTIAL 1 LLC
▸ Shrubs, ground covers, grass and lawn; in planting soil mix; including all ancillary works as necessary
1002 | B | Shrubs; Leucophyllum frutescens; 400mm high | 83 | Nr | 0 | Included | B — Site Work | B | B02 | B0202 | B2 Trial holes | 8.01 | External Works – Planting (Shrubs with soil) | Number | AED | 85 | AI | ✓ |  | Citywalk Plot 5.11 Main Works Contract BOQ (1).xlsx |  |  |  | CITYWALK PHASE-05, PLOT 5.11 | Residential | CITYWALK RESIDENTIAL 1 LLC
1004 | C | Shrubs; Vitex agnus-castus; 700mm high | 46 | Nr | 0 | Included | B — Site Work | B | B02 | B0202 | B2 Trial holes | 8.01 | External Works – Planting (Shrubs with soil) | Number | AED | 85 | AI | ✓ |  | Citywalk Plot 5.11 Main Works Contract BOQ (1).xlsx |  |  |  | CITYWALK PHASE-05, PLOT 5.11 | Residential | CITYWALK RESIDENTIAL 1 LLC
1006 | D | Grass; Muhlenbergia capillaris; 400mm high | 66 | Nr | 0 | Included | B — Site Work | B | B02 | B0203 | B2 Trial holes | 8.01 | External Works – Planting (Grasses with soil) | Number | AED | 85 | AI | ✓ |  | Citywalk Plot 5.11 Main Works Contract BOQ (1).xlsx |  |  |  | CITYWALK PHASE-05, PLOT 5.11 | Residential | CITYWALK RESIDENTIAL 1 LLC
1008 | E | Grass; Pennisetum setaceum; 500mm high | 49 | Nr | 0 | Included | B — Site Work | B | B02 | B0203 | B2 Trial holes | 8.01 | External Works – Planting (Grasses with soil) | Number | AED | 85 | AI | ✓ |  | Citywalk Plot 5.11 Main Works Contract BOQ (1).xlsx |  |  |  | CITYWALK PHASE-05, PLOT 5.11 | Residential | CITYWALK RESIDENTIAL 1 LLC
▸ Planting Management; including protection, consumables, accessories and all ancillary works as necessary
1012 | F | Maintenance and management during contract period and up to date of Taking Over as per specifications | 0 | Item | 0 | Included | A — General Requirements | A | A01 | A0100 | Conditions of contract | 9.01 | Preliminaries / General Requirements | Item | AED | 68 | Fuzzy | ⚠ |  | Citywalk Plot 5.11 Main Works Contract BOQ (1).xlsx |  |  |  | CITYWALK PHASE-05, PLOT 5.11 | Residential | CITYWALK RESIDENTIAL 1 LLC
1014 | G | Maintenance and management during Defects Liabilities Period as per specifications | 0 | Item | 0 | Included | A — General Requirements | A | A02 | A0200 | Specification | 9.01 | Preliminaries / General Requirements | Item | AED | 62 | Fuzzy | ⚠ |  | Citywalk Plot 5.11 Main Works Contract BOQ (1).xlsx |  |  |  | CITYWALK PHASE-05, PLOT 5.11 | Residential | CITYWALK RESIDENTIAL 1 LLC
1027 |  |  |  | To Collection AED |  | 1534 | [8 empty] | AED |  |  |  |  | Citywalk Plot 5.11 Main Works Contract BOQ (1).xlsx |  |  |  | CITYWALK PHASE-05, PLOT 5.11 | Residential | CITYWALK RESIDENTIAL 1 LLC
▸ GENERALLY
1033 | A | Allow for any other works which are not included above and which are required to complete the Site Work in accordance with the Specification and the Drawings (Tenderer to list below): | 0 | Item | 0 |  | A — General Requirements | A | A01 | A0101 | Conditions of contract | 9.01 | Preliminaries – Contingency | Item | AED | 90 | Rule | ✓ |  | Citywalk Plot 5.11 Main Works Contract BOQ (1).xlsx |  |  |  | CITYWALK PHASE-05, PLOT 5.11 | Residential | CITYWALK RESIDENTIAL 1 LLC
▸ ADDITIONAL ITEM
1036 | 1 | P04; Size 600 x 200x 20mm thick; to banding | 59 | m | 220 | 12980 | B — Site Work | B | B01 | B0105 | B1 Site exploration generally | 8.01 | External Works – Paving (Hardstanding) | Area (m²) | AED | 75 | AI | ⚠ |  | Citywalk Plot 5.11 Main Works Contract BOQ (1).xlsx |  |  |  | CITYWALK PHASE-05, PLOT 5.11 | Residential | CITYWALK RESIDENTIAL 1 LLC
1037 | 2 | Backfilling Quantity with compaction | 3325 | m³ | 25 | 83125 | B — Site Work | B | B11 | B1101 | B11 Disposal | 8.01 | Site Works, Drainage, External Services & Landscaping | Volume (m³), Length (m), Area (m²), Enumerated (nr), Item | AED | 72 | Fuzzy | ⚠ |  | Citywalk Plot 5.11 Main Works Contract BOQ (1).xlsx |  |  |  | CITYWALK PHASE-05, PLOT 5.11 | Residential | CITYWALK RESIDENTIAL 1 LLC
1038 | 3 | Landscape Linear light points | 44 | m³ | 164 | 7216 | R — Electrical Engineering Installations | R | R04 | R0401 | R4 Final sub-circuits and auxiliary installations | 5.08 | Electrical Engineering Installations | Length (m), Enumerated (nr), Item | AED | 74 | Fuzzy | ⚠ |  | Citywalk Plot 5.11 Main Works Contract BOQ (1).xlsx |  |  |  | CITYWALK PHASE-05, PLOT 5.11 | Residential | CITYWALK RESIDENTIAL 1 LLC
1039 | 4 | Type LL6- INSTALLATION | 44 | m³ | 20 | 880 | R — Electrical Engineering Installations | R | R05 | R0501 | R5 Accessories | 3.01 | Electrical – Landscape Light | Enumerated (nr) | AED | 97 | Rule | ✓ |  | Citywalk Plot 5.11 Main Works Contract BOQ (1).xlsx |  |  |  | CITYWALK PHASE-05, PLOT 5.11 | Residential | CITYWALK RESIDENTIAL 1 LLC
1040 | 5 | Type LL6- Supply | 44 | m³ | 772 | 33968 | R — Electrical Engineering Installations | R | R05 | R0501 | R5 Accessories | 3.01 | Electrical – Landscape Light | Enumerated (nr) | AED | 97 | Rule | ✓ |  | Citywalk Plot 5.11 Main Works Contract BOQ (1).xlsx |  |  |  | CITYWALK PHASE-05, PLOT 5.11 | Residential | CITYWALK RESIDENTIAL 1 LLC
▸ ADDITION TO & DEDUCTION TO
1042 | 2/B/1/B | To horizontal surface | 1117 | m² | 5 | 5585 | F — Woodwork | F | F04 | F0401 | F4 Grounds and battens | 3.01 | Woodwork – Cladding Panel | Area (m²) | AED | 85 | Rule | ✓ |  | Citywalk Plot 5.11 Main Works Contract BOQ (1).xlsx |  |  |  | CITYWALK PHASE-05, PLOT 5.11 | Residential | CITYWALK RESIDENTIAL 1 LLC
1043 | 2/B/2/A | Excavation to reduce level; for pile caps | 11 | m³ | 75 | 825 | C — Concrete Work | C | C02 | C0201 | C2 Poured concrete | 2.01 | Substructure | Volume (m³) | AED | 95 | Rule | ✓ |  | Citywalk Plot 5.11 Main Works Contract BOQ (1).xlsx |  |  |  | CITYWALK PHASE-05, PLOT 5.11 | Residential | CITYWALK RESIDENTIAL 1 LLC
1044 | 2/B/2/B | Excavation to reduce level; to paving area | 2 | m³ | 75 | 150 | B — Site Work | B | B09 | B0900 | B9 Excavation | 8.01 | Site Works, Drainage, External Services & Landscaping | Volume (m³), Length (m), Area (m²), Enumerated (nr), Item | AED | 79 | Fuzzy | ⚠ |  | Citywalk Plot 5.11 Main Works Contract BOQ (1).xlsx |  |  |  | CITYWALK PHASE-05, PLOT 5.11 | Residential | CITYWALK RESIDENTIAL 1 LLC
1045 | 2/B/3/A | Surplus from pile cap excavation | 11 | m³ | 25 | 275 | C — Concrete Work | C | C02 | C0201 | C2 Poured concrete | 2.01 | Substructure | Volume (m³) | AED | 95 | Rule | ✓ |  | Citywalk Plot 5.11 Main Works Contract BOQ (1).xlsx |  |  |  | CITYWALK PHASE-05, PLOT 5.11 | Residential | CITYWALK RESIDENTIAL 1 LLC
1046 | 2/B/3/B | Surplus from paving area | 2 | m³ | 25 | 50 | B — Site Work | B | B01 | B0105 | B1 Site exploration generally | 8.01 | External Works – Paving (Surplus/Deduction) | Area (m²) | AED | 70 | AI | ⚠ |  | Citywalk Plot 5.11 Main Works Contract BOQ (1).xlsx |  |  |  | CITYWALK PHASE-05, PLOT 5.11 | Residential | CITYWALK RESIDENTIAL 1 LLC
1047 | 2/B/6/A | 150mm thick | -5 | m³ | 150 | -750 | Q — Mechanical Engineering Installations | Q | Q03 | Q0301 | Q3 Ductwork | 5.06 | Mechanical Engineering Installations | Length (m), Weight (t), Area (m²), Enumerated (nr), Item | AED | 66 | Fuzzy | ⚠ |  | Citywalk Plot 5.11 Main Works Contract BOQ (1).xlsx |  |  |  | CITYWALK PHASE-05, PLOT 5.11 | Residential | CITYWALK RESIDENTIAL 1 LLC
1048 | 2/B/6/B | 800mm thick | 28 | m³ | 63 | 1764 | Q — Mechanical Engineering Installations | Q | Q03 | Q0301 | Q3 Ductwork | 5.06 | Mechanical Engineering Installations | Length (m), Weight (t), Area (m²), Enumerated (nr), Item | AED | 66 | Fuzzy | ⚠ |  | Citywalk Plot 5.11 Main Works Contract BOQ (1).xlsx |  |  |  | CITYWALK PHASE-05, PLOT 5.11 | Residential | CITYWALK RESIDENTIAL 1 LLC
1049 | 2/B/18/A | Polystyrene; to paving areas | 111 | m³ | 919 | 102009 | B — Site Work | B | B01 | B0103 | B1 Site exploration generally | 8.01 | External Works – Preparation (Insulation) | Area (m²) | AED | 75 | AI | ⚠ |  | Citywalk Plot 5.11 Main Works Contract BOQ (1).xlsx |  |  |  | CITYWALK PHASE-05, PLOT 5.11 | Residential | CITYWALK RESIDENTIAL 1 LLC
1050 | 2/B/18/B | P01; Size 600 x 300x 20mm thick; to primary pathway | 92 | m² | 544 | 50048 | B — Site Work | B | B01 | B0105 | B1 Site exploration generally | 8.01 | External Works – Paving (Pathway) | Area (m²) | AED | 80 | AI | ⚠ |  | Citywalk Plot 5.11 Main Works Contract BOQ (1).xlsx |  |  |  | CITYWALK PHASE-05, PLOT 5.11 | Residential | CITYWALK RESIDENTIAL 1 LLC
1051 | 2/B/19/A | P02; Size 600 x 300x 20mm thick; to secondary pathway | 31 | m² | 544 | 16864 | B — Site Work | B | B25 | B2501 | B25 Tunnel linings | 8.01 | Site Works, Drainage, External Services & Landscaping | Volume (m³), Length (m), Area (m²), Enumerated (nr), Item | AED | 66 | Fuzzy | ⚠ |  | Citywalk Plot 5.11 Main Works Contract BOQ (1).xlsx |  |  |  | CITYWALK PHASE-05, PLOT 5.11 | Residential | CITYWALK RESIDENTIAL 1 LLC
1052 | 2/B/19/B | P03; Size 600 x 300x 20mm thick; to entrance to private balconies | -90 | m² | 564 | -50760 | B — Site Work | B | B01 | B0105 | B1 Site exploration generally | 8.01 | External Works – Paving (Balcony) | Area (m²) | AED | 80 | AI | ⚠ |  | Citywalk Plot 5.11 Main Works Contract BOQ (1).xlsx |  |  |  | CITYWALK PHASE-05, PLOT 5.11 | Residential | CITYWALK RESIDENTIAL 1 LLC
1053 | 2/B/19/D | C01; Size 200 x 600 x 50mm thick | -67 | m | 186 | -12462 | B — Site Work | B | B01 | B0105 | B1 Site exploration generally | 8.01 | External Works – Paving (Modular units) | Area (m²) | AED | 80 | AI | ⚠ |  | Citywalk Plot 5.11 Main Works Contract BOQ (1).xlsx |  |  |  | CITYWALK PHASE-05, PLOT 5.11 | Residential | CITYWALK RESIDENTIAL 1 LLC
1054 | 2/B/19/F | P06; To kids play area; multi colour tone mix | 69 | m² | 770 | 53130 | B — Site Work | B | B01 | B0105 | B1 Site exploration generally | 8.01 | External Works – Paving (Play Area) | Area (m²) | AED | 80 | AI | ⚠ |  | Citywalk Plot 5.11 Main Works Contract BOQ (1).xlsx |  |  |  | CITYWALK PHASE-05, PLOT 5.11 | Residential | CITYWALK RESIDENTIAL 1 LLC
1055 | 2/B/20/E | G01; 150mm thick | 75 | m² | 289 | 21675 | B — Site Work | B | B01 | B0104 | B1 Site exploration generally | 8.01 | External Works – Surfacing (Gravel/Mulch) | Area (m²) | AED | 75 | AI | ⚠ |  | Citywalk Plot 5.11 Main Works Contract BOQ (1).xlsx |  |  |  | CITYWALK PHASE-05, PLOT 5.11 | Residential | CITYWALK RESIDENTIAL 1 LLC
1056 | 2/B/21/A | D-01; size 1850 x 137 x 20mm thick | 7 | m² | 1031 | 7217 | B — Site Work | B | B01 | B0105 | B1 Site exploration generally | 8.01 | External Works – Paving (Decking/Timber) | Area (m²) | AED | 75 | AI | ⚠ |  | Citywalk Plot 5.11 Main Works Contract BOQ (1).xlsx |  |  |  | CITYWALK PHASE-05, PLOT 5.11 | Residential | CITYWALK RESIDENTIAL 1 LLC
1057 | 2/B/21/C | E01; 3mm thick; 6mm flat top; 150mm high | 100 | m | 131 | 13100 | B — Site Work | B | B01 | B0105 | B1 Site exploration generally | 8.01 | External Works – Paving (Edging) | Length (m) | AED | 75 | AI | ⚠ |  | Citywalk Plot 5.11 Main Works Contract BOQ (1).xlsx |  |  |  | CITYWALK PHASE-05, PLOT 5.11 | Residential | CITYWALK RESIDENTIAL 1 LLC
1058 | 2/B/21/D | E03; 3mm thick; 6mm flat top; 40mm high | -66 | m | 94 | -6204 | B — Site Work | B | B01 | B0105 | B1 Site exploration generally | 8.01 | External Works – Paving (Edging) | Length (m) | AED | 75 | AI | ⚠ |  | Citywalk Plot 5.11 Main Works Contract BOQ (1).xlsx |  |  |  | CITYWALK PHASE-05, PLOT 5.11 | Residential | CITYWALK RESIDENTIAL 1 LLC
1059 | 2/B/21/E | Precast concrete paver; to building surround | 31 | m² | 220 | 6820 | C — Concrete Work | C | C05 | C0500 | C5 Precast concrete | 2.01 | Frame / Concrete Work | Volume (m³), Weight (t), Area (m²), Length (m), Enumerated (nr) | AED | 79 | Fuzzy | ⚠ |  | Citywalk Plot 5.11 Main Works Contract BOQ (1).xlsx |  |  |  | CITYWALK PHASE-05, PLOT 5.11 | Residential | CITYWALK RESIDENTIAL 1 LLC
1060 | 2/B/21/F | 150mm thick | 51 | m² | 289 | 14739 | Q — Mechanical Engineering Installations | Q | Q03 | Q0301 | Q3 Ductwork | 5.06 | Mechanical Engineering Installations | Length (m), Weight (t), Area (m²), Enumerated (nr), Item | AED | 66 | Fuzzy | ⚠ |  | Citywalk Plot 5.11 Main Works Contract BOQ (1).xlsx |  |  |  | CITYWALK PHASE-05, PLOT 5.11 | Residential | CITYWALK RESIDENTIAL 1 LLC
1061 | 2/B/22/H | Plumeria obtusa; 2.0m high | -2 | Nr. | 1650 | -3300 | B — Site Work | B | B02 | B0202 | B2 Trial holes | 8.01 | External Works – Planting (Trees) | Number | AED | 85 | AI | ✓ |  | Citywalk Plot 5.11 Main Works Contract BOQ (1).xlsx |  |  |  | CITYWALK PHASE-05, PLOT 5.11 | Residential | CITYWALK RESIDENTIAL 1 LLC
1062 | 2/B/23/C | Ground covers; Asystasia Gangetica; 300mm high | 5 | Nr. | 16 | 80 | B — Site Work | B | B02 | B0204 | B2 Trial holes | 8.01 | External Works – Planting (Ground Covers) | Area (m²) | AED | 85 | AI | ✓ |  | Citywalk Plot 5.11 Main Works Contract BOQ (1).xlsx |  |  |  | CITYWALK PHASE-05, PLOT 5.11 | Residential | CITYWALK RESIDENTIAL 1 LLC
1063 | 2/B/22/D | Ground covers; Ipomoea pes-caprae; 700mm high | 3 | Nr. | 15 | 45 | B — Site Work | B | B02 | B0204 | B2 Trial holes | 8.01 | External Works – Planting (Ground Covers) | Area (m²) | AED | 85 | AI | ✓ |  | Citywalk Plot 5.11 Main Works Contract BOQ (1).xlsx |  |  |  | CITYWALK PHASE-05, PLOT 5.11 | Residential | CITYWALK RESIDENTIAL 1 LLC
1065 |  |  |  | To Collection AED |  | 359069 | [8 empty] | AED |  |  |  |  | Citywalk Plot 5.11 Main Works Contract BOQ (1).xlsx |  |  |  | CITYWALK PHASE-05, PLOT 5.11 | Residential | CITYWALK RESIDENTIAL 1 LLC
▸ GENERALLY
1072 | A | Allow for any other works which are not included above and which are required to complete the Site Work in accordance with the Specification and the Drawings (Tenderer to list below): | 0 | Item | 0 |  | A — General Requirements | A | A01 | A0101 | Conditions of contract | 9.01 | Preliminaries – Contingency | Item | AED | 90 | Rule | ✓ |  | Citywalk Plot 5.11 Main Works Contract BOQ (1).xlsx |  |  |  | CITYWALK PHASE-05, PLOT 5.11 | Residential | CITYWALK RESIDENTIAL 1 LLC
▸ ADDITION TO & DEDUCTION TO
1075 | 2/B/24/A | Shrubs; Coccoloba uvifera; 1200mm high | -133 | m² | 145 | -19285 | E — Metalwork | E | E03 | E0301 | E3 Non-structural metalwork | 3.01 | Metalwork – Handrail / Balustrade | Length (m) | AED | 90 | Rule | ✓ |  | Citywalk Plot 5.11 Main Works Contract BOQ (1).xlsx |  |  |  | CITYWALK PHASE-05, PLOT 5.11 | Residential | CITYWALK RESIDENTIAL 1 LLC
1076 | 2/B/24/B | Shrubs; Vitex agnus-castus; 700mm high | 43 | Nr. | 110 | 4730 | B — Site Work | B | B02 | B0202 | B2 Trial holes | 8.01 | External Works – Planting (Shrubs) | Number | AED | 85 | AI | ✓ |  | Citywalk Plot 5.11 Main Works Contract BOQ (1).xlsx |  |  |  | CITYWALK PHASE-05, PLOT 5.11 | Residential | CITYWALK RESIDENTIAL 1 LLC
1077 | 2/B/24/C | Grass; Cenchrus ciliaris; 400mm high | 4 | Nr. | 85 | 340 | B — Site Work | B | B02 | B0203 | B2 Trial holes | 8.01 | External Works – Planting (Ornamental Grasses) | Number | AED | 85 | AI | ✓ |  | Citywalk Plot 5.11 Main Works Contract BOQ (1).xlsx |  |  |  | CITYWALK PHASE-05, PLOT 5.11 | Residential | CITYWALK RESIDENTIAL 1 LLC
1078 | 2/B/24/D | Grass; Muhlenbergia capillaris; 400mm high | 73 | Nr. | 64 | 4672 | B — Site Work | B | B02 | B0203 | B2 Trial holes | 8.01 | External Works – Planting (Ornamental Grasses) | Number | AED | 85 | AI | ✓ |  | Citywalk Plot 5.11 Main Works Contract BOQ (1).xlsx |  |  |  | CITYWALK PHASE-05, PLOT 5.11 | Residential | CITYWALK RESIDENTIAL 1 LLC
1079 | 2/B/24/E | Grass; Pennisetum setaceum; 500mm high | 51 | Nr. | 25 | 1275 | B — Site Work | B | B02 | B0203 | B2 Trial holes | 8.01 | External Works – Planting (Ornamental Grasses) | Number | AED | 85 | AI | ✓ |  | Citywalk Plot 5.11 Main Works Contract BOQ (1).xlsx |  |  |  | CITYWALK PHASE-05, PLOT 5.11 | Residential | CITYWALK RESIDENTIAL 1 LLC
1080 | 2/B/24/J | Tree stakes; 2nr pressure treated softwood stake post of size 50mm dia.; stained mid brown colour; 1000mm minimum length below grouns and 1100mm minimum length above ground; including 25 x 3mm 'Rainbw' ties | -2 | Nr. | 108 | -216 | K — Accessories | K | K02 | K0201 | K2 Partitions | 4.01 | Furniture, Fittings and Equipment | Enumerated (nr), Length (m), Area (m²), Item | AED | 63 | Fuzzy | ⚠ |  | Citywalk Plot 5.11 Main Works Contract BOQ (1).xlsx |  |  |  | CITYWALK PHASE-05, PLOT 5.11 | Residential | CITYWALK RESIDENTIAL 1 LLC
1081 | 2/B/24/K | Tree ties; adjustable rubber ties; black colour; minimum width 35mm; fixed as per manufacturer's recommendations; including all ancillary works as necessary | -2 | Nr. | 46 | -92 | K — Accessories | K | K02 | K0201 | K2 Partitions | 4.01 | Furniture, Fittings and Equipment | Enumerated (nr), Length (m), Area (m²), Item | AED | 65 | Fuzzy | ⚠ |  | Citywalk Plot 5.11 Main Works Contract BOQ (1).xlsx |  |  |  | CITYWALK PHASE-05, PLOT 5.11 | Residential | CITYWALK RESIDENTIAL 1 LLC
1082 | 2/B/24/L | 30mm thick drainage cell; on slab | 70 | m² | 71 | 4970 | B — Site Work | B | B01 | B0102 | B1 Site exploration generally | 8.01 | External Works – Site Preparation (Drainage) | Area (m²) | AED | 80 | AI | ⚠ |  | Citywalk Plot 5.11 Main Works Contract BOQ (1).xlsx |  |  |  | CITYWALK PHASE-05, PLOT 5.11 | Residential | CITYWALK RESIDENTIAL 1 LLC
1083 | 2/B/24/M | Root barrier; pool deck area | 128 | m² | 63 | 8064 | B — Site Work | B | B01 | B0102 | B1 Site exploration generally | 8.01 | External Works – Site Preparation (Root Barrier) | Length (m) | AED | 80 | AI | ⚠ |  | Citywalk Plot 5.11 Main Works Contract BOQ (1).xlsx |  |  |  | CITYWALK PHASE-05, PLOT 5.11 | Residential | CITYWALK RESIDENTIAL 1 LLC
1084 | 2/B/22/E | Ground covers; Wedelia trilobata; 300mm high | 4 | Nr. | 25 | 100 | B — Site Work | B | B01 | B0102 | B1 Site exploration generally | 8.01 | External Works – Soft Landscaping | Number or Area (m²) | AED | 85 | AI | ✓ |  | Citywalk Plot 5.11 Main Works Contract BOQ (1).xlsx |  |  |  | CITYWALK PHASE-05, PLOT 5.11 | Residential | CITYWALK RESIDENTIAL 1 LLC
1085 | 2/B/22/F | Shrubs; Caesalpinia Pulcherrima; 800mm high | 3 | Nr. | 63 | 189 | B — Site Work | B | B01 | B0102 | B1 Site exploration generally | 8.01 | External Works – Soft Landscaping | Number | AED | 88 | AI | ✓ |  | Citywalk Plot 5.11 Main Works Contract BOQ (1).xlsx |  |  |  | CITYWALK PHASE-05, PLOT 5.11 | Residential | CITYWALK RESIDENTIAL 1 LLC
1086 | 2/B/22/G | Shrubs; Canna indica; 300mm high | 9 | Nr. | 39 | 351 | B — Site Work | B | B01 | B0102 | B1 Site exploration generally | 8.01 | External Works – Soft Landscaping | Number | AED | 88 | AI | ✓ |  | Citywalk Plot 5.11 Main Works Contract BOQ (1).xlsx |  |  |  | CITYWALK PHASE-05, PLOT 5.11 | Residential | CITYWALK RESIDENTIAL 1 LLC
1087 | 2/B/22/H | Shrubs; Conocarpus erectus 'Silverleaf' | 24 | Nr. | 63 | 1512 | B — Site Work | B | B01 | B0102 | B1 Site exploration generally | 8.01 | External Works – Soft Landscaping | Number | AED | 88 | AI | ✓ |  | Citywalk Plot 5.11 Main Works Contract BOQ (1).xlsx |  |  |  | CITYWALK PHASE-05, PLOT 5.11 | Residential | CITYWALK RESIDENTIAL 1 LLC
1088 | 2/B/22/J | Shrubs; Dodonea viscosa; 500mm high | 33 | Nr. | 31 | 1023 | B — Site Work | B | B01 | B0102 | B1 Site exploration generally | 8.01 | External Works – Soft Landscaping | Number | AED | 88 | AI | ✓ |  | Citywalk Plot 5.11 Main Works Contract BOQ (1).xlsx |  |  |  | CITYWALK PHASE-05, PLOT 5.11 | Residential | CITYWALK RESIDENTIAL 1 LLC
1089 | 2/B/22/K | Shrubs; Encelia farinosa; 250mm high | 3 | Nr. | 31 | 93 | B — Site Work | B | B01 | B0102 | B1 Site exploration generally | 8.01 | External Works – Soft Landscaping | Number | AED | 88 | AI | ✓ |  | Citywalk Plot 5.11 Main Works Contract BOQ (1).xlsx |  |  |  | CITYWALK PHASE-05, PLOT 5.11 | Residential | CITYWALK RESIDENTIAL 1 LLC
1090 | 2/B/22/L | Shrubs; Ficus microcarpa `Green Island`; 300mm hogh | 30 | Nr. | 30 | 900 | B — Site Work | B | B01 | B0102 | B1 Site exploration generally | 8.01 | External Works – Soft Landscaping | Number | AED | 88 | AI | ✓ |  | Citywalk Plot 5.11 Main Works Contract BOQ (1).xlsx |  |  |  | CITYWALK PHASE-05, PLOT 5.11 | Residential | CITYWALK RESIDENTIAL 1 LLC
1091 | 2/B/22/N | Shrubs; Hymenocallis littoralis; 300mm high | 26 | Nr. | 33 | 858 | B — Site Work | B | B01 | B0102 | B1 Site exploration generally | 8.01 | External Works – Soft Landscaping | Number | AED | 88 | AI | ✓ |  | Citywalk Plot 5.11 Main Works Contract BOQ (1).xlsx |  |  |  | CITYWALK PHASE-05, PLOT 5.11 | Residential | CITYWALK RESIDENTIAL 1 LLC
1092 | 2/B/22/P | Shrubs; Leucophyllum frutescens; 400mm high | 6 | Nr. | 49 | 294 | B — Site Work | B | B01 | B0102 | B1 Site exploration generally | 8.01 | External Works – Soft Landscaping | Number | AED | 88 | AI | ✓ |  | Citywalk Plot 5.11 Main Works Contract BOQ (1).xlsx |  |  |  | CITYWALK PHASE-05, PLOT 5.11 | Residential | CITYWALK RESIDENTIAL 1 LLC
1093 | 2/B/22/Q | Shrubs; Pandanus baptistii; 300mm high | 14 | Nr. | 36 | 504 | B — Site Work | B | B01 | B0102 | B1 Site exploration generally | 8.01 | External Works – Soft Landscaping | Number | AED | 88 | AI | ✓ |  | Citywalk Plot 5.11 Main Works Contract BOQ (1).xlsx |  |  |  | CITYWALK PHASE-05, PLOT 5.11 | Residential | CITYWALK RESIDENTIAL 1 LLC
1103 |  |  |  | To Collection AED |  | 10282 | [8 empty] | AED |  |  |  |  | Citywalk Plot 5.11 Main Works Contract BOQ (1).xlsx |  |  |  | CITYWALK PHASE-05, PLOT 5.11 | Residential | CITYWALK RESIDENTIAL 1 LLC
1105 |  | COLLECTION | [12 empty] | AED |  |  |  |  | Citywalk Plot 5.11 Main Works Contract BOQ (1).xlsx |  |  |  | CITYWALK PHASE-05, PLOT 5.11 | Residential | CITYWALK RESIDENTIAL 1 LLC
1107 |  | Page 2/B/1 |  |  |  | 1242350 | [8 empty] | AED |  |  |  |  | Citywalk Plot 5.11 Main Works Contract BOQ (1).xlsx |  |  |  | CITYWALK PHASE-05, PLOT 5.11 | Residential | CITYWALK RESIDENTIAL 1 LLC
1109 |  | Page 2/B/2 |  |  |  | 16575 | [8 empty] | AED |  |  |  |  | Citywalk Plot 5.11 Main Works Contract BOQ (1).xlsx |  |  |  | CITYWALK PHASE-05, PLOT 5.11 | Residential | CITYWALK RESIDENTIAL 1 LLC
1111 |  | Page 2/B/3 |  |  |  | 6180 | [8 empty] | AED |  |  |  |  | Citywalk Plot 5.11 Main Works Contract BOQ (1).xlsx |  |  |  | CITYWALK PHASE-05, PLOT 5.11 | Residential | CITYWALK RESIDENTIAL 1 LLC
1113 |  | Page 2/B/4 |  |  |  | 1465 | [8 empty] | AED |  |  |  |  | Citywalk Plot 5.11 Main Works Contract BOQ (1).xlsx |  |  |  | CITYWALK PHASE-05, PLOT 5.11 | Residential | CITYWALK RESIDENTIAL 1 LLC
1115 |  | Page 2/B/5 |  |  |  | 20 | [8 empty] | AED |  |  |  |  | Citywalk Plot 5.11 Main Works Contract BOQ (1).xlsx |  |  |  | CITYWALK PHASE-05, PLOT 5.11 | Residential | CITYWALK RESIDENTIAL 1 LLC
1117 |  | Page 2/B/6 |  |  |  | 17814 | [8 empty] | AED |  |  |  |  | Citywalk Plot 5.11 Main Works Contract BOQ (1).xlsx |  |  |  | CITYWALK PHASE-05, PLOT 5.11 | Residential | CITYWALK RESIDENTIAL 1 LLC
1119 |  | Page 2/B/7 |  |  |  | 0 | [8 empty] | AED |  |  |  |  | Citywalk Plot 5.11 Main Works Contract BOQ (1).xlsx |  |  |  | CITYWALK PHASE-05, PLOT 5.11 | Residential | CITYWALK RESIDENTIAL 1 LLC
1121 |  | Page 2/B/8 |  |  |  | 93939 | [8 empty] | AED |  |  |  |  | Citywalk Plot 5.11 Main Works Contract BOQ (1).xlsx |  |  |  | CITYWALK PHASE-05, PLOT 5.11 | Residential | CITYWALK RESIDENTIAL 1 LLC
1123 |  | Page 2/B/9 |  |  |  | 1800 | [8 empty] | AED |  |  |  |  | Citywalk Plot 5.11 Main Works Contract BOQ (1).xlsx |  |  |  | CITYWALK PHASE-05, PLOT 5.11 | Residential | CITYWALK RESIDENTIAL 1 LLC
1125 |  | Page 2/B/10 |  |  |  | 15098 | [8 empty] | AED |  |  |  |  | Citywalk Plot 5.11 Main Works Contract BOQ (1).xlsx |  |  |  | CITYWALK PHASE-05, PLOT 5.11 | Residential | CITYWALK RESIDENTIAL 1 LLC
1127 |  | Page 2/B/11 |  |  |  | 3750 | [8 empty] | AED |  |  |  |  | Citywalk Plot 5.11 Main Works Contract BOQ (1).xlsx |  |  |  | CITYWALK PHASE-05, PLOT 5.11 | Residential | CITYWALK RESIDENTIAL 1 LLC
1129 |  | Page 2/B/12 |  |  |  | 0 | [8 empty] | AED |  |  |  |  | Citywalk Plot 5.11 Main Works Contract BOQ (1).xlsx |  |  |  | CITYWALK PHASE-05, PLOT 5.11 | Residential | CITYWALK RESIDENTIAL 1 LLC
1131 |  | Page 2/B/13 |  |  |  | 82477 | [8 empty] | AED |  |  |  |  | Citywalk Plot 5.11 Main Works Contract BOQ (1).xlsx |  |  |  | CITYWALK PHASE-05, PLOT 5.11 | Residential | CITYWALK RESIDENTIAL 1 LLC
1133 |  | Page 2/B/14 |  |  |  | 103217 | [8 empty] | AED |  |  |  |  | Citywalk Plot 5.11 Main Works Contract BOQ (1).xlsx |  |  |  | CITYWALK PHASE-05, PLOT 5.11 | Residential | CITYWALK RESIDENTIAL 1 LLC
1135 |  | Page 2/B/15 |  |  |  | 294541 | [8 empty] | AED |  |  |  |  | Citywalk Plot 5.11 Main Works Contract BOQ (1).xlsx |  |  |  | CITYWALK PHASE-05, PLOT 5.11 | Residential | CITYWALK RESIDENTIAL 1 LLC
1137 |  | Page 2/B/16 |  |  |  | 259894 | [8 empty] | AED |  |  |  |  | Citywalk Plot 5.11 Main Works Contract BOQ (1).xlsx |  |  |  | CITYWALK PHASE-05, PLOT 5.11 | Residential | CITYWALK RESIDENTIAL 1 LLC
1139 |  | Page 2/B/17 |  |  |  | 342468 | [8 empty] | AED |  |  |  |  | Citywalk Plot 5.11 Main Works Contract BOQ (1).xlsx |  |  |  | CITYWALK PHASE-05, PLOT 5.11 | Residential | CITYWALK RESIDENTIAL 1 LLC
1141 |  | Page 2/B/18 |  |  |  | 455683 | [8 empty] | AED |  |  |  |  | Citywalk Plot 5.11 Main Works Contract BOQ (1).xlsx |  |  |  | CITYWALK PHASE-05, PLOT 5.11 | Residential | CITYWALK RESIDENTIAL 1 LLC
1143 |  | Page 2/B/19 |  |  |  | 490011 | [8 empty] | AED |  |  |  |  | Citywalk Plot 5.11 Main Works Contract BOQ (1).xlsx |  |  |  | CITYWALK PHASE-05, PLOT 5.11 | Residential | CITYWALK RESIDENTIAL 1 LLC
1145 |  | Page 2/B/20 |  |  |  | 88432 | [8 empty] | AED |  |  |  |  | Citywalk Plot 5.11 Main Works Contract BOQ (1).xlsx |  |  |  | CITYWALK PHASE-05, PLOT 5.11 | Residential | CITYWALK RESIDENTIAL 1 LLC
1147 |  | Page 2/B/21 |  |  |  | 458554 | [8 empty] | AED |  |  |  |  | Citywalk Plot 5.11 Main Works Contract BOQ (1).xlsx |  |  |  | CITYWALK PHASE-05, PLOT 5.11 | Residential | CITYWALK RESIDENTIAL 1 LLC
1149 |  | Page 2/B/22 |  |  |  | 307378 | [8 empty] | AED |  |  |  |  | Citywalk Plot 5.11 Main Works Contract BOQ (1).xlsx |  |  |  | CITYWALK PHASE-05, PLOT 5.11 | Residential | CITYWALK RESIDENTIAL 1 LLC
1152 |  |  |  | Carried Forward AED |  | 4281646 | [8 empty] | AED |  |  |  |  | Citywalk Plot 5.11 Main Works Contract BOQ (1).xlsx |  |  |  | CITYWALK PHASE-05, PLOT 5.11 | Residential | CITYWALK RESIDENTIAL 1 LLC
1155 |  | COLLECTION | [12 empty] | AED |  |  |  |  | Citywalk Plot 5.11 Main Works Contract BOQ (1).xlsx |  |  |  | CITYWALK PHASE-05, PLOT 5.11 | Residential | CITYWALK RESIDENTIAL 1 LLC
1157 |  | Brought Forward |  |  |  | 4281646 | [8 empty] | AED |  |  |  |  | Citywalk Plot 5.11 Main Works Contract BOQ (1).xlsx |  |  |  | CITYWALK PHASE-05, PLOT 5.11 | Residential | CITYWALK RESIDENTIAL 1 LLC
1159 |  | Page 2/B/23 |  |  |  | 230009 | [8 empty] | AED |  |  |  |  | Citywalk Plot 5.11 Main Works Contract BOQ (1).xlsx |  |  |  | CITYWALK PHASE-05, PLOT 5.11 | Residential | CITYWALK RESIDENTIAL 1 LLC
1161 |  | Page 2/B/24 |  |  |  | 332863 | [8 empty] | AED |  |  |  |  | Citywalk Plot 5.11 Main Works Contract BOQ (1).xlsx |  |  |  | CITYWALK PHASE-05, PLOT 5.11 | Residential | CITYWALK RESIDENTIAL 1 LLC
1163 |  | Page 2/B/25 |  |  |  | 1534 | [8 empty] | AED |  |  |  |  | Citywalk Plot 5.11 Main Works Contract BOQ (1).xlsx |  |  |  | CITYWALK PHASE-05, PLOT 5.11 | Residential | CITYWALK RESIDENTIAL 1 LLC
1165 |  | Page 2/B/26 |  |  |  | 359069 | [8 empty] | AED |  |  |  |  | Citywalk Plot 5.11 Main Works Contract BOQ (1).xlsx |  |  |  | CITYWALK PHASE-05, PLOT 5.11 | Residential | CITYWALK RESIDENTIAL 1 LLC
1167 |  | Page 2/B/27 |  |  |  | 10282 | [8 empty] | AED |  |  |  |  | Citywalk Plot 5.11 Main Works Contract BOQ (1).xlsx |  |  |  | CITYWALK PHASE-05, PLOT 5.11 | Residential | CITYWALK RESIDENTIAL 1 LLC
1200 |  |  |  | Carried To Summary AED |  | 5215403 | [8 empty] | AED |  |  |  |  | Citywalk Plot 5.11 Main Works Contract BOQ (1).xlsx |  |  |  | CITYWALK PHASE-05, PLOT 5.11 | Residential | CITYWALK RESIDENTIAL 1 LLC
Items coded: 226 · Auto ✓: 113 · Flagged ⚠: 113 · Auto rate: 50%

## 2C
Citywalk Plot 5.11 Main Works Contract BOQ (1) · 2C
A–G = original bill data · H–S = POMI + NRM coding · T–AB = project metadata · ✓ ≥85% · ⚠ <85% = review
Row | REF | Description | Qty | Unit | Rate | Amount | POMI Section | Code 1 | Code 2 | Code 3 | POMI Sub Section | NRM | NRM Description | Measurement | Currency | Conf% | Stage | Flag | ACTION | BATCH | Country | City | Asset | Project | Type | Employer | Contract Type
▸ CONCRETE WORK
▸ WATERTIGHT CONSTRUCTION
▸ Note: Refer to the following:
▸ 1. Specification:
▸ DHRE0017-KP-XX-XX-RPT-STR-100002_Structural DD Report
▸ DHRE0017-KP-XX-XX-SPC-MW-108001_Architectural, ID and Civil Specs
▸ 2. Drawings;
▸ DHRE0017-KP-PL-B1-DWG-ST-1010B1 - FOUNDATIONS & PILE CAPS LAYOUT - OVERALL PLAN
▸ DHRE0017-KP-PL-XX-DWG-ST-102000 - PILE CAPS SCHEDULE
▸ DHRE0017-KP-CW-B1-DWG-ST-1010B1 and 101000
▸ DHRE0017-KP-FP-GF-DWG-ST-101000
▸ STR-0002-General Notes ST-0002
▸ Reinforced waterproof concrete; concrete strength C40 N/mm²; including admixtures, accessories and all ancillary works as necessary
30 | A | Raft foundation; 400mm thick | 1011 | m³ | 628 | 634908 | C — Concrete Work | C | C01 | C0101 | C1 Generally | 1.01 | Substructure – Raft Foundation | Volume (m³) | AED | 95 | AI | ✓ |  | Citywalk Plot 5.11 Main Works Contract BOQ (1).xlsx |  |  |  | CITYWALK PHASE-05, PLOT 5.11 | Residential | CITYWALK RESIDENTIAL 1 LLC
32 | B | Raft foundation; 500mm thick | 35 | m³ | 628 | 21980 | C — Concrete Work | C | C01 | C0101 | C1 Generally | 1.01 | Substructure – Raft Foundation | Volume (m³) | AED | 95 | AI | ✓ |  | Citywalk Plot 5.11 Main Works Contract BOQ (1).xlsx |  |  |  | CITYWALK PHASE-05, PLOT 5.11 | Residential | CITYWALK RESIDENTIAL 1 LLC
34 | C | Raft foundation; 600mm thick | 55 | m³ | 628 | 34540 | C — Concrete Work | C | C01 | C0101 | C1 Generally | 1.01 | Substructure – Raft Foundation | Volume (m³) | AED | 95 | AI | ✓ |  | Citywalk Plot 5.11 Main Works Contract BOQ (1).xlsx |  |  |  | CITYWALK PHASE-05, PLOT 5.11 | Residential | CITYWALK RESIDENTIAL 1 LLC
36 | D | Raft foundation; 700mm thick | 12 | m³ | 628 | 7536 | C — Concrete Work | C | C01 | C0101 | C1 Generally | 1.01 | Substructure – Raft Foundation | Volume (m³) | AED | 95 | AI | ✓ |  | Citywalk Plot 5.11 Main Works Contract BOQ (1).xlsx |  |  |  | CITYWALK PHASE-05, PLOT 5.11 | Residential | CITYWALK RESIDENTIAL 1 LLC
41 |  |  |  | To Collection AED |  | 698964 | [8 empty] | AED |  |  |  |  | Citywalk Plot 5.11 Main Works Contract BOQ (1).xlsx |  |  |  | CITYWALK PHASE-05, PLOT 5.11 | Residential | CITYWALK RESIDENTIAL 1 LLC
▸ WATERTIGHT CONSTRUCTION (Cont'd)
▸ Reinforced waterproof concrete; concrete strength C50 N/mm²; including admixtures, accessories and all ancillary works as necessary
49 | A | Retaining walls; 350mm thick | 194 | m³ | 696 | 135024 | C — Concrete Work | C | C02 | C0201 | C2 Poured concrete | 2.01 | Upper Floors / Walls | Volume (m³) | AED | 93 | Rule | ✓ |  | Citywalk Plot 5.11 Main Works Contract BOQ (1).xlsx |  |  |  | CITYWALK PHASE-05, PLOT 5.11 | Residential | CITYWALK RESIDENTIAL 1 LLC
51 | B | Retaining walls; 400mm thick | 131 | m³ | 696 | 91176 | C — Concrete Work | C | C02 | C0201 | C2 Poured concrete | 2.01 | Upper Floors / Walls | Volume (m³) | AED | 93 | Rule | ✓ |  | Citywalk Plot 5.11 Main Works Contract BOQ (1).xlsx |  |  |  | CITYWALK PHASE-05, PLOT 5.11 | Residential | CITYWALK RESIDENTIAL 1 LLC
53 | C | Water tank suspended slab; 300mm thick | 2 | m³ | 726 | 1452 | C — Concrete Work | C | C02 | C0201 | C2 Poured concrete | 2.01 | Frame | Volume (m³) | AED | 95 | Rule | ✓ |  | Citywalk Plot 5.11 Main Works Contract BOQ (1).xlsx |  |  |  | CITYWALK PHASE-05, PLOT 5.11 | Residential | CITYWALK RESIDENTIAL 1 LLC
55 | D | Water tank walls; 300mm thick | 22 | m³ | 726 | 15972 | C — Concrete Work | C | C02 | C0201 | C2 Poured concrete | 2.01 | Upper Floors / Walls | Volume (m³) | AED | 93 | Rule | ✓ |  | Citywalk Plot 5.11 Main Works Contract BOQ (1).xlsx |  |  |  | CITYWALK PHASE-05, PLOT 5.11 | Residential | CITYWALK RESIDENTIAL 1 LLC
57 | E | Water tank walls; 350mm thick | 97 | m³ | 726 | 70422 | C — Concrete Work | C | C02 | C0201 | C2 Poured concrete | 2.01 | Upper Floors / Walls | Volume (m³) | AED | 93 | Rule | ✓ |  | Citywalk Plot 5.11 Main Works Contract BOQ (1).xlsx |  |  |  | CITYWALK PHASE-05, PLOT 5.11 | Residential | CITYWALK RESIDENTIAL 1 LLC
59 | F | Water tank walls; 400mm thick | 7 | m³ | 726 | 5082 | C — Concrete Work | C | C02 | C0201 | C2 Poured concrete | 2.01 | Upper Floors / Walls | Volume (m³) | AED | 93 | Rule | ✓ |  | Citywalk Plot 5.11 Main Works Contract BOQ (1).xlsx |  |  |  | CITYWALK PHASE-05, PLOT 5.11 | Residential | CITYWALK RESIDENTIAL 1 LLC
61 | G | Water tank walls; 500mm thick | 11 | m³ | 726 | 7986 | C — Concrete Work | C | C02 | C0201 | C2 Poured concrete | 2.01 | Upper Floors / Walls | Volume (m³) | AED | 93 | Rule | ✓ |  | Citywalk Plot 5.11 Main Works Contract BOQ (1).xlsx |  |  |  | CITYWALK PHASE-05, PLOT 5.11 | Residential | CITYWALK RESIDENTIAL 1 LLC
63 | H | Water tank walls; 1200mm thick | 49 | m³ | 726 | 35574 | C — Concrete Work | C | C02 | C0201 | C2 Poured concrete | 2.01 | Upper Floors / Walls | Volume (m³) | AED | 93 | Rule | ✓ |  | Citywalk Plot 5.11 Main Works Contract BOQ (1).xlsx |  |  |  | CITYWALK PHASE-05, PLOT 5.11 | Residential | CITYWALK RESIDENTIAL 1 LLC
86 |  |  |  | To Collection AED |  | 362688 | [8 empty] | AED |  |  |  |  | Citywalk Plot 5.11 Main Works Contract BOQ (1).xlsx |  |  |  | CITYWALK PHASE-05, PLOT 5.11 | Residential | CITYWALK RESIDENTIAL 1 LLC
▸ POURED CONCRETE
▸ Note: Refer to the following:
▸ 1. Specification:
▸ DHRE0017-DI-XX-XX-SPC-LA-108007
▸ DHRE0017-KP-XX-XX-RPT-STR-100002_Structural DD Report
▸ DHRE0017-KP-XX-XX-SPC-MW-108001_Architectural, ID and Civil Specs
▸ 2. Drawings;
▸ DHRE0017- DNK- XX- ZZ- DWG- LS- 100401-100404
▸ DHRE0017-KP-PL-B1-DWG-ST-1010B1 - FOUNDATIONS & PILE CAPS LAYOUT - OVERALL PLAN
▸ DHRE0017-KP-PL-XX-DWG-ST-102000 - PILE CAPS SCHEDULE
▸ DHRE0017-KP-XX-ZZ-DWG-AR-104101 to DHRE0017-KP-XX-ZZ-DWG-AR-104104
▸ DHRE0017-KP-CW-B1-DWG-ST-1010B1 to 101009
▸ DHRE0017-KP-FP-GF-DWG-ST-101000 to 101010
▸ DHRE0017-KP-SC-XX-DWG-ST-105313
▸ DHRE0017-KP-CW-XX-DWG-ST-105000 to 105002
124 |  |  |  | To Collection AED |  | 0 | [8 empty] | AED |  |  |  |  | Citywalk Plot 5.11 Main Works Contract BOQ (1).xlsx |  |  |  | CITYWALK PHASE-05, PLOT 5.11 | Residential | CITYWALK RESIDENTIAL 1 LLC
▸ POURED CONCRETE (Cont'd)
▸ STR-0002-General Notes ST-0002
▸ Plain concrete; concrete strength C15 N/mm²; including accessories and all ancillary works as necessary
134 | A | Protection screed; 50mm thick | 199 | m³ | 0 | included | N — Special Construction | N | N01 | N0101 | N1 Generally | 5.13 | Specialist Installations | Enumerated (nr), Item | AED | 68 | Fuzzy | ⚠ |  | Citywalk Plot 5.11 Main Works Contract BOQ (1).xlsx |  |  |  | CITYWALK PHASE-05, PLOT 5.11 | Residential | CITYWALK RESIDENTIAL 1 LLC
136 | B | Blinding screed; 50mm thick | 208 | m³ | 0 | Changed as per addedum 7 | C — Concrete Work | C | C02 | C0201 | C2 Poured concrete | 2.01 | Substructure | Volume (m³) | AED | 95 | Rule | ✓ |  | Citywalk Plot 5.11 Main Works Contract BOQ (1).xlsx |  |  |  | CITYWALK PHASE-05, PLOT 5.11 | Residential | CITYWALK RESIDENTIAL 1 LLC
▸ Reinforced concrete; concrete strength C40 N/mm²; including plasticizers, accessories and all ancillary works as necessary
140 | C | Pile caps | 1745 | m³ | 628 | 1095860 | C — Concrete Work | C | C02 | C0201 | C2 Poured concrete | 2.01 | Substructure | Volume (m³) | AED | 95 | Rule | ✓ |  | Citywalk Plot 5.11 Main Works Contract BOQ (1).xlsx |  |  |  | CITYWALK PHASE-05, PLOT 5.11 | Residential | CITYWALK RESIDENTIAL 1 LLC
142 | D | Tie beams | 22 | m³ | 628 | 13816 | C — Concrete Work | C | C02 | C0201 | C2 Poured concrete | 2.01 | Frame | Volume (m³) | AED | 93 | Rule | ✓ |  | Citywalk Plot 5.11 Main Works Contract BOQ (1).xlsx |  |  |  | CITYWALK PHASE-05, PLOT 5.11 | Residential | CITYWALK RESIDENTIAL 1 LLC
▸ Reinforced concrete; concrete strength C50 N/mm²; including plasticizers, accessories and all ancillary works as necessary
146 | E | Lift pit base | 173 | m³ | 605 | 104665 | C — Concrete Work | C | C01 | C0102 | C1 Generally | 1.01 | Substructure – Lift Pit | Volume (m³) | AED | 93 | AI | ✓ |  | Citywalk Plot 5.11 Main Works Contract BOQ (1).xlsx |  |  |  | CITYWALK PHASE-05, PLOT 5.11 | Residential | CITYWALK RESIDENTIAL 1 LLC
148 | F | Columns | 202 | m³ | 650 | 131300 | C — Concrete Work | C | C02 | C0201 | C2 Poured concrete | 2.01 | Frame | Volume (m³) | AED | 95 | Rule | ✓ |  | Citywalk Plot 5.11 Main Works Contract BOQ (1).xlsx |  |  |  | CITYWALK PHASE-05, PLOT 5.11 | Residential | CITYWALK RESIDENTIAL 1 LLC
150 | G | Columns; circular | 33 | m³ | 650 | 21450 | C — Concrete Work | C | C02 | C0201 | C2 Poured concrete | 2.01 | Frame | Volume (m³) | AED | 95 | Rule | ✓ |  | Citywalk Plot 5.11 Main Works Contract BOQ (1).xlsx |  |  |  | CITYWALK PHASE-05, PLOT 5.11 | Residential | CITYWALK RESIDENTIAL 1 LLC
152 | H | Core wall; 400mm thick | 124 | m³ | 650 | 80600 | C — Concrete Work | C | C02 | C0201 | C2 Poured concrete | 2.01 | Frame – Core Wall | Area (m²) | AED | 92 | AI | ✓ |  | Citywalk Plot 5.11 Main Works Contract BOQ (1).xlsx |  |  |  | CITYWALK PHASE-05, PLOT 5.11 | Residential | CITYWALK RESIDENTIAL 1 LLC
154 | J | Shear wall; 300mm thick | 8 | m³ | 650 | 5200 | C — Concrete Work | C | C02 | C0201 | C2 Poured concrete | 2.01 | Frame – Shear Wall | Area (m²) | AED | 93 | AI | ✓ |  | Citywalk Plot 5.11 Main Works Contract BOQ (1).xlsx |  |  |  | CITYWALK PHASE-05, PLOT 5.11 | Residential | CITYWALK RESIDENTIAL 1 LLC
156 | K | Shear wall; 400mm thick | 358 | m³ | 650 | 232700 | C — Concrete Work | C | C02 | C0201 | C2 Poured concrete | 2.01 | Frame – Shear Wall | Area (m²) | AED | 93 | AI | ✓ |  | Citywalk Plot 5.11 Main Works Contract BOQ (1).xlsx |  |  |  | CITYWALK PHASE-05, PLOT 5.11 | Residential | CITYWALK RESIDENTIAL 1 LLC
158 | L | Shear wall; 500mm thick | 32 | m³ | 650 | 20800 | C — Concrete Work | C | C02 | C0201 | C2 Poured concrete | 2.01 | Frame – Shear Wall | Area (m²) | AED | 93 | AI | ✓ |  | Citywalk Plot 5.11 Main Works Contract BOQ (1).xlsx |  |  |  | CITYWALK PHASE-05, PLOT 5.11 | Residential | CITYWALK RESIDENTIAL 1 LLC
160 | M | Shear wall; 650mm thick | 10 | m³ | 650 | 6500 | C — Concrete Work | C | C02 | C0201 | C2 Poured concrete | 2.01 | Frame – Shear Wall | Area (m²) | AED | 93 | AI | ✓ |  | Citywalk Plot 5.11 Main Works Contract BOQ (1).xlsx |  |  |  | CITYWALK PHASE-05, PLOT 5.11 | Residential | CITYWALK RESIDENTIAL 1 LLC
162 | N | Suspended slab; 150mm thick to attic slab | 66 | m³ | 605 | 39930 | C — Concrete Work | C | C02 | C0201 | C2 Poured concrete | 2.01 | Frame | Volume (m³) | AED | 95 | Rule | ✓ |  | Citywalk Plot 5.11 Main Works Contract BOQ (1).xlsx |  |  |  | CITYWALK PHASE-05, PLOT 5.11 | Residential | CITYWALK RESIDENTIAL 1 LLC
164 | P | Suspended slab; 200mm thick | 71 | m³ | 605 | 42955 | C — Concrete Work | C | C02 | C0201 | C2 Poured concrete | 2.01 | Frame | Volume (m³) | AED | 95 | Rule | ✓ |  | Citywalk Plot 5.11 Main Works Contract BOQ (1).xlsx |  |  |  | CITYWALK PHASE-05, PLOT 5.11 | Residential | CITYWALK RESIDENTIAL 1 LLC
166 | Q | Suspended slab; 250mm thick | 433 | m³ | 605 | 261965 | C — Concrete Work | C | C02 | C0201 | C2 Poured concrete | 2.01 | Frame | Volume (m³) | AED | 95 | Rule | ✓ |  | Citywalk Plot 5.11 Main Works Contract BOQ (1).xlsx |  |  |  | CITYWALK PHASE-05, PLOT 5.11 | Residential | CITYWALK RESIDENTIAL 1 LLC
168 | R | Suspended slab; 300mm thick | 265 | m³ | 605 | 160325 | C — Concrete Work | C | C02 | C0201 | C2 Poured concrete | 2.01 | Frame | Volume (m³) | AED | 95 | Rule | ✓ |  | Citywalk Plot 5.11 Main Works Contract BOQ (1).xlsx |  |  |  | CITYWALK PHASE-05, PLOT 5.11 | Residential | CITYWALK RESIDENTIAL 1 LLC
170 | S | Suspended slab; 300mm thick; roof slab | 50 | m³ | 605 | 30250 | C — Concrete Work | C | C02 | C0201 | C2 Poured concrete | 2.01 | Frame | Volume (m³) | AED | 95 | Rule | ✓ |  | Citywalk Plot 5.11 Main Works Contract BOQ (1).xlsx |  |  |  | CITYWALK PHASE-05, PLOT 5.11 | Residential | CITYWALK RESIDENTIAL 1 LLC
173 |  |  |  | To Collection AED |  | 2248316 | [8 empty] | AED |  |  |  |  | Citywalk Plot 5.11 Main Works Contract BOQ (1).xlsx |  |  |  | CITYWALK PHASE-05, PLOT 5.11 | Residential | CITYWALK RESIDENTIAL 1 LLC
▸ POURED CONCRETE (Cont'd)
179 | A | Suspended slab; 400mm thick | 54 | m³ | 605 | 32670 | C — Concrete Work | C | C02 | C0201 | C2 Poured concrete | 2.01 | Frame | Volume (m³) | AED | 95 | Rule | ✓ |  | Citywalk Plot 5.11 Main Works Contract BOQ (1).xlsx |  |  |  | CITYWALK PHASE-05, PLOT 5.11 | Residential | CITYWALK RESIDENTIAL 1 LLC
181 | B | Suspended slab; 400mm thick; roof slab | 293 | m³ | 605 | 177265 | C — Concrete Work | C | C02 | C0201 | C2 Poured concrete | 2.01 | Frame | Volume (m³) | AED | 95 | Rule | ✓ |  | Citywalk Plot 5.11 Main Works Contract BOQ (1).xlsx |  |  |  | CITYWALK PHASE-05, PLOT 5.11 | Residential | CITYWALK RESIDENTIAL 1 LLC
183 | C | Suspended slab; 450mm thick | 216 | m³ | 605 | 130680 | C — Concrete Work | C | C02 | C0201 | C2 Poured concrete | 2.01 | Frame | Volume (m³) | AED | 95 | Rule | ✓ |  | Citywalk Plot 5.11 Main Works Contract BOQ (1).xlsx |  |  |  | CITYWALK PHASE-05, PLOT 5.11 | Residential | CITYWALK RESIDENTIAL 1 LLC
185 | D | Suspended slab; 450mm thick; roof slab | 356 | m³ | 605 | 215380 | C — Concrete Work | C | C02 | C0201 | C2 Poured concrete | 2.01 | Frame | Volume (m³) | AED | 95 | Rule | ✓ |  | Citywalk Plot 5.11 Main Works Contract BOQ (1).xlsx |  |  |  | CITYWALK PHASE-05, PLOT 5.11 | Residential | CITYWALK RESIDENTIAL 1 LLC
187 | E | Beams | 94 | m³ | 605 | 56870 | C — Concrete Work | C | C02 | C0201 | C2 Poured concrete | 2.01 | Frame | Volume (m³) | AED | 93 | Rule | ✓ |  | Citywalk Plot 5.11 Main Works Contract BOQ (1).xlsx |  |  |  | CITYWALK PHASE-05, PLOT 5.11 | Residential | CITYWALK RESIDENTIAL 1 LLC
189 | F | Beams; roof | 7 | m³ | 605 | 4235 | C — Concrete Work | C | C02 | C0201 | C2 Poured concrete | 2.01 | Frame | Volume (m³) | AED | 93 | Rule | ✓ |  | Citywalk Plot 5.11 Main Works Contract BOQ (1).xlsx |  |  |  | CITYWALK PHASE-05, PLOT 5.11 | Residential | CITYWALK RESIDENTIAL 1 LLC
191 | G | Drop panel | 12 | m³ | 605 | 7260 | J — Finishes | J | J05 | J0501 | J5 Suspended ceilings | 3.01 | Internal Finishes | Area (m²), Length (m) | AED | 63 | Fuzzy | ⚠ |  | Citywalk Plot 5.11 Main Works Contract BOQ (1).xlsx |  |  |  | CITYWALK PHASE-05, PLOT 5.11 | Residential | CITYWALK RESIDENTIAL 1 LLC
193 | H | Drop panel; roof | 30 | m³ | 605 | 18150 | C — Concrete Work | C | C02 | C0203 | C2 Poured concrete | 2.02 | Upper Floors – Drop Panel | Area (m²) | AED | 91 | AI | ✓ |  | Citywalk Plot 5.11 Main Works Contract BOQ (1).xlsx |  |  |  | CITYWALK PHASE-05, PLOT 5.11 | Residential | CITYWALK RESIDENTIAL 1 LLC
195 | J | Ramps | 54 | m³ | 605 | 32670 | C — Concrete Work | C | C02 | C0204 | C2 Poured concrete | 8.01 | External Works – Ramps | Area (m²) | AED | 88 | AI | ✓ |  | Citywalk Plot 5.11 Main Works Contract BOQ (1).xlsx |  |  |  | CITYWALK PHASE-05, PLOT 5.11 | Residential | CITYWALK RESIDENTIAL 1 LLC
197 | K | Staircases | 24 | m³ | 605 | 14520 | C — Concrete Work | C | C02 | C0201 | C2 Poured concrete | 2.01 | Frame | Volume (m³) | AED | 93 | Rule | ✓ |  | Citywalk Plot 5.11 Main Works Contract BOQ (1).xlsx |  |  |  | CITYWALK PHASE-05, PLOT 5.11 | Residential | CITYWALK RESIDENTIAL 1 LLC
199 | L | Beam; 200 x 200mm | 4 | m³ | 605 | 2420 | C — Concrete Work | C | C02 | C0201 | C2 Poured concrete | 2.01 | Frame – Beam | Linear (m) | AED | 92 | AI | ✓ |  | Citywalk Plot 5.11 Main Works Contract BOQ (1).xlsx |  |  |  | CITYWALK PHASE-05, PLOT 5.11 | Residential | CITYWALK RESIDENTIAL 1 LLC
201 | M | Column supports | 5 | m³ | 605 | 3025 | J — Finishes | J | J06 | J0603 | J6 Decorations | 3.01 | Internal Finishes | Area (m²), Length (m) | AED | 72 | Fuzzy | ⚠ |  | Citywalk Plot 5.11 Main Works Contract BOQ (1).xlsx |  |  |  | CITYWALK PHASE-05, PLOT 5.11 | Residential | CITYWALK RESIDENTIAL 1 LLC
▸ Concrete base; C32; including admixtures, accessories and all ancillary works as necessary
205 | N | Planter Wall; 200mm thick | 34 | m³ | 581 | 19754 | M — Furnishings | M | M01 | M0101 | M1 Generally | 3.01 | Furnishings – Planter | Enumerated (nr) | AED | 90 | Rule | ✓ |  | Citywalk Plot 5.11 Main Works Contract BOQ (1).xlsx |  |  |  | CITYWALK PHASE-05, PLOT 5.11 | Residential | CITYWALK RESIDENTIAL 1 LLC
207 | P | Planter Wall; 220mm thick | 4 | m³ | 581 | 2324 | M — Furnishings | M | M01 | M0101 | M1 Generally | 3.01 | Furnishings – Planter | Enumerated (nr) | AED | 90 | Rule | ✓ |  | Citywalk Plot 5.11 Main Works Contract BOQ (1).xlsx |  |  |  | CITYWALK PHASE-05, PLOT 5.11 | Residential | CITYWALK RESIDENTIAL 1 LLC
209 | Q | Planter Wall; 250mm thick | 8 | m³ | 581 | 4648 | M — Furnishings | M | M01 | M0101 | M1 Generally | 3.01 | Furnishings – Planter | Enumerated (nr) | AED | 90 | Rule | ✓ |  | Citywalk Plot 5.11 Main Works Contract BOQ (1).xlsx |  |  |  | CITYWALK PHASE-05, PLOT 5.11 | Residential | CITYWALK RESIDENTIAL 1 LLC
211 | R | Planter Wall; 270mm thick | 8 | m³ | 581 | 4648 | M — Furnishings | M | M01 | M0101 | M1 Generally | 3.01 | Furnishings – Planter | Enumerated (nr) | AED | 90 | Rule | ✓ |  | Citywalk Plot 5.11 Main Works Contract BOQ (1).xlsx |  |  |  | CITYWALK PHASE-05, PLOT 5.11 | Residential | CITYWALK RESIDENTIAL 1 LLC
213 | S | Planter Wall; 280mm thick | 15 | m³ | 581 | 8715 | M — Furnishings | M | M01 | M0101 | M1 Generally | 3.01 | Furnishings – Planter | Enumerated (nr) | AED | 90 | Rule | ✓ |  | Citywalk Plot 5.11 Main Works Contract BOQ (1).xlsx |  |  |  | CITYWALK PHASE-05, PLOT 5.11 | Residential | CITYWALK RESIDENTIAL 1 LLC
215 | T | Planter Wall; 300mm thick | 10 | m³ | 581 | 5810 | M — Furnishings | M | M01 | M0101 | M1 Generally | 3.01 | Furnishings – Planter | Enumerated (nr) | AED | 90 | Rule | ✓ |  | Citywalk Plot 5.11 Main Works Contract BOQ (1).xlsx |  |  |  | CITYWALK PHASE-05, PLOT 5.11 | Residential | CITYWALK RESIDENTIAL 1 LLC
220 |  |  |  | To Collection AED |  | 741044 | [8 empty] | AED |  |  |  |  | Citywalk Plot 5.11 Main Works Contract BOQ (1).xlsx |  |  |  | CITYWALK PHASE-05, PLOT 5.11 | Residential | CITYWALK RESIDENTIAL 1 LLC
▸ POURED CONCRETE (Cont'd)
226 | A | Planter Wall; 360mm thick | 5 | m³ | 581 | 2905 | M — Furnishings | M | M01 | M0101 | M1 Generally | 3.01 | Furnishings – Planter | Enumerated (nr) | AED | 90 | Rule | ✓ |  | Citywalk Plot 5.11 Main Works Contract BOQ (1).xlsx |  |  |  | CITYWALK PHASE-05, PLOT 5.11 | Residential | CITYWALK RESIDENTIAL 1 LLC
228 | B | Planter Wall; 370mm thick | 16 | m³ | 581 | 9296 | M — Furnishings | M | M01 | M0101 | M1 Generally | 3.01 | Furnishings – Planter | Enumerated (nr) | AED | 90 | Rule | ✓ |  | Citywalk Plot 5.11 Main Works Contract BOQ (1).xlsx |  |  |  | CITYWALK PHASE-05, PLOT 5.11 | Residential | CITYWALK RESIDENTIAL 1 LLC
230 | C | Up stand; 200mm thick | 114 | m³ | 581 | 66234 | C — Concrete Work | C | C02 | C0204 | C2 Poured concrete | 2.02 | Upper Floors – Upstand | Area (m²) | AED | 89 | AI | ✓ |  | Citywalk Plot 5.11 Main Works Contract BOQ (1).xlsx |  |  |  | CITYWALK PHASE-05, PLOT 5.11 | Residential | CITYWALK RESIDENTIAL 1 LLC
232 | D | Up stand; 250mm thick | 33 | m³ | 581 | 19173 | C — Concrete Work | C | C02 | C0204 | C2 Poured concrete | 2.02 | Upper Floors – Upstand | Area (m²) | AED | 89 | AI | ✓ |  | Citywalk Plot 5.11 Main Works Contract BOQ (1).xlsx |  |  |  | CITYWALK PHASE-05, PLOT 5.11 | Residential | CITYWALK RESIDENTIAL 1 LLC
▸ Lightweight concrete fill; including admixtures, accessories and all ancillary works as necessary
236 | E | To lawn area; 830mm thick | 137 | m³ | 1357 | 185909 | C — Concrete Work | C | C03 | C0301 | C3 Reinforcement | 8.01 | External Works – Lawn Area Slab | Area (m²) | AED | 85 | AI | ✓ |  | Citywalk Plot 5.11 Main Works Contract BOQ (1).xlsx |  |  |  | CITYWALK PHASE-05, PLOT 5.11 | Residential | CITYWALK RESIDENTIAL 1 LLC
238 | F | To hardscape area; 190mm thick | 77 | m³ | 1357 | 104489 | C — Concrete Work | C | C03 | C0301 | C3 Reinforcement | 8.01 | External Works – Hardscape Slab | Area (m²) | AED | 87 | AI | ✓ |  | Citywalk Plot 5.11 Main Works Contract BOQ (1).xlsx |  |  |  | CITYWALK PHASE-05, PLOT 5.11 | Residential | CITYWALK RESIDENTIAL 1 LLC
240 | G | To hardscape area; 250mm thick | 12 | m³ | 1357 | 16284 | C — Concrete Work | C | C03 | C0301 | C3 Reinforcement | 8.01 | External Works – Hardscape Slab | Area (m²) | AED | 87 | AI | ✓ |  | Citywalk Plot 5.11 Main Works Contract BOQ (1).xlsx |  |  |  | CITYWALK PHASE-05, PLOT 5.11 | Residential | CITYWALK RESIDENTIAL 1 LLC
242 | H | To hardscape area; 1180mm thick | 191 | m³ | 1357 | 259187 | C — Concrete Work | C | C03 | C0301 | C3 Reinforcement | 8.01 | External Works – Hardscape Slab | Area (m²) | AED | 85 | AI | ✓ |  | Citywalk Plot 5.11 Main Works Contract BOQ (1).xlsx |  |  |  | CITYWALK PHASE-05, PLOT 5.11 | Residential | CITYWALK RESIDENTIAL 1 LLC
▸ Lightweight concrete screed; including admixtures, accessories and all ancillary works as necessary
246 | J | To softscape area; 50mm thick | 34 | m³ | 1357 | 46138 | C — Concrete Work | C | C03 | C0301 | C3 Reinforcement | 8.01 | External Works – Softscape Slab | Area (m²) | AED | 82 | AI | ⚠ |  | Citywalk Plot 5.11 Main Works Contract BOQ (1).xlsx |  |  |  | CITYWALK PHASE-05, PLOT 5.11 | Residential | CITYWALK RESIDENTIAL 1 LLC
248 | K | To hardscape area; 55mm thick | 16 | m³ | 1357 | 21712 | C — Concrete Work | C | C03 | C0301 | C3 Reinforcement | 8.01 | External Works – Hardscape Slab | Area (m²) | AED | 86 | AI | ✓ |  | Citywalk Plot 5.11 Main Works Contract BOQ (1).xlsx |  |  |  | CITYWALK PHASE-05, PLOT 5.11 | Residential | CITYWALK RESIDENTIAL 1 LLC
250 | L | To hardscape area; 100mm thick | 9 | m³ | 1357 | 12213 | C — Concrete Work | C | C03 | C0301 | C3 Reinforcement | 8.01 | External Works – Hardscape Slab | Area (m²) | AED | 87 | AI | ✓ |  | Citywalk Plot 5.11 Main Works Contract BOQ (1).xlsx |  |  |  | CITYWALK PHASE-05, PLOT 5.11 | Residential | CITYWALK RESIDENTIAL 1 LLC
252 | M | To hardscape area; 145mm thick | 34 | m³ | 1357 | 46138 | C — Concrete Work | C | C03 | C0301 | C3 Reinforcement | 8.01 | External Works – Hardscape Slab | Area (m²) | AED | 87 | AI | ✓ |  | Citywalk Plot 5.11 Main Works Contract BOQ (1).xlsx |  |  |  | CITYWALK PHASE-05, PLOT 5.11 | Residential | CITYWALK RESIDENTIAL 1 LLC
254 | N | To hardscape area; 150mm thick | 61 | m³ | 1357 | 82777 | C — Concrete Work | C | C03 | C0301 | C3 Reinforcement | 8.01 | External Works – Hardscape Slab | Area (m²) | AED | 87 | AI | ✓ |  | Citywalk Plot 5.11 Main Works Contract BOQ (1).xlsx |  |  |  | CITYWALK PHASE-05, PLOT 5.11 | Residential | CITYWALK RESIDENTIAL 1 LLC
256 | P | To hardscape area; 160mm thick | 40 | m³ | 1357 | 54280 | C — Concrete Work | C | C03 | C0301 | C3 Reinforcement | 8.01 | External Works – Hardscape Slab | Area (m²) | AED | 87 | AI | ✓ |  | Citywalk Plot 5.11 Main Works Contract BOQ (1).xlsx |  |  |  | CITYWALK PHASE-05, PLOT 5.11 | Residential | CITYWALK RESIDENTIAL 1 LLC
258 | Q | To hardscape area; 190mm thick | 34 | m³ | 1357 | 46138 | C — Concrete Work | C | C03 | C0301 | C3 Reinforcement | 8.01 | External Works – Hardscape Slab | Area (m²) | AED | 87 | AI | ✓ |  | Citywalk Plot 5.11 Main Works Contract BOQ (1).xlsx |  |  |  | CITYWALK PHASE-05, PLOT 5.11 | Residential | CITYWALK RESIDENTIAL 1 LLC
260 | R | To hardscape area; 200mm thick | 80 | m³ | 1357 | 108560 | C — Concrete Work | C | C03 | C0301 | C3 Reinforcement | 8.01 | External Works – Hardscape Slab | Area (m²) | AED | 87 | AI | ✓ |  | Citywalk Plot 5.11 Main Works Contract BOQ (1).xlsx |  |  |  | CITYWALK PHASE-05, PLOT 5.11 | Residential | CITYWALK RESIDENTIAL 1 LLC
264 |  |  |  | To Collection AED |  | 1081433 | [8 empty] | AED |  |  |  |  | Citywalk Plot 5.11 Main Works Contract BOQ (1).xlsx |  |  |  | CITYWALK PHASE-05, PLOT 5.11 | Residential | CITYWALK RESIDENTIAL 1 LLC
▸ POURED CONCRETE (Cont'd)
▸ Reinforced concrete; concrete strength C32 N/mm²; including plasticizers, accessories and all ancillary works as necessary
272 | A | Lintels | 6 | m³ | 528 | 3168 | C — Concrete Work | C | C02 | C0201 | C2 Poured concrete | 2.01 | Frame / Concrete Work | Volume (m³), Weight (t), Area (m²), Length (m), Enumerated (nr) | AED | 79 | Fuzzy | ⚠ |  | Citywalk Plot 5.11 Main Works Contract BOQ (1).xlsx |  |  |  | CITYWALK PHASE-05, PLOT 5.11 | Residential | CITYWALK RESIDENTIAL 1 LLC
309 |  |  |  | To Collection AED |  | 3168 | [8 empty] | AED |  |  |  |  | Citywalk Plot 5.11 Main Works Contract BOQ (1).xlsx |  |  |  | CITYWALK PHASE-05, PLOT 5.11 | Residential | CITYWALK RESIDENTIAL 1 LLC
▸ REINFORCEMENT
▸ Note: Refer to the following:
▸ 1. Specification:
▸ DHRE0017-KP-XX-XX-RPT-STR-100002_Structural DD Report
▸ DHRE0017-KP-XX-XX-SPC-MW-108001_Architectural, ID and Civil Specs
▸ 2. Drawings;
▸ DHRE0017-KP-PL-B1-DWG-ST-1010B1 - FOUNDATIONS & PILE CAPS LAYOUT - OVERALL PLAN
▸ DHRE0017-KP-PL-XX-DWG-ST-102000 - PILE CAPS SCHEDULE
▸ DHRE0017-KP-CW-B1-DWG-ST-1010B1 to 101009
▸ DHRE0017-KP-FP-GF-DWG-ST-101000 to 101010
▸ DHRE0017-KP-SC-XX-DWG-ST-105313
▸ DHRE0017-KP-CW-XX-DWG-ST-105000 to 105002
▸ STR-0002-General Notes ST-0002
▸ Reinforcing steel bars; to comply with BS4449 and strength to be (FY)=500 MPa
341 | A | To pile caps; various diameter | 261.72 | t | 4966 | 1299702 | C — Concrete Work | C | C02 | C0201 | C2 Poured concrete | 2.01 | Substructure | Volume (m³) | AED | 95 | Rule | ✓ |  | Citywalk Plot 5.11 Main Works Contract BOQ (1).xlsx |  |  |  | CITYWALK PHASE-05, PLOT 5.11 | Residential | CITYWALK RESIDENTIAL 1 LLC
343 | B | To rafts; various diameter | 200.15 | t | 4966 | 993945 | C — Concrete Work | C | C04 | C0401 | C4 Shuttering | 1.01 | Reinforcement – Raft Reinforcing Steel | Mass (tonnes) | AED | 91 | AI | ✓ |  | Citywalk Plot 5.11 Main Works Contract BOQ (1).xlsx |  |  |  | CITYWALK PHASE-05, PLOT 5.11 | Residential | CITYWALK RESIDENTIAL 1 LLC
345 | C | To basement retaining walls; various diameter | 45.57 | t | 4966 | 226301 | C — Concrete Work | C | C02 | C0201 | C2 Poured concrete | 2.01 | Upper Floors / Walls | Volume (m³) | AED | 93 | Rule | ✓ |  | Citywalk Plot 5.11 Main Works Contract BOQ (1).xlsx |  |  |  | CITYWALK PHASE-05, PLOT 5.11 | Residential | CITYWALK RESIDENTIAL 1 LLC
347 | D | To lift pit base; various diameter | 36.27 | t | 4966 | 180117 | C — Concrete Work | C | C04 | C0401 | C4 Shuttering | 1.01 | Reinforcement – Lift Pit Reinforcing Steel | Mass (tonnes) | AED | 91 | AI | ✓ |  | Citywalk Plot 5.11 Main Works Contract BOQ (1).xlsx |  |  |  | CITYWALK PHASE-05, PLOT 5.11 | Residential | CITYWALK RESIDENTIAL 1 LLC
350 |  |  |  | To Collection AED |  | 2700065 | [8 empty] | AED |  |  |  |  | Citywalk Plot 5.11 Main Works Contract BOQ (1).xlsx |  |  |  | CITYWALK PHASE-05, PLOT 5.11 | Residential | CITYWALK RESIDENTIAL 1 LLC
▸ REINFORCEMENT (Cont'd)
356 | A | To column; various diameter | 39.67 | t | 4966 | 197001 | C — Concrete Work | C | C02 | C0201 | C2 Poured concrete | 2.01 | Frame / Concrete Work | Volume (m³), Weight (t), Area (m²), Length (m), Enumerated (nr) | AED | 68 | Fuzzy | ⚠ |  | Citywalk Plot 5.11 Main Works Contract BOQ (1).xlsx |  |  |  | CITYWALK PHASE-05, PLOT 5.11 | Residential | CITYWALK RESIDENTIAL 1 LLC
358 | B | To circular column; various diameter | 6.07 | t | 4966 | 30144 | C — Concrete Work | C | C02 | C0201 | C2 Poured concrete | 2.01 | Frame / Concrete Work | Volume (m³), Weight (t), Area (m²), Length (m), Enumerated (nr) | AED | 68 | Fuzzy | ⚠ |  | Citywalk Plot 5.11 Main Works Contract BOQ (1).xlsx |  |  |  | CITYWALK PHASE-05, PLOT 5.11 | Residential | CITYWALK RESIDENTIAL 1 LLC
360 | C | To core walls; various diameter | 13.22 | t | 4966 | 65651 | C — Concrete Work | C | C02 | C0201 | C2 Poured concrete | 2.01 | Upper Floors / Walls | Volume (m³) | AED | 93 | Rule | ✓ |  | Citywalk Plot 5.11 Main Works Contract BOQ (1).xlsx |  |  |  | CITYWALK PHASE-05, PLOT 5.11 | Residential | CITYWALK RESIDENTIAL 1 LLC
362 | D | To shear walls; various diameter | 50.22 | t | 4966 | 249393 | C — Concrete Work | C | C02 | C0201 | C2 Poured concrete | 2.01 | Upper Floors / Walls | Volume (m³) | AED | 93 | Rule | ✓ |  | Citywalk Plot 5.11 Main Works Contract BOQ (1).xlsx |  |  |  | CITYWALK PHASE-05, PLOT 5.11 | Residential | CITYWALK RESIDENTIAL 1 LLC
364 | E | To water tank walls; various diameter | 26 | t | 4966 | 129116 | C — Concrete Work | C | C02 | C0201 | C2 Poured concrete | 2.01 | Upper Floors / Walls | Volume (m³) | AED | 93 | Rule | ✓ |  | Citywalk Plot 5.11 Main Works Contract BOQ (1).xlsx |  |  |  | CITYWALK PHASE-05, PLOT 5.11 | Residential | CITYWALK RESIDENTIAL 1 LLC
366 | F | To beams; various diameter | 24.07 | t | 4966 | 119532 | C — Concrete Work | C | C02 | C0201 | C2 Poured concrete | 2.01 | Frame | Volume (m³) | AED | 93 | Rule | ✓ |  | Citywalk Plot 5.11 Main Works Contract BOQ (1).xlsx |  |  |  | CITYWALK PHASE-05, PLOT 5.11 | Residential | CITYWALK RESIDENTIAL 1 LLC
368 | G | To beams; various diameter; roof slab | 1.62 | t | 4966 | 8045 | C — Concrete Work | C | C02 | C0201 | C2 Poured concrete | 2.01 | Frame | Volume (m³) | AED | 93 | Rule | ✓ |  | Citywalk Plot 5.11 Main Works Contract BOQ (1).xlsx |  |  |  | CITYWALK PHASE-05, PLOT 5.11 | Residential | CITYWALK RESIDENTIAL 1 LLC
370 | H | To suspended slab; various diameter | 166.9 | t | 4966 | 828825 | C — Concrete Work | C | C02 | C0201 | C2 Poured concrete | 2.01 | Frame | Volume (m³) | AED | 95 | Rule | ✓ |  | Citywalk Plot 5.11 Main Works Contract BOQ (1).xlsx |  |  |  | CITYWALK PHASE-05, PLOT 5.11 | Residential | CITYWALK RESIDENTIAL 1 LLC
372 | J | To suspended slab; various diameter; roof slab | 139.78 | t | 4966 | 694147 | C — Concrete Work | C | C02 | C0201 | C2 Poured concrete | 2.01 | Frame | Volume (m³) | AED | 95 | Rule | ✓ |  | Citywalk Plot 5.11 Main Works Contract BOQ (1).xlsx |  |  |  | CITYWALK PHASE-05, PLOT 5.11 | Residential | CITYWALK RESIDENTIAL 1 LLC
374 | K | To water tank suspended slab; various diameter | 0.31 | t | 4966 | 1539 | C — Concrete Work | C | C02 | C0201 | C2 Poured concrete | 2.01 | Frame | Volume (m³) | AED | 95 | Rule | ✓ |  | Citywalk Plot 5.11 Main Works Contract BOQ (1).xlsx |  |  |  | CITYWALK PHASE-05, PLOT 5.11 | Residential | CITYWALK RESIDENTIAL 1 LLC
376 | L | To drop panels; various diameter | 3.51 | t | 4966 | 17431 | C — Concrete Work | C | C04 | C0401 | C4 Shuttering | 2.02 | Reinforcement – Drop Panel Reinforcing Steel | Mass (tonnes) | AED | 90 | AI | ✓ |  | Citywalk Plot 5.11 Main Works Contract BOQ (1).xlsx |  |  |  | CITYWALK PHASE-05, PLOT 5.11 | Residential | CITYWALK RESIDENTIAL 1 LLC
378 | M | To drop panels; various diameter; roof slab | 12.79 | t | 4966 | 63515 | C — Concrete Work | C | C04 | C0407 | C4 Shuttering | 2.01 | Frame / Concrete Work | Volume (m³), Weight (t), Area (m²), Length (m), Enumerated (nr) | AED | 66 | Fuzzy | ⚠ |  | Citywalk Plot 5.11 Main Works Contract BOQ (1).xlsx |  |  |  | CITYWALK PHASE-05, PLOT 5.11 | Residential | CITYWALK RESIDENTIAL 1 LLC
380 | N | To lintels; various diameter | 0.69 | t | 4966 | 3427 | C — Concrete Work | C | C04 | C0401 | C4 Shuttering | 2.01 | Reinforcement – Lintel Reinforcing Steel | Mass (tonnes) | AED | 90 | AI | ✓ |  | Citywalk Plot 5.11 Main Works Contract BOQ (1).xlsx |  |  |  | CITYWALK PHASE-05, PLOT 5.11 | Residential | CITYWALK RESIDENTIAL 1 LLC
382 | P | To staircases; various diameter | 3.05 | t | 4966 | 15146 | C — Concrete Work | C | C02 | C0201 | C2 Poured concrete | 2.01 | Frame | Volume (m³) | AED | 93 | Rule | ✓ |  | Citywalk Plot 5.11 Main Works Contract BOQ (1).xlsx |  |  |  | CITYWALK PHASE-05, PLOT 5.11 | Residential | CITYWALK RESIDENTIAL 1 LLC
384 | Q | To ramp slabs; various diameter | 6.98 | t | 4966 | 34663 | C — Concrete Work | C | C04 | C0407 | C4 Shuttering | 2.01 | Frame / Concrete Work | Volume (m³), Weight (t), Area (m²), Length (m), Enumerated (nr) | AED | 62 | Fuzzy | ⚠ |  | Citywalk Plot 5.11 Main Works Contract BOQ (1).xlsx |  |  |  | CITYWALK PHASE-05, PLOT 5.11 | Residential | CITYWALK RESIDENTIAL 1 LLC
386 | R | To planter walls; various diameter | 9.01 | t | 4966 | 44744 | C — Concrete Work | C | C02 | C0201 | C2 Poured concrete | 2.01 | Upper Floors / Walls | Volume (m³) | AED | 93 | Rule | ✓ |  | Citywalk Plot 5.11 Main Works Contract BOQ (1).xlsx |  |  |  | CITYWALK PHASE-05, PLOT 5.11 | Residential | CITYWALK RESIDENTIAL 1 LLC
388 | S | To tie beam; various diameter | 6.22 | t | 4966 | 30889 | C — Concrete Work | C | C07 | C0707 | C7 Sundries | 2.01 | Frame / Concrete Work | Volume (m³), Weight (t), Area (m²), Length (m), Enumerated (nr) | AED | 66 | Fuzzy | ⚠ |  | Citywalk Plot 5.11 Main Works Contract BOQ (1).xlsx |  |  |  | CITYWALK PHASE-05, PLOT 5.11 | Residential | CITYWALK RESIDENTIAL 1 LLC
390 | T | To Beam; various diameter | 0.89 | t | 4966 | 4420 | C — Concrete Work | C | C05 | C0501 | C5 Precast concrete | 2.01 | Frame / Concrete Work | Volume (m³), Weight (t), Area (m²), Length (m), Enumerated (nr) | AED | 65 | Fuzzy | ⚠ |  | Citywalk Plot 5.11 Main Works Contract BOQ (1).xlsx |  |  |  | CITYWALK PHASE-05, PLOT 5.11 | Residential | CITYWALK RESIDENTIAL 1 LLC
392 | U | To Column supports; various diameter | 1.58 | t | 4966 | 7846 | C — Concrete Work | C | C02 | C0201 | C2 Poured concrete | 2.01 | Frame / Concrete Work | Volume (m³), Weight (t), Area (m²), Length (m), Enumerated (nr) | AED | 66 | Fuzzy | ⚠ |  | Citywalk Plot 5.11 Main Works Contract BOQ (1).xlsx |  |  |  | CITYWALK PHASE-05, PLOT 5.11 | Residential | CITYWALK RESIDENTIAL 1 LLC
394 | V | To upstand; 200mm thick; various diameter | 9.12 | t | 4966 | 45290 | C — Concrete Work | C | C02 | C0201 | C2 Poured concrete | 2.01 | Frame | Volume (m³) | AED | 90 | Rule | ✓ |  | Citywalk Plot 5.11 Main Works Contract BOQ (1).xlsx |  |  |  | CITYWALK PHASE-05, PLOT 5.11 | Residential | CITYWALK RESIDENTIAL 1 LLC
398 |  |  |  | To Collection AED |  | 2590764 | [8 empty] | AED |  |  |  |  | Citywalk Plot 5.11 Main Works Contract BOQ (1).xlsx |  |  |  | CITYWALK PHASE-05, PLOT 5.11 | Residential | CITYWALK RESIDENTIAL 1 LLC
▸ SHUTTERING
▸ Note: Refer to the following:
▸ 1. Specification:
▸ DHRE0017-KP-XX-XX-RPT-STR-100002_Structural DD Report
▸ DHRE0017-KP-XX-XX-SPC-MW-108001_Architectural, ID and Civil Specs
▸ 2. Drawings;
▸ DHRE0017-KP-PL-B1-DWG-ST-1010B1 - FOUNDATIONS & PILE CAPS LAYOUT - OVERALL PLAN
▸ DHRE0017-KP-PL-XX-DWG-ST-102000 - PILE CAPS SCHEDULE
▸ DHRE0017-KP-CW-B1-DWG-ST-1010B1 to 101009
▸ DHRE0017-KP-FP-GF-DWG-ST-101000 to 101010
▸ DHRE0017-KP-SC-XX-DWG-ST-105313
▸ DHRE0017-KP-CW-XX-DWG-ST-105000 to 105002
▸ STR-0002-General Notes ST-0002
▸ Formwork system including design, support system, formed finishes and temporary works; including accessories and all ancillary works as necessary
▸ Shuttering; rough formed finish
432 | A | Sides of basement retaining walls | 1766 | m² | 120 | 211920 | F — Woodwork | F | F02 | F0201 | F2 Structural timbers | 2.01 | Frame / Woodwork | Length (m), Area (m²), Enumerated (nr) | AED | 79 | Fuzzy | ⚠ |  | Citywalk Plot 5.11 Main Works Contract BOQ (1).xlsx |  |  |  | CITYWALK PHASE-05, PLOT 5.11 | Residential | CITYWALK RESIDENTIAL 1 LLC
434 | B | Sides of rafts | 67 | m² | 120 | 8040 | C — Concrete Work | C | C04 | C0401 | C4 Shuttering | 2.01 | Frame / Concrete Work | Volume (m³), Weight (t), Area (m²), Length (m), Enumerated (nr) | AED | 77 | Fuzzy | ⚠ |  | Citywalk Plot 5.11 Main Works Contract BOQ (1).xlsx |  |  |  | CITYWALK PHASE-05, PLOT 5.11 | Residential | CITYWALK RESIDENTIAL 1 LLC
437 |  |  |  | To Collection AED |  | 219960 | [8 empty] | AED |  |  |  |  | Citywalk Plot 5.11 Main Works Contract BOQ (1).xlsx |  |  |  | CITYWALK PHASE-05, PLOT 5.11 | Residential | CITYWALK RESIDENTIAL 1 LLC
▸ SHUTTERING (Cont'd)
443 | A | Sides of tie beams | 45 | m² | 120 | 5400 | C — Concrete Work | C | C02 | C0201 | C2 Poured concrete | 2.01 | Frame | Volume (m³) | AED | 93 | Rule | ✓ |  | Citywalk Plot 5.11 Main Works Contract BOQ (1).xlsx |  |  |  | CITYWALK PHASE-05, PLOT 5.11 | Residential | CITYWALK RESIDENTIAL 1 LLC
445 | B | sides of beam | 45 | m² | 120 | 5400 | C — Concrete Work | C | C04 | C0401 | C4 Shuttering | 2.01 | Frame / Concrete Work | Volume (m³), Weight (t), Area (m²), Length (m), Enumerated (nr) | AED | 79 | Fuzzy | ⚠ |  | Citywalk Plot 5.11 Main Works Contract BOQ (1).xlsx |  |  |  | CITYWALK PHASE-05, PLOT 5.11 | Residential | CITYWALK RESIDENTIAL 1 LLC
447 | C | sides of column supports | 79 | m² | 120 | 9480 | C — Concrete Work | C | C02 | C0203 | C2 Poured concrete | 2.01 | Frame – Formwork | Area (m²) | AED | 97 | Rule | ✓ |  | Citywalk Plot 5.11 Main Works Contract BOQ (1).xlsx |  |  |  | CITYWALK PHASE-05, PLOT 5.11 | Residential | CITYWALK RESIDENTIAL 1 LLC
449 | D | sides of up stand | 1008 | m² | 120 | 120960 | J — Finishes | J | J05 | J0501 | J5 Suspended ceilings | 3.01 | Internal Finishes | Area (m²), Length (m) | AED | 70 | Fuzzy | ⚠ |  | Citywalk Plot 5.11 Main Works Contract BOQ (1).xlsx |  |  |  | CITYWALK PHASE-05, PLOT 5.11 | Residential | CITYWALK RESIDENTIAL 1 LLC
▸ Shuttering; smooth formed finish
453 | E | Sides of columns | 1209 | m² | 120 | 145080 | C — Concrete Work | C | C02 | C0201 | C2 Poured concrete | 2.01 | Frame | Volume (m³) | AED | 95 | Rule | ✓ |  | Citywalk Plot 5.11 Main Works Contract BOQ (1).xlsx |  |  |  | CITYWALK PHASE-05, PLOT 5.11 | Residential | CITYWALK RESIDENTIAL 1 LLC
455 | F | Sides of columns; circular | 163 | m² | 120 | 19560 | C — Concrete Work | C | C02 | C0201 | C2 Poured concrete | 2.01 | Frame | Volume (m³) | AED | 95 | Rule | ✓ |  | Citywalk Plot 5.11 Main Works Contract BOQ (1).xlsx |  |  |  | CITYWALK PHASE-05, PLOT 5.11 | Residential | CITYWALK RESIDENTIAL 1 LLC
457 | G | Sides of shear walls | 1026 | m² | 120 | 123120 | F — Woodwork | F | F02 | F0201 | F2 Structural timbers | 2.01 | Frame / Woodwork | Length (m), Area (m²), Enumerated (nr) | AED | 79 | Fuzzy | ⚠ |  | Citywalk Plot 5.11 Main Works Contract BOQ (1).xlsx |  |  |  | CITYWALK PHASE-05, PLOT 5.11 | Residential | CITYWALK RESIDENTIAL 1 LLC
459 | H | Sides of core walls | 651 | m² | 120 | 78120 | F — Woodwork | F | F02 | F0201 | F2 Structural timbers | 2.01 | Frame / Woodwork | Length (m), Area (m²), Enumerated (nr) | AED | 79 | Fuzzy | ⚠ |  | Citywalk Plot 5.11 Main Works Contract BOQ (1).xlsx |  |  |  | CITYWALK PHASE-05, PLOT 5.11 | Residential | CITYWALK RESIDENTIAL 1 LLC
461 | J | Sides of water tank walls | 863 | m² | 120 | 103560 | F — Woodwork | F | F02 | F0201 | F2 Structural timbers | 2.01 | Frame / Woodwork | Length (m), Area (m²), Enumerated (nr) | AED | 79 | Fuzzy | ⚠ |  | Citywalk Plot 5.11 Main Works Contract BOQ (1).xlsx |  |  |  | CITYWALK PHASE-05, PLOT 5.11 | Residential | CITYWALK RESIDENTIAL 1 LLC
463 | K | Soffit of suspended slab | 3843 | m² | 120 | 461160 | C — Concrete Work | C | C02 | C0201 | C2 Poured concrete | 2.01 | Frame | Volume (m³) | AED | 95 | Rule | ✓ |  | Citywalk Plot 5.11 Main Works Contract BOQ (1).xlsx |  |  |  | CITYWALK PHASE-05, PLOT 5.11 | Residential | CITYWALK RESIDENTIAL 1 LLC
465 | L | Soffit of suspended slab; roof slab | 1523 | m² | 120 | 182760 | C — Concrete Work | C | C02 | C0201 | C2 Poured concrete | 2.01 | Frame | Volume (m³) | AED | 95 | Rule | ✓ |  | Citywalk Plot 5.11 Main Works Contract BOQ (1).xlsx |  |  |  | CITYWALK PHASE-05, PLOT 5.11 | Residential | CITYWALK RESIDENTIAL 1 LLC
467 | M | Sides and soffit of beams; curved | 45 | m² | 120 | 5400 | C — Concrete Work | C | C02 | C0201 | C2 Poured concrete | 2.01 | Frame | Volume (m³) | AED | 93 | Rule | ✓ |  | Citywalk Plot 5.11 Main Works Contract BOQ (1).xlsx |  |  |  | CITYWALK PHASE-05, PLOT 5.11 | Residential | CITYWALK RESIDENTIAL 1 LLC
469 | N | Sides and soffit of beams | 515 | m² | 120 | 61800 | C — Concrete Work | C | C02 | C0201 | C2 Poured concrete | 2.01 | Frame | Volume (m³) | AED | 93 | Rule | ✓ |  | Citywalk Plot 5.11 Main Works Contract BOQ (1).xlsx |  |  |  | CITYWALK PHASE-05, PLOT 5.11 | Residential | CITYWALK RESIDENTIAL 1 LLC
471 | P | Sides and soffit of beams; roof slab | 16 | m² | 120 | 1920 | C — Concrete Work | C | C02 | C0201 | C2 Poured concrete | 2.01 | Frame | Volume (m³) | AED | 93 | Rule | ✓ |  | Citywalk Plot 5.11 Main Works Contract BOQ (1).xlsx |  |  |  | CITYWALK PHASE-05, PLOT 5.11 | Residential | CITYWALK RESIDENTIAL 1 LLC
473 | Q | Sides and soffit of drop panels | 75 | m² | 120 | 9000 | C — Concrete Work | C | C04 | C0401 | C4 Shuttering | 2.01 | Frame / Concrete Work | Volume (m³), Weight (t), Area (m²), Length (m), Enumerated (nr) | AED | 68 | Fuzzy | ⚠ |  | Citywalk Plot 5.11 Main Works Contract BOQ (1).xlsx |  |  |  | CITYWALK PHASE-05, PLOT 5.11 | Residential | CITYWALK RESIDENTIAL 1 LLC
475 | R | Sides and soffit of drop panels; roof slab | 204 | m² | 120 | 24480 | C — Concrete Work | C | C04 | C0401 | C4 Shuttering | 2.01 | Frame / Concrete Work | Volume (m³), Weight (t), Area (m²), Length (m), Enumerated (nr) | AED | 78 | Fuzzy | ⚠ |  | Citywalk Plot 5.11 Main Works Contract BOQ (1).xlsx |  |  |  | CITYWALK PHASE-05, PLOT 5.11 | Residential | CITYWALK RESIDENTIAL 1 LLC
477 | S | Edges; not exceeding 300mm high | 645 | m | 120 | 77400 | C — Concrete Work | C | C05 | C0501 | C5 Precast concrete | 1.01 | Formwork – Edges Not Exceeding 300mm | Area (m²) | AED | 88 | AI | ✓ |  | Citywalk Plot 5.11 Main Works Contract BOQ (1).xlsx |  |  |  | CITYWALK PHASE-05, PLOT 5.11 | Residential | CITYWALK RESIDENTIAL 1 LLC
479 | T | Edges; exceeding 300mm high | 95 | m² | 120 | 11400 | C — Concrete Work | C | C05 | C0501 | C5 Precast concrete | 1.01 | Formwork – Edges Exceeding 300mm | Area (m²) | AED | 88 | AI | ✓ |  | Citywalk Plot 5.11 Main Works Contract BOQ (1).xlsx |  |  |  | CITYWALK PHASE-05, PLOT 5.11 | Residential | CITYWALK RESIDENTIAL 1 LLC
481 | U | Edges; exceeding 300mm high; curved | 3 | m² | 120 | 360 | B — Site Work | B | B24 | B2401 | B24 Tunnel excavation | 8.01 | Site Works, Drainage, External Services & Landscaping | Volume (m³), Length (m), Area (m²), Enumerated (nr), Item | AED | 63 | Fuzzy | ⚠ |  | Citywalk Plot 5.11 Main Works Contract BOQ (1).xlsx |  |  |  | CITYWALK PHASE-05, PLOT 5.11 | Residential | CITYWALK RESIDENTIAL 1 LLC
483 | V | sides of planter Wall | 609 | m² | 120 | 73080 | M — Furnishings | M | M01 | M0101 | M1 Generally | 3.01 | Furnishings – Planter | Enumerated (nr) | AED | 90 | Rule | ✓ |  | Citywalk Plot 5.11 Main Works Contract BOQ (1).xlsx |  |  |  | CITYWALK PHASE-05, PLOT 5.11 | Residential | CITYWALK RESIDENTIAL 1 LLC
485 | W | Sides and sofit of lintels | 75 | m² | 120 | 9000 | C — Concrete Work | C | C04 | C0401 | C4 Shuttering | 2.01 | Frame / Concrete Work | Volume (m³), Weight (t), Area (m²), Length (m), Enumerated (nr) | AED | 79 | Fuzzy | ⚠ |  | Citywalk Plot 5.11 Main Works Contract BOQ (1).xlsx |  |  |  | CITYWALK PHASE-05, PLOT 5.11 | Residential | CITYWALK RESIDENTIAL 1 LLC
488 |  |  |  | To Collection AED |  | 1528440 | [8 empty] | AED |  |  |  |  | Citywalk Plot 5.11 Main Works Contract BOQ (1).xlsx |  |  |  | CITYWALK PHASE-05, PLOT 5.11 | Residential | CITYWALK RESIDENTIAL 1 LLC
▸ SHUTTERING (Cont'd)
494 | A | Soffit of staircases | 105 | m² | 120 | 12600 | C — Concrete Work | C | C02 | C0201 | C2 Poured concrete | 2.01 | Frame | Volume (m³) | AED | 93 | Rule | ✓ |  | Citywalk Plot 5.11 Main Works Contract BOQ (1).xlsx |  |  |  | CITYWALK PHASE-05, PLOT 5.11 | Residential | CITYWALK RESIDENTIAL 1 LLC
496 | B | Sides of staircases | 11 | m² | 120 | 1320 | C — Concrete Work | C | C02 | C0201 | C2 Poured concrete | 2.01 | Frame | Volume (m³) | AED | 93 | Rule | ✓ |  | Citywalk Plot 5.11 Main Works Contract BOQ (1).xlsx |  |  |  | CITYWALK PHASE-05, PLOT 5.11 | Residential | CITYWALK RESIDENTIAL 1 LLC
498 | C | Sides of riser | 142 | m | 120 | 17040 | C — Concrete Work | C | C04 | C0401 | C4 Shuttering | 2.01 | Frame / Concrete Work | Volume (m³), Weight (t), Area (m²), Length (m), Enumerated (nr) | AED | 75 | Fuzzy | ⚠ |  | Citywalk Plot 5.11 Main Works Contract BOQ (1).xlsx |  |  |  | CITYWALK PHASE-05, PLOT 5.11 | Residential | CITYWALK RESIDENTIAL 1 LLC
500 | D | Edges; not exceeding 300mm high | 233 | m | 120 | 27960 | C — Concrete Work | C | C05 | C0501 | C5 Precast concrete | 1.01 | Formwork – Edges Not Exceeding 300mm | Area (m²) | AED | 88 | AI | ✓ |  | Citywalk Plot 5.11 Main Works Contract BOQ (1).xlsx |  |  |  | CITYWALK PHASE-05, PLOT 5.11 | Residential | CITYWALK RESIDENTIAL 1 LLC
502 | E | Soffit of ramp slab | 271 | m² | 120 | 32520 | C — Concrete Work | C | C04 | C0401 | C4 Shuttering | 2.01 | Frame / Concrete Work | Volume (m³), Weight (t), Area (m²), Length (m), Enumerated (nr) | AED | 70 | Fuzzy | ⚠ |  | Citywalk Plot 5.11 Main Works Contract BOQ (1).xlsx |  |  |  | CITYWALK PHASE-05, PLOT 5.11 | Residential | CITYWALK RESIDENTIAL 1 LLC
536 |  |  |  | To Collection AED |  | 91440 | [8 empty] | AED |  |  |  |  | Citywalk Plot 5.11 Main Works Contract BOQ (1).xlsx |  |  |  | CITYWALK PHASE-05, PLOT 5.11 | Residential | CITYWALK RESIDENTIAL 1 LLC
▸ SUNDRIES
▸ Note: Refer to the following:
▸ 1. Specification:
▸ DHRE0017-KP-XX-XX-RPT-STR-100002_Structural DD Report
▸ DHRE0017-KP-XX-XX-SPC-MW-108001_Architectural, ID and Civil Specs
▸ 2. Drawings;
▸ DHRE0017-KP-PL-B1-DWG-ST-1010B1 - FOUNDATIONS & PILE CAPS LAYOUT - OVERALL PLAN
▸ DHRE0017-KP-PL-XX-DWG-ST-102000 - PILE CAPS SCHEDULE
▸ STR-0002-General Notes ST-0002 to ST-0012
▸ Hydro swelling water bar with water stop; including adhesive, accessories and all ancillary works as necessary
560 | A | Design and propose construction joints complete with approved water stops | 1 | Item | 116256 | 116256 | N — Special Construction | N | N00 | N0000 |  | 5.13 | Specialist Installations | Enumerated (nr), Item | AED | 64 | Fuzzy | ⚠ |  | Citywalk Plot 5.11 Main Works Contract BOQ (1).xlsx |  |  |  | CITYWALK PHASE-05, PLOT 5.11 | Residential | CITYWALK RESIDENTIAL 1 LLC
562 | B | Allow for mechanical equipment bases/pads | 0 | Item | 0 | Included in concrete | Q — Mechanical Engineering Installations | Q | Q04 | Q0400 | Q4 Equipment | 5.06 | Mechanical Engineering Installations | Length (m), Weight (t), Area (m²), Enumerated (nr), Item | AED | 79 | Fuzzy | ⚠ |  | Citywalk Plot 5.11 Main Works Contract BOQ (1).xlsx |  |  |  | CITYWALK PHASE-05, PLOT 5.11 | Residential | CITYWALK RESIDENTIAL 1 LLC
564 | C | Allow for sump pits | 0 | Item | 0 | Included | A — General Requirements | A | A09 | A0901 | Sundry items | 9.01 | Preliminaries / General Requirements | Item | AED | 67 | Fuzzy | ⚠ |  | Citywalk Plot 5.11 Main Works Contract BOQ (1).xlsx |  |  |  | CITYWALK PHASE-05, PLOT 5.11 | Residential | CITYWALK RESIDENTIAL 1 LLC
▸ Shotcrete/ Gunite to shoring; including reinforcement, accessories and ancillary works as necessary
568 | D | To shoring | 806 | m² | 251 | 202306 | B — Site Work | B | B06 | B0601 | B6 Shoring | 8.01 | Site Works, Drainage, External Services & Landscaping | Volume (m³), Length (m), Area (m²), Enumerated (nr), Item | AED | 79 | Fuzzy | ⚠ |  | Citywalk Plot 5.11 Main Works Contract BOQ (1).xlsx |  |  |  | CITYWALK PHASE-05, PLOT 5.11 | Residential | CITYWALK RESIDENTIAL 1 LLC
573 |  |  |  | To Collection AED |  | 318562 | [8 empty] | AED |  |  |  |  | Citywalk Plot 5.11 Main Works Contract BOQ (1).xlsx |  |  |  | CITYWALK PHASE-05, PLOT 5.11 | Residential | CITYWALK RESIDENTIAL 1 LLC
▸ GENERALLY
579 | A | Allow for any other works which are not included above and which are required to complete the Concrete Work in accordance with the Specification and the Drawings (Tenderer to list below): | 0 | Item | 0 |  | A — General Requirements | A | A01 | A0101 | Conditions of contract | 9.01 | Preliminaries – Contingency | Item | AED | 90 | Rule | ✓ |  | Citywalk Plot 5.11 Main Works Contract BOQ (1).xlsx |  |  |  | CITYWALK PHASE-05, PLOT 5.11 | Residential | CITYWALK RESIDENTIAL 1 LLC
581 | 1 | Blinding screed; 75mm thick | 313 | m³ | 484 | 151492 | C — Concrete Work | C | C02 | C0201 | C2 Poured concrete | 2.01 | Substructure | Volume (m³) | AED | 95 | Rule | ✓ |  | Citywalk Plot 5.11 Main Works Contract BOQ (1).xlsx |  |  |  | CITYWALK PHASE-05, PLOT 5.11 | Residential | CITYWALK RESIDENTIAL 1 LLC
582 | 2 | A252 mesh 2 layer | 1816.6 | m² | 46 | 83564 | C — Concrete Work | C | C02 | C0204 | C2 Poured concrete | 2.01 | Frame – Reinforcement | Area (m²) | AED | 90 | Rule | ✓ |  | Citywalk Plot 5.11 Main Works Contract BOQ (1).xlsx |  |  |  | CITYWALK PHASE-05, PLOT 5.11 | Residential | CITYWALK RESIDENTIAL 1 LLC
583 | 3 | Concrete (Grade C50) | 136 | m³ | 613 | 83368 | C — Concrete Work | C | C01 | C0101 | C1 Generally | 2.01 | Frame / Concrete Work | Volume (m³), Weight (t), Area (m²), Length (m), Enumerated (nr) | AED | 79 | Fuzzy | ⚠ |  | Citywalk Plot 5.11 Main Works Contract BOQ (1).xlsx |  |  |  | CITYWALK PHASE-05, PLOT 5.11 | Residential | CITYWALK RESIDENTIAL 1 LLC
584 | 4 | Shuttering to sides of slab | 31.63 | m² | 120 | 3796 | C — Concrete Work | C | C04 | C0400 | C4 Shuttering | 2.01 | Frame / Concrete Work | Volume (m³), Weight (t), Area (m²), Length (m), Enumerated (nr) | AED | 79 | Fuzzy | ⚠ |  | Citywalk Plot 5.11 Main Works Contract BOQ (1).xlsx |  |  |  | CITYWALK PHASE-05, PLOT 5.11 | Residential | CITYWALK RESIDENTIAL 1 LLC
585 | 5 | Encasing for drainage pipe in raft | 1 | Item | 21336 | 21336 | Q — Mechanical Engineering Installations | Q | Q08 | Q0801 | Q8 Sundries | 5.06 | Mechanical Engineering Installations | Length (m), Weight (t), Area (m²), Enumerated (nr), Item | AED | 67 | Fuzzy | ⚠ |  | Citywalk Plot 5.11 Main Works Contract BOQ (1).xlsx |  |  |  | CITYWALK PHASE-05, PLOT 5.11 | Residential | CITYWALK RESIDENTIAL 1 LLC
586 | 6 | Removal of Precast Panel for shoring works | 1 | Item | 7000 | 7000 | B — Site Work | B | B06 | B0601 | B6 Shoring | 8.01 | External Works – Shoring | Item | AED | 92 | Rule | ✓ |  | Citywalk Plot 5.11 Main Works Contract BOQ (1).xlsx |  |  |  | CITYWALK PHASE-05, PLOT 5.11 | Residential | CITYWALK RESIDENTIAL 1 LLC
587 | 7 | Treatment for deep well point | 1 | Item | 25297 | 25297 | B — Site Work | B | B02 | B0201 | B2 Trial holes | 9.01 | Preliminaries – Deep Well Point Treatment | Item | AED | 75 | AI | ⚠ |  | Citywalk Plot 5.11 Main Works Contract BOQ (1).xlsx |  |  |  | CITYWALK PHASE-05, PLOT 5.11 | Residential | CITYWALK RESIDENTIAL 1 LLC
588 | 8 | Water Stop to Water tank | 229 | m | 98 | 22442 | A — General Requirements | A | A07 | A0701 | Contractor's facilities | 9.01 | Preliminaries / General Requirements | Item | AED | 65 | Fuzzy | ⚠ |  | Citywalk Plot 5.11 Main Works Contract BOQ (1).xlsx |  |  |  | CITYWALK PHASE-05, PLOT 5.11 | Residential | CITYWALK RESIDENTIAL 1 LLC
▸ ADDITION & DEDUCTION
592 | 2/C/1/A-D | C40 concrete to raft foundation | 63 | m³ | 628 | 39564 | C — Concrete Work | C | C02 | C0200 | C2 Poured concrete | 2.01 | Frame / Concrete Work | Volume (m³), Weight (t), Area (m²), Length (m), Enumerated (nr) | AED | 79 | Fuzzy | ⚠ |  | Citywalk Plot 5.11 Main Works Contract BOQ (1).xlsx |  |  |  | CITYWALK PHASE-05, PLOT 5.11 | Residential | CITYWALK RESIDENTIAL 1 LLC
593 | 2/C/2/A-B | C50 concrete to retaining walls | -35 | m³ | 696 | -24360 | C — Concrete Work | C | C05 | C0500 | C5 Precast concrete | 2.01 | Frame / Concrete Work | Volume (m³), Weight (t), Area (m²), Length (m), Enumerated (nr) | AED | 79 | Fuzzy | ⚠ |  | Citywalk Plot 5.11 Main Works Contract BOQ (1).xlsx |  |  |  | CITYWALK PHASE-05, PLOT 5.11 | Residential | CITYWALK RESIDENTIAL 1 LLC
594 | 2/C/2/C-H | C50 concrete to retaining walls water tank walls | 39.15 | m³ | 726 | 28423 | C — Concrete Work | C | C05 | C0500 | C5 Precast concrete | 2.01 | Frame / Concrete Work | Volume (m³), Weight (t), Area (m²), Length (m), Enumerated (nr) | AED | 79 | Fuzzy | ⚠ |  | Citywalk Plot 5.11 Main Works Contract BOQ (1).xlsx |  |  |  | CITYWALK PHASE-05, PLOT 5.11 | Residential | CITYWALK RESIDENTIAL 1 LLC
595 | 2/C/4/C-D | C40 concrete to pile cap and tie beam | -139 | m³ | 628 | -87292 | C — Concrete Work | C | C02 | C0201 | C2 Poured concrete | 2.01 | Substructure | Volume (m³) | AED | 95 | Rule | ✓ |  | Citywalk Plot 5.11 Main Works Contract BOQ (1).xlsx |  |  |  | CITYWALK PHASE-05, PLOT 5.11 | Residential | CITYWALK RESIDENTIAL 1 LLC
596 | 2/C/4/E | C50 concrete to lift pit base | 73 | m³ | 605 | 44165 | C — Concrete Work | C | C05 | C0500 | C5 Precast concrete | 2.01 | Frame / Concrete Work | Volume (m³), Weight (t), Area (m²), Length (m), Enumerated (nr) | AED | 79 | Fuzzy | ⚠ |  | Citywalk Plot 5.11 Main Works Contract BOQ (1).xlsx |  |  |  | CITYWALK PHASE-05, PLOT 5.11 | Residential | CITYWALK RESIDENTIAL 1 LLC
597 | 2/C/4/F-M | C50 concrete to column and walls | -13 | m³ | 650 | -8450 | C — Concrete Work | C | C05 | C0500 | C5 Precast concrete | 2.01 | Frame / Concrete Work | Volume (m³), Weight (t), Area (m²), Length (m), Enumerated (nr) | AED | 79 | Fuzzy | ⚠ |  | Citywalk Plot 5.11 Main Works Contract BOQ (1).xlsx |  |  |  | CITYWALK PHASE-05, PLOT 5.11 | Residential | CITYWALK RESIDENTIAL 1 LLC
598 | 2/C/4/N-S | C50 concrete to slab | 112 | m³ | 605 | 67760 | C — Concrete Work | C | C01 | C0104 | C1 Generally | 2.01 | Frame / Concrete Work | Volume (m³), Weight (t), Area (m²), Length (m), Enumerated (nr) | AED | 79 | Fuzzy | ⚠ |  | Citywalk Plot 5.11 Main Works Contract BOQ (1).xlsx |  |  |  | CITYWALK PHASE-05, PLOT 5.11 | Residential | CITYWALK RESIDENTIAL 1 LLC
599 | 2/C/5/A-M | C50 concrete to slab and beams | 285 | m³ | 605 | 172425 | C — Concrete Work | C | C02 | C0201 | C2 Poured concrete | 2.01 | Frame | Volume (m³) | AED | 93 | Rule | ✓ |  | Citywalk Plot 5.11 Main Works Contract BOQ (1).xlsx |  |  |  | CITYWALK PHASE-05, PLOT 5.11 | Residential | CITYWALK RESIDENTIAL 1 LLC
600 | 2/C/5/N-T | C32 Concrete base to planter walls | 5 | m³ | 581 | 2905 | M — Furnishings | M | M01 | M0101 | M1 Generally | 3.01 | Furnishings – Planter | Enumerated (nr) | AED | 90 | Rule | ✓ |  | Citywalk Plot 5.11 Main Works Contract BOQ (1).xlsx |  |  |  | CITYWALK PHASE-05, PLOT 5.11 | Residential | CITYWALK RESIDENTIAL 1 LLC
601 | 2/C/6/A-D | C32 Concrete base to planter walls and upstands | 65 | m³ | 581 | 37765 | C — Concrete Work | C | C02 | C0201 | C2 Poured concrete | 2.01 | Frame | Volume (m³) | AED | 90 | Rule | ✓ |  | Citywalk Plot 5.11 Main Works Contract BOQ (1).xlsx |  |  |  | CITYWALK PHASE-05, PLOT 5.11 | Residential | CITYWALK RESIDENTIAL 1 LLC
602 | 2/C/6/E-R | Lightweight concreteto softscape and hardscape area | 15 | m³ | 1357 | 20355 | C — Concrete Work | C | C04 | C0406 | C4 Shuttering | 2.01 | Frame / Concrete Work | Volume (m³), Weight (t), Area (m²), Length (m), Enumerated (nr) | AED | 70 | Fuzzy | ⚠ |  | Citywalk Plot 5.11 Main Works Contract BOQ (1).xlsx |  |  |  | CITYWALK PHASE-05, PLOT 5.11 | Residential | CITYWALK RESIDENTIAL 1 LLC
603 | 2/C/7/A | Lintel | -2 | m³ | 528 | -1056 | C — Concrete Work | C | C02 | C0201 | C2 Poured concrete | 2.01 | Frame – Lintel | Linear (m) | AED | 87 | AI | ✓ |  | Citywalk Plot 5.11 Main Works Contract BOQ (1).xlsx |  |  |  | CITYWALK PHASE-05, PLOT 5.11 | Residential | CITYWALK RESIDENTIAL 1 LLC
604 | 2/C/8/A-D | Reinforcement to pile cap, raft, retaining wall | -40.71 | t | 4966 | -202166 | C — Concrete Work | C | C02 | C0201 | C2 Poured concrete | 2.01 | Substructure | Volume (m³) | AED | 95 | Rule | ✓ |  | Citywalk Plot 5.11 Main Works Contract BOQ (1).xlsx |  |  |  | CITYWALK PHASE-05, PLOT 5.11 | Residential | CITYWALK RESIDENTIAL 1 LLC
605 | 2/C/9/A-V | Reinforcement to column, wall, slab, beam | -25.73 | t | 4966 | -127775 | C — Concrete Work | C | C03 | C0300 | C3 Reinforcement | 2.01 | Frame / Concrete Work | Volume (m³), Weight (t), Area (m²), Length (m), Enumerated (nr) | AED | 79 | Fuzzy | ⚠ |  | Citywalk Plot 5.11 Main Works Contract BOQ (1).xlsx |  |  |  | CITYWALK PHASE-05, PLOT 5.11 | Residential | CITYWALK RESIDENTIAL 1 LLC
606 | 2/C/10/A-B | Shuttering | -159 | m² | 120 | -19080 | C — Concrete Work | C | C04 | C0400 | C4 Shuttering | 2.01 | Frame / Concrete Work | Volume (m³), Weight (t), Area (m²), Length (m), Enumerated (nr) | AED | 79 | Fuzzy | ⚠ |  | Citywalk Plot 5.11 Main Works Contract BOQ (1).xlsx |  |  |  | CITYWALK PHASE-05, PLOT 5.11 | Residential | CITYWALK RESIDENTIAL 1 LLC
607 | 2/C/11/A-W | Shuttering | 3784.53 | m² | 120 | 454144 | C — Concrete Work | C | C04 | C0400 | C4 Shuttering | 2.01 | Frame / Concrete Work | Volume (m³), Weight (t), Area (m²), Length (m), Enumerated (nr) | AED | 79 | Fuzzy | ⚠ |  | Citywalk Plot 5.11 Main Works Contract BOQ (1).xlsx |  |  |  | CITYWALK PHASE-05, PLOT 5.11 | Residential | CITYWALK RESIDENTIAL 1 LLC
608 | 2/C/12/A-E | Shuttering | -31 | m² | 120 | -3720 | C — Concrete Work | C | C04 | C0400 | C4 Shuttering | 2.01 | Frame / Concrete Work | Volume (m³), Weight (t), Area (m²), Length (m), Enumerated (nr) | AED | 79 | Fuzzy | ⚠ |  | Citywalk Plot 5.11 Main Works Contract BOQ (1).xlsx |  |  |  | CITYWALK PHASE-05, PLOT 5.11 | Residential | CITYWALK RESIDENTIAL 1 LLC
611 |  |  |  | To Collection AED |  | 791902 | [8 empty] | AED |  |  |  |  | Citywalk Plot 5.11 Main Works Contract BOQ (1).xlsx |  |  |  | CITYWALK PHASE-05, PLOT 5.11 | Residential | CITYWALK RESIDENTIAL 1 LLC
614 |  | COLLECTION | [12 empty] | AED |  |  |  |  | Citywalk Plot 5.11 Main Works Contract BOQ (1).xlsx |  |  |  | CITYWALK PHASE-05, PLOT 5.11 | Residential | CITYWALK RESIDENTIAL 1 LLC
616 |  | Page 2/C/1 |  |  |  | 698964 | [8 empty] | AED |  |  |  |  | Citywalk Plot 5.11 Main Works Contract BOQ (1).xlsx |  |  |  | CITYWALK PHASE-05, PLOT 5.11 | Residential | CITYWALK RESIDENTIAL 1 LLC
618 |  | Page 2/C/2 |  |  |  | 362688 | [8 empty] | AED |  |  |  |  | Citywalk Plot 5.11 Main Works Contract BOQ (1).xlsx |  |  |  | CITYWALK PHASE-05, PLOT 5.11 | Residential | CITYWALK RESIDENTIAL 1 LLC
620 |  | Page 2/C/3 |  |  |  | 0 | [8 empty] | AED |  |  |  |  | Citywalk Plot 5.11 Main Works Contract BOQ (1).xlsx |  |  |  | CITYWALK PHASE-05, PLOT 5.11 | Residential | CITYWALK RESIDENTIAL 1 LLC
622 |  | Page 2/C/4 |  |  |  | 2248316 | [8 empty] | AED |  |  |  |  | Citywalk Plot 5.11 Main Works Contract BOQ (1).xlsx |  |  |  | CITYWALK PHASE-05, PLOT 5.11 | Residential | CITYWALK RESIDENTIAL 1 LLC
624 |  | Page 2/C/5 |  |  |  | 741044 | [8 empty] | AED |  |  |  |  | Citywalk Plot 5.11 Main Works Contract BOQ (1).xlsx |  |  |  | CITYWALK PHASE-05, PLOT 5.11 | Residential | CITYWALK RESIDENTIAL 1 LLC
626 |  | Page 2/C/6 |  |  |  | 1081433 | [8 empty] | AED |  |  |  |  | Citywalk Plot 5.11 Main Works Contract BOQ (1).xlsx |  |  |  | CITYWALK PHASE-05, PLOT 5.11 | Residential | CITYWALK RESIDENTIAL 1 LLC
628 |  | Page 2/C/7 |  |  |  | 3168 | [8 empty] | AED |  |  |  |  | Citywalk Plot 5.11 Main Works Contract BOQ (1).xlsx |  |  |  | CITYWALK PHASE-05, PLOT 5.11 | Residential | CITYWALK RESIDENTIAL 1 LLC
630 |  | Page 2/C/8 |  |  |  | 2700065 | [8 empty] | AED |  |  |  |  | Citywalk Plot 5.11 Main Works Contract BOQ (1).xlsx |  |  |  | CITYWALK PHASE-05, PLOT 5.11 | Residential | CITYWALK RESIDENTIAL 1 LLC
632 |  | Page 2/C/9 |  |  |  | 2590764 | [8 empty] | AED |  |  |  |  | Citywalk Plot 5.11 Main Works Contract BOQ (1).xlsx |  |  |  | CITYWALK PHASE-05, PLOT 5.11 | Residential | CITYWALK RESIDENTIAL 1 LLC
634 |  | Page 2/C/10 |  |  |  | 219960 | [8 empty] | AED |  |  |  |  | Citywalk Plot 5.11 Main Works Contract BOQ (1).xlsx |  |  |  | CITYWALK PHASE-05, PLOT 5.11 | Residential | CITYWALK RESIDENTIAL 1 LLC
636 |  | Page 2/C/11 |  |  |  | 1528440 | [8 empty] | AED |  |  |  |  | Citywalk Plot 5.11 Main Works Contract BOQ (1).xlsx |  |  |  | CITYWALK PHASE-05, PLOT 5.11 | Residential | CITYWALK RESIDENTIAL 1 LLC
638 |  | Page 2/C/12 |  |  |  | 91440 | [8 empty] | AED |  |  |  |  | Citywalk Plot 5.11 Main Works Contract BOQ (1).xlsx |  |  |  | CITYWALK PHASE-05, PLOT 5.11 | Residential | CITYWALK RESIDENTIAL 1 LLC
640 |  | Page 2/C/13 |  |  |  | 318562 | [8 empty] | AED |  |  |  |  | Citywalk Plot 5.11 Main Works Contract BOQ (1).xlsx |  |  |  | CITYWALK PHASE-05, PLOT 5.11 | Residential | CITYWALK RESIDENTIAL 1 LLC
642 |  | Page 2/C/14 |  |  |  | 791902 | [8 empty] | AED |  |  |  |  | Citywalk Plot 5.11 Main Works Contract BOQ (1).xlsx |  |  |  | CITYWALK PHASE-05, PLOT 5.11 | Residential | CITYWALK RESIDENTIAL 1 LLC
661 |  |  |  | Carried To Summary AED |  | 13376746 | [8 empty] | AED |  |  |  |  | Citywalk Plot 5.11 Main Works Contract BOQ (1).xlsx |  |  |  | CITYWALK PHASE-05, PLOT 5.11 | Residential | CITYWALK RESIDENTIAL 1 LLC
1133 | [5 empty] | 5810 | [8 empty] | AED |  |  |  |  | Citywalk Plot 5.11 Main Works Contract BOQ (1).xlsx |  |  |  | CITYWALK PHASE-05, PLOT 5.11 | Residential | CITYWALK RESIDENTIAL 1 LLC
Items coded: 146 · Auto ✓: 101 · Flagged ⚠: 45 · Auto rate: 69%

## 2D
Citywalk Plot 5.11 Main Works Contract BOQ (1) · 2D
A–G = original bill data · H–S = POMI + NRM coding · T–AB = project metadata · ✓ ≥85% · ⚠ <85% = review
Row | REF | Description | Qty | Unit | Rate | Amount | POMI Section | Code 1 | Code 2 | Code 3 | POMI Sub Section | NRM | NRM Description | Measurement | Currency | Conf% | Stage | Flag | ACTION | BATCH | Country | City | Asset | Project | Type | Employer | Contract Type
▸ MASONRY
▸ WALLS AND PIERS
▸ Note: Refer to the following:
▸ 1. Specification:
▸ DHRE0017-KP-XX-XX-RPT-STR-100002_Structural DD Report
▸ DHRE0017-KP-XX-XX-SPC-MW-108001_Architectural, ID and Civil Specs
▸ 2. Drawings;
▸ DHRE0017-KP-XX-B1-DWG-AR-101200_B1 OVERALL PLAN
▸ DHRE0017-KP-XX-GF-DWG-AR-101210_GF OVERALL PLAN
▸ DHRE0017-KP-PL-B1-DWG-ST-1010B1 - FOUNDATIONS & PILE CAPS LAYOUT - OVERALL PLAN
▸ DHRE0017-KP-PL-XX-DWG-ST-102000 - PILE CAPS SCHEDULE
▸ attachment 04-foundation
▸ Substructure Work
▸ Embedded shuttering; including bedding and jointing in cement and sand mortar, steel mesh, dowels, ties, reinforcement as required, accessories and all ancillary works as necessary
▸ Shuttering; Solid block wall; 200mm thick
34 | A | Sides of pile cap | 1285 | m² | 162 | 208170 | C — Concrete Work | C | C02 | C0201 | C2 Poured concrete | 2.01 | Substructure | Volume (m³) | AED | 95 | Rule | ✓ |  | Citywalk Plot 5.11 Main Works Contract BOQ (1).xlsx |  |  |  | CITYWALK PHASE-05, PLOT 5.11 | Residential | CITYWALK RESIDENTIAL 1 LLC
36 | B | Sides of lift pit walls | 20 | m² | 162 | 3240 | F — Woodwork | F | F02 | F0201 | F2 Structural timbers | 2.01 | Frame / Woodwork | Length (m), Area (m²), Enumerated (nr) | AED | 79 | Fuzzy | ⚠ |  | Citywalk Plot 5.11 Main Works Contract BOQ (1).xlsx |  |  |  | CITYWALK PHASE-05, PLOT 5.11 | Residential | CITYWALK RESIDENTIAL 1 LLC
38 | C | Sides of tie beams | 30 | m² | 162 | 4860 | C — Concrete Work | C | C02 | C0201 | C2 Poured concrete | 2.01 | Frame | Volume (m³) | AED | 93 | Rule | ✓ |  | Citywalk Plot 5.11 Main Works Contract BOQ (1).xlsx |  |  |  | CITYWALK PHASE-05, PLOT 5.11 | Residential | CITYWALK RESIDENTIAL 1 LLC
41 |  |  |  | To Collection AED |  | 216270 | [8 empty] | AED |  |  |  |  | Citywalk Plot 5.11 Main Works Contract BOQ (1).xlsx |  |  |  | CITYWALK PHASE-05, PLOT 5.11 | Residential | CITYWALK RESIDENTIAL 1 LLC
▸ WALLS AND PIERS (Cont'd)
▸ Internal Walls
▸ Light weight solid block wall; including fire rating (FR), sound transmission class (STC), mortar, grout, stiffeners, reinforcement, ties, anchors, tie wires, metal flashings, accessories and all ancillary works as necessary
51 | A | IWT-01 | 69 | m² | 237 | 16353 | D — Masonry | D | D02 | D0201 | D2 Walls and piers | 2.07 | Internal Walls – Masonry | Area (m²) | AED | 85 | AI | ✓ |  | Citywalk Plot 5.11 Main Works Contract BOQ (1).xlsx |  |  |  | CITYWALK PHASE-05, PLOT 5.11 | Residential | CITYWALK RESIDENTIAL 1 LLC
53 | B | IWT-01-1hr FR | 26 | m² | 245 | 6370 | D — Masonry | D | D02 | D0201 | D2 Walls and piers | 2.07 | Internal Walls – Masonry with Fire Rating | Area (m²) | AED | 85 | AI | ✓ |  | Citywalk Plot 5.11 Main Works Contract BOQ (1).xlsx |  |  |  | CITYWALK PHASE-05, PLOT 5.11 | Residential | CITYWALK RESIDENTIAL 1 LLC
55 | C | IWT-01-2hr FR | 134 | m² | 245 | 32830 | D — Masonry | D | D02 | D0201 | D2 Walls and piers | 2.07 | Internal Walls – Masonry with Fire Rating | Area (m²) | AED | 85 | AI | ✓ |  | Citywalk Plot 5.11 Main Works Contract BOQ (1).xlsx |  |  |  | CITYWALK PHASE-05, PLOT 5.11 | Residential | CITYWALK RESIDENTIAL 1 LLC
57 | D | IWT-01-1hr FR; 40 DB | 171 | m² | 245 | 41895 | D — Masonry | D | D02 | D0201 | D2 Walls and piers | 2.07 | Internal Walls – Masonry with Fire & Sound Rating | Area (m²) | AED | 85 | AI | ✓ |  | Citywalk Plot 5.11 Main Works Contract BOQ (1).xlsx |  |  |  | CITYWALK PHASE-05, PLOT 5.11 | Residential | CITYWALK RESIDENTIAL 1 LLC
59 | E | IWT-01-1hr FR; 45 DB | 98 | m² | 245 | 24010 | D — Masonry | D | D02 | D0201 | D2 Walls and piers | 2.07 | Internal Walls – Masonry with Fire & Sound Rating | Area (m²) | AED | 85 | AI | ✓ |  | Citywalk Plot 5.11 Main Works Contract BOQ (1).xlsx |  |  |  | CITYWALK PHASE-05, PLOT 5.11 | Residential | CITYWALK RESIDENTIAL 1 LLC
61 | F | IWT-01-1hr FR; 50 DB | 175 | m² | 245 | 42875 | D — Masonry | D | D02 | D0201 | D2 Walls and piers | 2.07 | Internal Walls – Masonry with Fire & Sound Rating | Area (m²) | AED | 85 | AI | ✓ |  | Citywalk Plot 5.11 Main Works Contract BOQ (1).xlsx |  |  |  | CITYWALK PHASE-05, PLOT 5.11 | Residential | CITYWALK RESIDENTIAL 1 LLC
63 | G | IWT-01-2hr FR; 40 DB | 104 | m² | 245 | 25480 | D — Masonry | D | D02 | D0201 | D2 Walls and piers | 2.07 | Internal Walls – Masonry with Fire & Sound Rating | Area (m²) | AED | 85 | AI | ✓ |  | Citywalk Plot 5.11 Main Works Contract BOQ (1).xlsx |  |  |  | CITYWALK PHASE-05, PLOT 5.11 | Residential | CITYWALK RESIDENTIAL 1 LLC
65 | H | IWT-01-2hr FR; 45 DB | 16 | m² | 245 | 3920 | D — Masonry | D | D02 | D0201 | D2 Walls and piers | 2.07 | Internal Walls – Masonry with Fire & Sound Rating | Area (m²) | AED | 85 | AI | ✓ |  | Citywalk Plot 5.11 Main Works Contract BOQ (1).xlsx |  |  |  | CITYWALK PHASE-05, PLOT 5.11 | Residential | CITYWALK RESIDENTIAL 1 LLC
67 | J | IWT-01-2hr FR; 50 DB | 106 | m² | 245 | 25970 | D — Masonry | D | D02 | D0201 | D2 Walls and piers | 2.07 | Internal Walls – Masonry with Fire & Sound Rating | Area (m²) | AED | 85 | AI | ✓ |  | Citywalk Plot 5.11 Main Works Contract BOQ (1).xlsx |  |  |  | CITYWALK PHASE-05, PLOT 5.11 | Residential | CITYWALK RESIDENTIAL 1 LLC
69 | K | IWT-01-2hr FR; 60 DB | 45 | m² | 245 | 11025 | D — Masonry | D | D02 | D0201 | D2 Walls and piers | 2.07 | Internal Walls – Masonry with Fire & Sound Rating | Area (m²) | AED | 85 | AI | ✓ |  | Citywalk Plot 5.11 Main Works Contract BOQ (1).xlsx |  |  |  | CITYWALK PHASE-05, PLOT 5.11 | Residential | CITYWALK RESIDENTIAL 1 LLC
71 | L | IWT-01- 40 DB | 15 | m² | 0 | Not Shown in Dwg | D — Masonry | D | D02 | D0201 | D2 Walls and piers | 2.07 | Internal Walls – Masonry with Sound Rating | Area (m²) | AED | 85 | AI | ✓ |  | Citywalk Plot 5.11 Main Works Contract BOQ (1).xlsx |  |  |  | CITYWALK PHASE-05, PLOT 5.11 | Residential | CITYWALK RESIDENTIAL 1 LLC
73 | M | IWT-02 | 17 | m² | 217 | 3689 | D — Masonry | D | D02 | D0201 | D2 Walls and piers | 2.07 | Internal Walls – Masonry | Area (m²) | AED | 85 | AI | ✓ |  | Citywalk Plot 5.11 Main Works Contract BOQ (1).xlsx |  |  |  | CITYWALK PHASE-05, PLOT 5.11 | Residential | CITYWALK RESIDENTIAL 1 LLC
75 | N | IWT-02-2hr FR | 19 | m² | 226 | 4294 | D — Masonry | D | D02 | D0201 | D2 Walls and piers | 2.07 | Internal Walls – Masonry with Fire Rating | Area (m²) | AED | 85 | AI | ✓ |  | Citywalk Plot 5.11 Main Works Contract BOQ (1).xlsx |  |  |  | CITYWALK PHASE-05, PLOT 5.11 | Residential | CITYWALK RESIDENTIAL 1 LLC
77 | P | IWT-02-1hr FR; 40 DB | 7 | m² | 226 | 1582 | D — Masonry | D | D02 | D0201 | D2 Walls and piers | 2.07 | Internal Walls – Masonry with Fire & Sound Rating | Area (m²) | AED | 85 | AI | ✓ |  | Citywalk Plot 5.11 Main Works Contract BOQ (1).xlsx |  |  |  | CITYWALK PHASE-05, PLOT 5.11 | Residential | CITYWALK RESIDENTIAL 1 LLC
80 |  |  |  | To Collection AED |  | 240293 | [8 empty] | AED |  |  |  |  | Citywalk Plot 5.11 Main Works Contract BOQ (1).xlsx |  |  |  | CITYWALK PHASE-05, PLOT 5.11 | Residential | CITYWALK RESIDENTIAL 1 LLC
▸ WALLS AND PIERS (Cont'd)
▸ Autoclave Aerated Concrete (AAC) block wall; including fire rating (FR), sound transmission class (STC), mortar, grout, stiffeners, reinforcement, ties, anchors, tie wires, metal flashings, accessories and all ancillary works as necessary
88 | A | IWT-03-1hr FR | 41 | m² | 0 | Not Shown in Dwg | D — Masonry | D | D02 | D0201 | D2 Walls and piers | 2.07 | Internal Walls – Masonry with Fire Rating | Area (m²) | AED | 85 | AI | ✓ |  | Citywalk Plot 5.11 Main Works Contract BOQ (1).xlsx |  |  |  | CITYWALK PHASE-05, PLOT 5.11 | Residential | CITYWALK RESIDENTIAL 1 LLC
90 | B | EWT-01 | 40 | m² | 0 | INCLUDED | D — Masonry | D | D01 | D0101 | D1 Generally | 2.05 | External Walls – Masonry | Area (m²) | AED | 85 | AI | ✓ |  | Citywalk Plot 5.11 Main Works Contract BOQ (1).xlsx |  |  |  | CITYWALK PHASE-05, PLOT 5.11 | Residential | CITYWALK RESIDENTIAL 1 LLC
92 | C | EWT-01-1hr FR | 60 | m² | 160 | 9600 | D — Masonry | D | D01 | D0101 | D1 Generally | 2.05 | External Walls – Masonry with Fire Rating | Area (m²) | AED | 85 | AI | ✓ |  | Citywalk Plot 5.11 Main Works Contract BOQ (1).xlsx |  |  |  | CITYWALK PHASE-05, PLOT 5.11 | Residential | CITYWALK RESIDENTIAL 1 LLC
94 | D | EWT-01-2hr FR | 83 | m² | 160 | 13280 | D — Masonry | D | D01 | D0101 | D1 Generally | 2.05 | External Walls – Masonry with Fire Rating | Area (m²) | AED | 85 | AI | ✓ |  | Citywalk Plot 5.11 Main Works Contract BOQ (1).xlsx |  |  |  | CITYWALK PHASE-05, PLOT 5.11 | Residential | CITYWALK RESIDENTIAL 1 LLC
96 | E | EWT-01-1hr FR; 40 DB | 76 | m² | 160 | 12160 | D — Masonry | D | D01 | D0101 | D1 Generally | 2.05 | External Walls – Masonry with Fire & Sound Rating | Area (m²) | AED | 85 | AI | ✓ |  | Citywalk Plot 5.11 Main Works Contract BOQ (1).xlsx |  |  |  | CITYWALK PHASE-05, PLOT 5.11 | Residential | CITYWALK RESIDENTIAL 1 LLC
98 | F | EWT-01-1hr FR; 50 DB | 187 | m² | 160 | 29920 | D — Masonry | D | D01 | D0101 | D1 Generally | 2.05 | External Walls – Masonry with Fire & Sound Rating | Area (m²) | AED | 85 | AI | ✓ |  | Citywalk Plot 5.11 Main Works Contract BOQ (1).xlsx |  |  |  | CITYWALK PHASE-05, PLOT 5.11 | Residential | CITYWALK RESIDENTIAL 1 LLC
100 | G | EWT-01-2hr FR; 40 DB | 95 | m² | 160 | 15200 | D — Masonry | D | D01 | D0101 | D1 Generally | 2.05 | External Walls – Masonry with Fire & Sound Rating | Area (m²) | AED | 85 | AI | ✓ |  | Citywalk Plot 5.11 Main Works Contract BOQ (1).xlsx |  |  |  | CITYWALK PHASE-05, PLOT 5.11 | Residential | CITYWALK RESIDENTIAL 1 LLC
102 | H | EWT-01-2hr FR; 50 DB | 168 | m² | 0 | INCLUDED | D — Masonry | D | D01 | D0101 | D1 Generally | 2.05 | External Walls – Masonry with Fire & Sound Rating | Area (m²) | AED | 85 | AI | ✓ |  | Citywalk Plot 5.11 Main Works Contract BOQ (1).xlsx |  |  |  | CITYWALK PHASE-05, PLOT 5.11 | Residential | CITYWALK RESIDENTIAL 1 LLC
104 | J | EWT-01-2hr FR; 60 DB | 30 | m² | 0 | Not Shown in Dwg | D — Masonry | D | D01 | D0101 | D1 Generally | 2.05 | External Walls – Masonry with Fire & Sound Rating | Area (m²) | AED | 85 | AI | ✓ |  | Citywalk Plot 5.11 Main Works Contract BOQ (1).xlsx |  |  |  | CITYWALK PHASE-05, PLOT 5.11 | Residential | CITYWALK RESIDENTIAL 1 LLC
106 | K | EWT-01-curved | 32 | m² | 162 | 5184 | D — Masonry | D | D01 | D0101 | D1 Generally | 2.05 | External Walls – Masonry Curved | Area (m²) | AED | 85 | AI | ✓ |  | Citywalk Plot 5.11 Main Works Contract BOQ (1).xlsx |  |  |  | CITYWALK PHASE-05, PLOT 5.11 | Residential | CITYWALK RESIDENTIAL 1 LLC
108 | L | EWT-02; curved | 6 | m² | 0 | Not Shown in Dwg | B — Site Work | B | B20 | B2003 | B20 Paving and surfacing | 8.01 | Site Works, Drainage, External Services & Landscaping | Volume (m³), Length (m), Area (m²), Enumerated (nr), Item | AED | 69 | Fuzzy | ⚠ |  | Citywalk Plot 5.11 Main Works Contract BOQ (1).xlsx |  |  |  | CITYWALK PHASE-05, PLOT 5.11 | Residential | CITYWALK RESIDENTIAL 1 LLC
110 | M | EWT-02-1hr FR; 50 DB | 5 | m² | 0 | Not Shown in Dwg | D — Masonry | D | D01 | D0101 | D1 Generally | 2.05 | External Walls – Masonry with Fire & Sound Rating | Area (m²) | AED | 85 | AI | ✓ |  | Citywalk Plot 5.11 Main Works Contract BOQ (1).xlsx |  |  |  | CITYWALK PHASE-05, PLOT 5.11 | Residential | CITYWALK RESIDENTIAL 1 LLC
112 | N | EWT-02-2hr FR; 40 DB | 127 | m² | 0 | Not Shown in Dwg | D — Masonry | D | D01 | D0101 | D1 Generally | 2.05 | External Walls – Masonry with Fire & Sound Rating | Area (m²) | AED | 85 | AI | ✓ |  | Citywalk Plot 5.11 Main Works Contract BOQ (1).xlsx |  |  |  | CITYWALK PHASE-05, PLOT 5.11 | Residential | CITYWALK RESIDENTIAL 1 LLC
114 | P | IWT-03; non FR | 28 | m² | 95 | 2660 | D — Masonry | D | D02 | D0201 | D2 Walls and piers | 2.07 | Internal Walls – Masonry Non-Fire Rated | Area (m²) | AED | 85 | AI | ✓ |  | Citywalk Plot 5.11 Main Works Contract BOQ (1).xlsx |  |  |  | CITYWALK PHASE-05, PLOT 5.11 | Residential | CITYWALK RESIDENTIAL 1 LLC
117 |  |  |  | To Collection AED |  | 88004 | [8 empty] | AED |  |  |  |  | Citywalk Plot 5.11 Main Works Contract BOQ (1).xlsx |  |  |  | CITYWALK PHASE-05, PLOT 5.11 | Residential | CITYWALK RESIDENTIAL 1 LLC
▸ WALLS AND PIERS (Cont'd)
▸ External Walls
▸ AAC blockwork; density 650kg/m3; including bedding and jointing in cement and sand mortar, steel mesh, dowels, ties, horizontal bed joint reinforcement as required and all necessary fixing accessories
127 | A | AAC blockwork; 250mm thick; Non fire rated; EWT01 | 542 | m² | 156 | 84552 | D — Masonry | D | D01 | D0101 | D1 Generally | 3.01 | Upper Floors – Internal Walls | Area (m²) | AED | 93 | Rule | ✓ |  | Citywalk Plot 5.11 Main Works Contract BOQ (1).xlsx |  |  |  | CITYWALK PHASE-05, PLOT 5.11 | Residential | CITYWALK RESIDENTIAL 1 LLC
129 | B | AAC blockwork; 250mm thick; 2 Hour fire rated, Rw 60dB acoustic rating; EWT01 | 53 | m² | 166 | 8798 | D — Masonry | D | D01 | D0101 | D1 Generally | 3.01 | Upper Floors – Internal Walls | Area (m²) | AED | 93 | Rule | ✓ |  | Citywalk Plot 5.11 Main Works Contract BOQ (1).xlsx |  |  |  | CITYWALK PHASE-05, PLOT 5.11 | Residential | CITYWALK RESIDENTIAL 1 LLC
131 | C | AAC blockwork; 250mm thick; Non fire rated, Rw 40dB acoustic rating; EWT01 | 219 | m² | 156 | 34164 | D — Masonry | D | D01 | D0101 | D1 Generally | 3.01 | Upper Floors – Internal Walls | Area (m²) | AED | 93 | Rule | ✓ |  | Citywalk Plot 5.11 Main Works Contract BOQ (1).xlsx |  |  |  | CITYWALK PHASE-05, PLOT 5.11 | Residential | CITYWALK RESIDENTIAL 1 LLC
133 | D | AAC blockwork; 250mm thick; Non fire rated, Rw 50dB acoustic rating; EWT01 | 271 | m² | 156 | 42276 | D — Masonry | D | D01 | D0101 | D1 Generally | 3.01 | Upper Floors – Internal Walls | Area (m²) | AED | 93 | Rule | ✓ |  | Citywalk Plot 5.11 Main Works Contract BOQ (1).xlsx |  |  |  | CITYWALK PHASE-05, PLOT 5.11 | Residential | CITYWALK RESIDENTIAL 1 LLC
135 | E | AAC blockwork; 250mm thick; Non fire rated, Rw 60dB acoustic rating; EWT01 | 36 | m² | 156 | 5616 | D — Masonry | D | D01 | D0101 | D1 Generally | 3.01 | Upper Floors – Internal Walls | Area (m²) | AED | 93 | Rule | ✓ |  | Citywalk Plot 5.11 Main Works Contract BOQ (1).xlsx |  |  |  | CITYWALK PHASE-05, PLOT 5.11 | Residential | CITYWALK RESIDENTIAL 1 LLC
▸ Block walls; to support hardscaping areas; including mortar, grout, stiffeners, reinforcement, ties, anchors, tie wires, metal holdfast, accessories and all ancillary works as necessary
139 | F | 200mm thick | 142 | m² | 0 | INCLUDED | D — Masonry | D | D01 | D0101 | D1 Generally | 2.05 | External Walls – Masonry Blockwork 200mm | Area (m²) | AED | 85 | AI | ✓ |  | Citywalk Plot 5.11 Main Works Contract BOQ (1).xlsx |  |  |  | CITYWALK PHASE-05, PLOT 5.11 | Residential | CITYWALK RESIDENTIAL 1 LLC
141 | G | 200mm thick; curved | 41 | m² | 0 | INCLUDED | D — Masonry | D | D01 | D0101 | D1 Generally | 2.05 | External Walls – Masonry Blockwork 200mm Curved | Area (m²) | AED | 85 | AI | ✓ |  | Citywalk Plot 5.11 Main Works Contract BOQ (1).xlsx |  |  |  | CITYWALK PHASE-05, PLOT 5.11 | Residential | CITYWALK RESIDENTIAL 1 LLC
143 | H | 250mm thick | 77 | m² | 0 | INCLUDED | D — Masonry | D | D01 | D0101 | D1 Generally | 2.05 | External Walls – Masonry Blockwork 250mm | Area (m²) | AED | 85 | AI | ✓ |  | Citywalk Plot 5.11 Main Works Contract BOQ (1).xlsx |  |  |  | CITYWALK PHASE-05, PLOT 5.11 | Residential | CITYWALK RESIDENTIAL 1 LLC
151 |  |  |  | To Collection AED |  | 175406 | [8 empty] | AED |  |  |  |  | Citywalk Plot 5.11 Main Works Contract BOQ (1).xlsx |  |  |  | CITYWALK PHASE-05, PLOT 5.11 | Residential | CITYWALK RESIDENTIAL 1 LLC
▸ SUNDRIES
▸ Joints in masonry; including fire resistant compressible joint filler, sealant, angle head restraints, telescopic, sleeved and/or debonded ties and the like
159 | A | Control joints | 1 | Item | 93750 | 93750 | A — General Requirements | A | A09 | A0901 | Sundry items | 9.01 | Preliminaries / General Requirements | Item | AED | 72 | Fuzzy | ⚠ |  | Citywalk Plot 5.11 Main Works Contract BOQ (1).xlsx |  |  |  | CITYWALK PHASE-05, PLOT 5.11 | Residential | CITYWALK RESIDENTIAL 1 LLC
161 | B | Control joints (RATE ONLY) | 0 | m | 0 | Rate Only | R — Electrical Engineering Installations | R | R06 | R0600 | R6 Control gear | 5.08 | Electrical Engineering Installations | Length (m), Enumerated (nr), Item | AED | 70 | Fuzzy | ⚠ |  | Citywalk Plot 5.11 Main Works Contract BOQ (1).xlsx |  |  |  | CITYWALK PHASE-05, PLOT 5.11 | Residential | CITYWALK RESIDENTIAL 1 LLC
163 | C | Isolation joints | 1 | Item | 62500 | 62500 | B — Site Work | B | B20 | B2002 | B20 Paving and surfacing | 8.01 | Site Works, Drainage, External Services & Landscaping | Volume (m³), Length (m), Area (m²), Enumerated (nr), Item | AED | 65 | Fuzzy | ⚠ |  | Citywalk Plot 5.11 Main Works Contract BOQ (1).xlsx |  |  |  | CITYWALK PHASE-05, PLOT 5.11 | Residential | CITYWALK RESIDENTIAL 1 LLC
165 | D | Isolation joints (RATE ONLY) | 0 | m | 0 | Rate Only | D — Masonry | D | D01 | D0109 | D1 Generally | 2.05 | External Walls – Sundries: Isolation Joints | Rate Only | AED | 75 | AI | ⚠ |  | Citywalk Plot 5.11 Main Works Contract BOQ (1).xlsx |  |  |  | CITYWALK PHASE-05, PLOT 5.11 | Residential | CITYWALK RESIDENTIAL 1 LLC
167 | E | Expansion joints | 0 | Item | 0 | NOT APPLICABLE | B — Site Work | B | B20 | B2002 | B20 Paving and surfacing | 8.01 | Site Works, Drainage, External Services & Landscaping | Volume (m³), Length (m), Area (m²), Enumerated (nr), Item | AED | 79 | Fuzzy | ⚠ |  | Citywalk Plot 5.11 Main Works Contract BOQ (1).xlsx |  |  |  | CITYWALK PHASE-05, PLOT 5.11 | Residential | CITYWALK RESIDENTIAL 1 LLC
169 | F | Expansion joints (RATE ONLY) | 0 | m | 0 | Rate Only | D — Masonry | D | D05 | D0502 | D5 Sundries | 2.05 | External Walls / Masonry | Area (m²), Length (m), Volume (m³) | AED | 77 | Fuzzy | ⚠ |  | Citywalk Plot 5.11 Main Works Contract BOQ (1).xlsx |  |  |  | CITYWALK PHASE-05, PLOT 5.11 | Residential | CITYWALK RESIDENTIAL 1 LLC
171 | G | Movement joints; wall head junction with slab sofit | 1 | Item | 187500 | 187500 | C — Concrete Work | C | C06 | C0603 | C6 Prestressed concrete | 2.01 | Frame / Concrete Work | Volume (m³), Weight (t), Area (m²), Length (m), Enumerated (nr) | AED | 68 | Fuzzy | ⚠ |  | Citywalk Plot 5.11 Main Works Contract BOQ (1).xlsx |  |  |  | CITYWALK PHASE-05, PLOT 5.11 | Residential | CITYWALK RESIDENTIAL 1 LLC
191 |  |  |  | To Collection AED |  | 343750 | [8 empty] | AED |  |  |  |  | Citywalk Plot 5.11 Main Works Contract BOQ (1).xlsx |  |  |  | CITYWALK PHASE-05, PLOT 5.11 | Residential | CITYWALK RESIDENTIAL 1 LLC
▸ GENERALLY
197 | A | Allow for any other works which are not included above and which are required to complete the Masonry in accordance with the Specification and the Drawings (Tenderer to list below): | 0 | Item | 0 |  | A — General Requirements | A | A01 | A0101 | Conditions of contract | 9.01 | Preliminaries – Contingency | Item | AED | 90 | Rule | ✓ |  | Citywalk Plot 5.11 Main Works Contract BOQ (1).xlsx |  |  |  | CITYWALK PHASE-05, PLOT 5.11 | Residential | CITYWALK RESIDENTIAL 1 LLC
▸ ADDITIONAL ITEMS
▸ External Blockwork
201 | 1 | 200mm thick Solid block, FR | 170 | m2 | 156 | 26520 | D — Masonry | D | D01 | D0102 | D1 Generally | 2.05 | External Walls – Solid Blockwork 200mm Fire Rated | Area (m²) | AED | 85 | AI | ✓ |  | Citywalk Plot 5.11 Main Works Contract BOQ (1).xlsx |  |  |  | CITYWALK PHASE-05, PLOT 5.11 | Residential | CITYWALK RESIDENTIAL 1 LLC
202 | 2 | 150mm thick AAC block, FR | 15 | m2 | 131 | 1965 | D — Masonry | D | D01 | D0102 | D1 Generally | 2.05 | External Walls – AAC Blockwork 150mm Fire Rated | Area (m²) | AED | 85 | AI | ✓ |  | Citywalk Plot 5.11 Main Works Contract BOQ (1).xlsx |  |  |  | CITYWALK PHASE-05, PLOT 5.11 | Residential | CITYWALK RESIDENTIAL 1 LLC
203 | 3 | 200mm thick AAC block, FR | 70 | m2 | 152 | 10640 | D — Masonry | D | D01 | D0102 | D1 Generally | 2.05 | External Walls – AAC Blockwork 200mm Fire Rated | Area (m²) | AED | 85 | AI | ✓ |  | Citywalk Plot 5.11 Main Works Contract BOQ (1).xlsx |  |  |  | CITYWALK PHASE-05, PLOT 5.11 | Residential | CITYWALK RESIDENTIAL 1 LLC
204 | 4 | 250mm thick AAC block, FR | 28 | m2 | 175 | 4900 | D — Masonry | D | D01 | D0102 | D1 Generally | 2.05 | External Walls – AAC Blockwork 250mm Fire Rated | Area (m²) | AED | 85 | AI | ✓ |  | Citywalk Plot 5.11 Main Works Contract BOQ (1).xlsx |  |  |  | CITYWALK PHASE-05, PLOT 5.11 | Residential | CITYWALK RESIDENTIAL 1 LLC
205 | 5 | 100mm thick AAC block, NFR | 28 | m2 | 101 | 2828 | D — Masonry | D | D01 | D0102 | D1 Generally | 2.05 | External Walls – AAC Blockwork 100mm Non-Fire Rated | Area (m²) | AED | 85 | AI | ✓ |  | Citywalk Plot 5.11 Main Works Contract BOQ (1).xlsx |  |  |  | CITYWALK PHASE-05, PLOT 5.11 | Residential | CITYWALK RESIDENTIAL 1 LLC
206 | 6 | 200mm thick AAC block, NFR | 73 | m2 | 143 | 10439 | D — Masonry | D | D01 | D0102 | D1 Generally | 2.05 | External Walls – AAC Blockwork 200mm Non-Fire Rated | Area (m²) | AED | 85 | AI | ✓ |  | Citywalk Plot 5.11 Main Works Contract BOQ (1).xlsx |  |  |  | CITYWALK PHASE-05, PLOT 5.11 | Residential | CITYWALK RESIDENTIAL 1 LLC
207 | 7 | 150mm thick Solid block FR | 1 | m2 | 150 | 150 | D — Masonry | D | D01 | D0102 | D1 Generally | 2.05 | External Walls – Solid Blockwork 150mm Fire Rated | Area (m²) | AED | 85 | AI | ✓ |  | Citywalk Plot 5.11 Main Works Contract BOQ (1).xlsx |  |  |  | CITYWALK PHASE-05, PLOT 5.11 | Residential | CITYWALK RESIDENTIAL 1 LLC
208 | 8 | 250mm thick Solid block, FR | 44 | m2 | 156 | 6864 | D — Masonry | D | D01 | D0102 | D1 Generally | 2.05 | External Walls – Solid Blockwork 250mm Fire Rated | Area (m²) | AED | 85 | AI | ✓ |  | Citywalk Plot 5.11 Main Works Contract BOQ (1).xlsx |  |  |  | CITYWALK PHASE-05, PLOT 5.11 | Residential | CITYWALK RESIDENTIAL 1 LLC
209 | 9 | 100mm thick Solid block, NFR | 2 | m2 | 135 | 270 | D — Masonry | D | D01 | D0102 | D1 Generally | 2.05 | External Walls – Solid Blockwork 100mm Non-Fire Rated | Area (m²) | AED | 85 | AI | ✓ |  | Citywalk Plot 5.11 Main Works Contract BOQ (1).xlsx |  |  |  | CITYWALK PHASE-05, PLOT 5.11 | Residential | CITYWALK RESIDENTIAL 1 LLC
210 | 10 | 200mm thick Solid block, NFR | 5 | m2 | 148 | 740 | D — Masonry | D | D01 | D0101 | D1 Generally | 2.05 | External Walls – Blockwork | Area (m²) | AED | 92 | AI | ✓ |  | Citywalk Plot 5.11 Main Works Contract BOQ (1).xlsx |  |  |  | CITYWALK PHASE-05, PLOT 5.11 | Residential | CITYWALK RESIDENTIAL 1 LLC
211 | 11 | 250mm thick Solid block, NFR | 66 | m2 | 179 | 11814 | D — Masonry | D | D01 | D0101 | D1 Generally | 2.05 | External Walls – Blockwork | Area (m²) | AED | 92 | AI | ✓ |  | Citywalk Plot 5.11 Main Works Contract BOQ (1).xlsx |  |  |  | CITYWALK PHASE-05, PLOT 5.11 | Residential | CITYWALK RESIDENTIAL 1 LLC
▸ Internal Blockwork
213 | 12 | 100mm thick Solid block, NFR | 2 | m2 | 135 | 270 | D — Masonry | D | D01 | D0101 | D1 Generally | 2.07 | Internal Walls – Blockwork | Area (m²) | AED | 92 | AI | ✓ |  | Citywalk Plot 5.11 Main Works Contract BOQ (1).xlsx |  |  |  | CITYWALK PHASE-05, PLOT 5.11 | Residential | CITYWALK RESIDENTIAL 1 LLC
215 | 2/D/1/A | Sides of pile cap | -217 | m² | 162 | -35154 | C — Concrete Work | C | C02 | C0201 | C2 Poured concrete | 2.01 | Substructure | Volume (m³) | AED | 95 | Rule | ✓ |  | Citywalk Plot 5.11 Main Works Contract BOQ (1).xlsx |  |  |  | CITYWALK PHASE-05, PLOT 5.11 | Residential | CITYWALK RESIDENTIAL 1 LLC
216 | 2/D/1/C | Sides of tie beams | 42 | m² | 162 | 6804 | C — Concrete Work | C | C02 | C0201 | C2 Poured concrete | 2.01 | Frame | Volume (m³) | AED | 93 | Rule | ✓ |  | Citywalk Plot 5.11 Main Works Contract BOQ (1).xlsx |  |  |  | CITYWALK PHASE-05, PLOT 5.11 | Residential | CITYWALK RESIDENTIAL 1 LLC
217 | 2/D/2/A | IWT-01 | -40 | m² | 237 | -9480 | D — Masonry | D | D01 | D0101 | D1 Generally | 2.07 | Internal Walls – Blockwork | Area (m²) | AED | 88 | AI | ✓ |  | Citywalk Plot 5.11 Main Works Contract BOQ (1).xlsx |  |  |  | CITYWALK PHASE-05, PLOT 5.11 | Residential | CITYWALK RESIDENTIAL 1 LLC
218 | 2/D/2/C | IWT-01-2hr FR | -6 | m² | 245 | -1470 | D — Masonry | D | D01 | D0101 | D1 Generally | 2.07 | Internal Walls – Blockwork with Fire Rating | Area (m²) | AED | 90 | AI | ✓ |  | Citywalk Plot 5.11 Main Works Contract BOQ (1).xlsx |  |  |  | CITYWALK PHASE-05, PLOT 5.11 | Residential | CITYWALK RESIDENTIAL 1 LLC
219 | 2/D/2/D | IWT-01-1hr FR; 40 DB | -71 | m² | 245 | -17395 | D — Masonry | D | D01 | D0101 | D1 Generally | 2.07 | Internal Walls – Blockwork with Fire Rating | Area (m²) | AED | 90 | AI | ✓ |  | Citywalk Plot 5.11 Main Works Contract BOQ (1).xlsx |  |  |  | CITYWALK PHASE-05, PLOT 5.11 | Residential | CITYWALK RESIDENTIAL 1 LLC
220 | 2/D/2/E | IWT-01-1hr FR; 45 DB | -5 | m² | 245 | -1225 | D — Masonry | D | D01 | D0101 | D1 Generally | 2.07 | Internal Walls – Blockwork with Fire Rating | Area (m²) | AED | 90 | AI | ✓ |  | Citywalk Plot 5.11 Main Works Contract BOQ (1).xlsx |  |  |  | CITYWALK PHASE-05, PLOT 5.11 | Residential | CITYWALK RESIDENTIAL 1 LLC
221 | 2/D/2/F | IWT-01-1hr FR; 50 DB | -38 | m² | 245 | -9310 | D — Masonry | D | D01 | D0101 | D1 Generally | 2.07 | Internal Walls – Blockwork with Fire Rating | Area (m²) | AED | 90 | AI | ✓ |  | Citywalk Plot 5.11 Main Works Contract BOQ (1).xlsx |  |  |  | CITYWALK PHASE-05, PLOT 5.11 | Residential | CITYWALK RESIDENTIAL 1 LLC
222 | 2/D/2/K | IWT-01-2hr FR; 60 DB | -12 | m² | 245 | -2940 | D — Masonry | D | D01 | D0101 | D1 Generally | 2.07 | Internal Walls – Blockwork with Fire Rating | Area (m²) | AED | 90 | AI | ✓ |  | Citywalk Plot 5.11 Main Works Contract BOQ (1).xlsx |  |  |  | CITYWALK PHASE-05, PLOT 5.11 | Residential | CITYWALK RESIDENTIAL 1 LLC
223 | 2/D/2/M | IWT-02 | -11 | m² | 217 | -2387 | D — Masonry | D | D01 | D0101 | D1 Generally | 2.07 | Internal Walls – Blockwork | Area (m²) | AED | 88 | AI | ✓ |  | Citywalk Plot 5.11 Main Works Contract BOQ (1).xlsx |  |  |  | CITYWALK PHASE-05, PLOT 5.11 | Residential | CITYWALK RESIDENTIAL 1 LLC
224 | 2/D/2/N | IWT-02-2hr FR | 15 | m² | 226 | 3390 | D — Masonry | D | D01 | D0101 | D1 Generally | 2.07 | Internal Walls – Blockwork with Fire Rating | Area (m²) | AED | 90 | AI | ✓ |  | Citywalk Plot 5.11 Main Works Contract BOQ (1).xlsx |  |  |  | CITYWALK PHASE-05, PLOT 5.11 | Residential | CITYWALK RESIDENTIAL 1 LLC
225 | 2/D/2/P | IWT-02-1hr FR; 40 DB | 11 | m² | 226 | 2486 | D — Masonry | D | D01 | D0101 | D1 Generally | 2.07 | Internal Walls – Blockwork with Fire Rating | Area (m²) | AED | 90 | AI | ✓ |  | Citywalk Plot 5.11 Main Works Contract BOQ (1).xlsx |  |  |  | CITYWALK PHASE-05, PLOT 5.11 | Residential | CITYWALK RESIDENTIAL 1 LLC
226 | 2/D/3/D | EWT-01-2hr FR | -36 | m² | 160 | -5760 | D — Masonry | D | D01 | D0101 | D1 Generally | 2.05 | External Walls – Blockwork with Fire Rating | Area (m²) | AED | 90 | AI | ✓ |  | Citywalk Plot 5.11 Main Works Contract BOQ (1).xlsx |  |  |  | CITYWALK PHASE-05, PLOT 5.11 | Residential | CITYWALK RESIDENTIAL 1 LLC
227 | 2/D/3/F | EWT-01-1hr FR; 50 DB | -74 | m² | 160 | -11840 | D — Masonry | D | D01 | D0101 | D1 Generally | 2.05 | External Walls – Blockwork with Fire Rating | Area (m²) | AED | 90 | AI | ✓ |  | Citywalk Plot 5.11 Main Works Contract BOQ (1).xlsx |  |  |  | CITYWALK PHASE-05, PLOT 5.11 | Residential | CITYWALK RESIDENTIAL 1 LLC
228 | 2/D/3/G | EWT-01-2hr FR; 40 DB | -18 | m² | 160 | -2880 | D — Masonry | D | D01 | D0101 | D1 Generally | 2.05 | External Walls – Blockwork with Fire Rating | Area (m²) | AED | 90 | AI | ✓ |  | Citywalk Plot 5.11 Main Works Contract BOQ (1).xlsx |  |  |  | CITYWALK PHASE-05, PLOT 5.11 | Residential | CITYWALK RESIDENTIAL 1 LLC
229 | 2/D/3/K | EWT-01-curved | 5 | m² | 162 | 810 | D — Masonry | D | D01 | D0101 | D1 Generally | 2.05 | External Walls – Blockwork (Curved) | Area (m²) | AED | 88 | AI | ✓ |  | Citywalk Plot 5.11 Main Works Contract BOQ (1).xlsx |  |  |  | CITYWALK PHASE-05, PLOT 5.11 | Residential | CITYWALK RESIDENTIAL 1 LLC
234 |  |  |  | To Collection AED |  | -8951 | [8 empty] | AED |  |  |  |  | Citywalk Plot 5.11 Main Works Contract BOQ (1).xlsx |  |  |  | CITYWALK PHASE-05, PLOT 5.11 | Residential | CITYWALK RESIDENTIAL 1 LLC
▸ GENERALLY (Cont'd)
240 | A | Allow for any other works which are not included above and which are required to complete the Masonry in accordance with the Specification and the Drawings (Tenderer to list below): | 0 | Item | 0 |  | A — General Requirements | A | A01 | A0101 | Conditions of contract | 9.01 | Preliminaries – Contingency | Item | AED | 90 | Rule | ✓ |  | Citywalk Plot 5.11 Main Works Contract BOQ (1).xlsx |  |  |  | CITYWALK PHASE-05, PLOT 5.11 | Residential | CITYWALK RESIDENTIAL 1 LLC
▸ ADDITIONAL ITEMS
▸ External Blockwork
244 | 2/D/3/P | IWT-03; non FR | 4 | m² | 95 | 380 | D — Masonry | D | D01 | D0101 | D1 Generally | 2.05 | External Walls – Blockwork | Area (m²) | AED | 85 | AI | ✓ |  | Citywalk Plot 5.11 Main Works Contract BOQ (1).xlsx |  |  |  | CITYWALK PHASE-05, PLOT 5.11 | Residential | CITYWALK RESIDENTIAL 1 LLC
245 | 2/D/4/A | AAC blockwork; 250mm thick; Non fire rated; EWT01 | -51 | m² | 156 | -7956 | D — Masonry | D | D01 | D0101 | D1 Generally | 3.01 | Upper Floors – Internal Walls | Area (m²) | AED | 93 | Rule | ✓ |  | Citywalk Plot 5.11 Main Works Contract BOQ (1).xlsx |  |  |  | CITYWALK PHASE-05, PLOT 5.11 | Residential | CITYWALK RESIDENTIAL 1 LLC
246 | 2/D/4/B | AAC blockwork; 250mm thick; 2 Hour fire rated, Rw 60dB acoustic rating; EWT01 | 18 | m² | 166 | 2988 | D — Masonry | D | D01 | D0101 | D1 Generally | 3.01 | Upper Floors – Internal Walls | Area (m²) | AED | 93 | Rule | ✓ |  | Citywalk Plot 5.11 Main Works Contract BOQ (1).xlsx |  |  |  | CITYWALK PHASE-05, PLOT 5.11 | Residential | CITYWALK RESIDENTIAL 1 LLC
247 | 2/D/4/C | AAC blockwork; 250mm thick; Non fire rated, Rw 40dB acoustic rating; EWT01 | -77 | m² | 156 | -12012 | D — Masonry | D | D01 | D0101 | D1 Generally | 3.01 | Upper Floors – Internal Walls | Area (m²) | AED | 93 | Rule | ✓ |  | Citywalk Plot 5.11 Main Works Contract BOQ (1).xlsx |  |  |  | CITYWALK PHASE-05, PLOT 5.11 | Residential | CITYWALK RESIDENTIAL 1 LLC
248 | 2/D/4/D | AAC blockwork; 250mm thick; Non fire rated, Rw 50dB acoustic rating; EWT01 | -228 | m² | 156 | -35568 | D — Masonry | D | D01 | D0101 | D1 Generally | 3.01 | Upper Floors – Internal Walls | Area (m²) | AED | 93 | Rule | ✓ |  | Citywalk Plot 5.11 Main Works Contract BOQ (1).xlsx |  |  |  | CITYWALK PHASE-05, PLOT 5.11 | Residential | CITYWALK RESIDENTIAL 1 LLC
249 | 2/D/4/E | AAC blockwork; 250mm thick; Non fire rated, Rw 60dB acoustic rating; EWT01 | 46 | m² | 156 | 7176 | D — Masonry | D | D01 | D0101 | D1 Generally | 3.01 | Upper Floors – Internal Walls | Area (m²) | AED | 93 | Rule | ✓ |  | Citywalk Plot 5.11 Main Works Contract BOQ (1).xlsx |  |  |  | CITYWALK PHASE-05, PLOT 5.11 | Residential | CITYWALK RESIDENTIAL 1 LLC
268 |  |  |  | To Collection AED |  | -44992 | [8 empty] | AED |  |  |  |  | Citywalk Plot 5.11 Main Works Contract BOQ (1).xlsx |  |  |  | CITYWALK PHASE-05, PLOT 5.11 | Residential | CITYWALK RESIDENTIAL 1 LLC
271 |  | COLLECTION | [12 empty] | AED |  |  |  |  | Citywalk Plot 5.11 Main Works Contract BOQ (1).xlsx |  |  |  | CITYWALK PHASE-05, PLOT 5.11 | Residential | CITYWALK RESIDENTIAL 1 LLC
273 |  | Page 2/D/1 |  |  |  | 216270 | [8 empty] | AED |  |  |  |  | Citywalk Plot 5.11 Main Works Contract BOQ (1).xlsx |  |  |  | CITYWALK PHASE-05, PLOT 5.11 | Residential | CITYWALK RESIDENTIAL 1 LLC
275 |  | Page 2/D/2 |  |  |  | 240293 | [8 empty] | AED |  |  |  |  | Citywalk Plot 5.11 Main Works Contract BOQ (1).xlsx |  |  |  | CITYWALK PHASE-05, PLOT 5.11 | Residential | CITYWALK RESIDENTIAL 1 LLC
277 |  | Page 2/D/3 |  |  |  | 88004 | [8 empty] | AED |  |  |  |  | Citywalk Plot 5.11 Main Works Contract BOQ (1).xlsx |  |  |  | CITYWALK PHASE-05, PLOT 5.11 | Residential | CITYWALK RESIDENTIAL 1 LLC
279 |  | Page 2/D/4 |  |  |  | 175406 | [8 empty] | AED |  |  |  |  | Citywalk Plot 5.11 Main Works Contract BOQ (1).xlsx |  |  |  | CITYWALK PHASE-05, PLOT 5.11 | Residential | CITYWALK RESIDENTIAL 1 LLC
281 |  | Page 2/D/5 |  |  |  | 343750 | [8 empty] | AED |  |  |  |  | Citywalk Plot 5.11 Main Works Contract BOQ (1).xlsx |  |  |  | CITYWALK PHASE-05, PLOT 5.11 | Residential | CITYWALK RESIDENTIAL 1 LLC
283 |  | Page 2/D/6 |  |  |  | -8951 | [8 empty] | AED |  |  |  |  | Citywalk Plot 5.11 Main Works Contract BOQ (1).xlsx |  |  |  | CITYWALK PHASE-05, PLOT 5.11 | Residential | CITYWALK RESIDENTIAL 1 LLC
285 |  | Page 2/D/7 |  |  |  | -44992 | [8 empty] | AED |  |  |  |  | Citywalk Plot 5.11 Main Works Contract BOQ (1).xlsx |  |  |  | CITYWALK PHASE-05, PLOT 5.11 | Residential | CITYWALK RESIDENTIAL 1 LLC
318 |  |  |  | Carried To Summary AED |  | 1009780 | [8 empty] | AED |  |  |  |  | Citywalk Plot 5.11 Main Works Contract BOQ (1).xlsx |  |  |  | CITYWALK PHASE-05, PLOT 5.11 | Residential | CITYWALK RESIDENTIAL 1 LLC
1158 | [5 empty] | 0 | [8 empty] | AED |  |  |  |  | Citywalk Plot 5.11 Main Works Contract BOQ (1).xlsx |  |  |  | CITYWALK PHASE-05, PLOT 5.11 | Residential | CITYWALK RESIDENTIAL 1 LLC
Items coded: 81 · Auto ✓: 72 · Flagged ⚠: 9 · Auto rate: 89%

## 2E
Citywalk Plot 5.11 Main Works Contract BOQ (1) · 2E
A–G = original bill data · H–S = POMI + NRM coding · T–AB = project metadata · ✓ ≥85% · ⚠ <85% = review
Row | REF | Description | Qty | Unit | Rate | Amount | POMI Section | Code 1 | Code 2 | Code 3 | POMI Sub Section | NRM | NRM Description | Measurement | Currency | Conf% | Stage | Flag | ACTION | BATCH | Country | City | Asset | Project | Type | Employer | Contract Type
▸ METALWORK
▸ STRUCTURAL METALWORK
▸ Note: Refer to the following:
▸ 1. Specification;
▸ DHRE0017-KP-XX-XX-SPC-MW-108001
▸ 2.Drawings;
▸ DHRE0017-KP-XX-ZZ-DWG-AR-105301-105310
▸ External Wall
▸ Structural steel support for inclined/ perforated GRC cladding; assumed 50kg/m²
22 | A | To ground floor | 54.64 | t | 23681 | 1293930 | R — Electrical Engineering Installations | R | R01 | R0102 | R1 Generally | 5.08 | Electrical Engineering Installations | Length (m), Enumerated (nr), Item | AED | 79 | Fuzzy | ⚠ |  | Citywalk Plot 5.11 Main Works Contract BOQ (1).xlsx |  |  |  | CITYWALK PHASE-05, PLOT 5.11 | Residential | CITYWALK RESIDENTIAL 1 LLC
▸ Structural steel support for inclined/ perforated GRC cladding; assumed 30kg/m²
26 | B | To Main Entrance Lobby | 3 | t | 23681 | 71043 | E — Metalwork | E | E02 | E0202 | E2 Structural metalwork | 2.05 | External Walls – Structural Steel | Length (m) | AED | 78 | AI | ⚠ |  | Citywalk Plot 5.11 Main Works Contract BOQ (1).xlsx |  |  |  | CITYWALK PHASE-05, PLOT 5.11 | Residential | CITYWALK RESIDENTIAL 1 LLC
45 |  |  |  | To Collection AED |  | 1364973 | [8 empty] | AED |  |  |  |  | Citywalk Plot 5.11 Main Works Contract BOQ (1).xlsx |  |  |  | CITYWALK PHASE-05, PLOT 5.11 | Residential | CITYWALK RESIDENTIAL 1 LLC
▸ NON-STRUCTURAL METALWORK
▸ Note: Refer to the following:
▸ 1.Drawings;
▸ DHRE0017-KP-XX-ZZ-DWG-AR-104101 to DHRE0017-KP-XX-ZZ-DWG-AR-104104
▸ DHRE0017-KP-XX-ZZ-DWG-AR-109010
▸ Internal
▸ Stair railing; comprising 50mm diameter galvanized steel guardrail; 30mm diameter galvanized steel intermediate and bottom rail; fixed to 40mm and 25mm diameters vertical galvanized steel rails fixed to floor; pre treated and painted; including fixings, finishes and accessories
63 | A | Floor mounted balustrade; 1120mm high; slope | 20 | m | 560 | 11200 | E — Metalwork | E | E03 | E0301 | E3 Non-structural metalwork | 2.01 | Frame / Structural Metalwork | Weight (t), Enumerated (nr), Item | AED | 61 | Fuzzy | ⚠ |  | Citywalk Plot 5.11 Main Works Contract BOQ (1).xlsx |  |  |  | CITYWALK PHASE-05, PLOT 5.11 | Residential | CITYWALK RESIDENTIAL 1 LLC
▸ Stair railing; comprising 50mm diameter 2.5mm thick galvanized steel handrail; fixed to 70mm diameter 2.5mm thick galvanized steel plate; fixed to wall with 9mm dia countersunk sleeve; pre treated and painted; including fixings, finishes and accessories
67 | B | Wall mounted handrail; 900mm high | 49 | m | 216 | 10584 | K — Accessories | K | K01 | K0103 | K1 Generally | 4.01 | Accessories – Wall-mounted Handrails | Length (m) | AED | 82 | AI | ⚠ |  | Citywalk Plot 5.11 Main Works Contract BOQ (1).xlsx |  |  |  | CITYWALK PHASE-05, PLOT 5.11 | Residential | CITYWALK RESIDENTIAL 1 LLC
▸ External
▸ Glass balustrade; with base channel, HDG steel beam supports and solid composite joist; including fixings and all ancillary works as necessary
73 | C | 1100mm high; floor mounted; F08 | 136 | m | 1826 | 248336 | K — Accessories | K | K02 | K0201 | K2 Partitions | 4.01 | Accessories – Balustrades/Railings | Length (m) | AED | 75 | AI | ⚠ |  | Citywalk Plot 5.11 Main Works Contract BOQ (1).xlsx |  |  |  | CITYWALK PHASE-05, PLOT 5.11 | Residential | CITYWALK RESIDENTIAL 1 LLC
75 | D | Extra over for opening; 1200 x 1100mm high self closing and self latching gate | 1 | Nr. | 719 | 719 | H — Doors And Windows | H | H02 | H0202 | H2 Windows | 2.06 | Windows & External Doors – Gates | Number | AED | 80 | AI | ⚠ |  | Citywalk Plot 5.11 Main Works Contract BOQ (1).xlsx |  |  |  | CITYWALK PHASE-05, PLOT 5.11 | Residential | CITYWALK RESIDENTIAL 1 LLC
78 |  |  |  | To Collection AED |  | 270839 | [8 empty] | AED |  |  |  |  | Citywalk Plot 5.11 Main Works Contract BOQ (1).xlsx |  |  |  | CITYWALK PHASE-05, PLOT 5.11 | Residential | CITYWALK RESIDENTIAL 1 LLC
▸ NON-STRUCTURAL METALWORK
▸ Glass balustrade; including fixings and all ancillary works as necessary
86 | A | 1100mm high; fixed to parapet wall; F08 | 18 | m | 1826 | 32868 | K — Accessories | K | K02 | K0201 | K2 Partitions | 4.01 | Accessories – Glass Balustrades | Length (m) | AED | 85 | AI | ✓ |  | Citywalk Plot 5.11 Main Works Contract BOQ (1).xlsx |  |  |  | CITYWALK PHASE-05, PLOT 5.11 | Residential | CITYWALK RESIDENTIAL 1 LLC
88 | B | 1100mm high; floor mounted; curved; F08 | 14 | m | 2921 | 40894 | K — Accessories | K | K02 | K0201 | K2 Partitions | 4.01 | Accessories – Glass Balustrades | Length (m) | AED | 85 | AI | ✓ |  | Citywalk Plot 5.11 Main Works Contract BOQ (1).xlsx |  |  |  | CITYWALK PHASE-05, PLOT 5.11 | Residential | CITYWALK RESIDENTIAL 1 LLC
90 | C | Extra over for opening; 1000 x 1250mm high | 1 | Nr. | 680 | 680 | K — Accessories | K | K02 | K0201 | K2 Partitions | 4.01 | Accessories – Glass Balustrades | Number | AED | 80 | AI | ⚠ |  | Citywalk Plot 5.11 Main Works Contract BOQ (1).xlsx |  |  |  | CITYWALK PHASE-05, PLOT 5.11 | Residential | CITYWALK RESIDENTIAL 1 LLC
▸ Aluminium screen fence; powder coated finish; with welded HDG steel plate, HDG steel beam supports and solid composite joist; including fixings and all ancillary works as necessary
94 | D | 1100mm high; floor mounted; F09 | 86 | m | 3345 | 287670 | K — Accessories | K | K02 | K0201 | K2 Partitions | 4.01 | Accessories – Glass Balustrades | Length (m) | AED | 85 | AI | ✓ |  | Citywalk Plot 5.11 Main Works Contract BOQ (1).xlsx |  |  |  | CITYWALK PHASE-05, PLOT 5.11 | Residential | CITYWALK RESIDENTIAL 1 LLC
96 | E | 1100mm high; floor mounted; curved; F09 | 4 | m | 3446 | 13784 | K — Accessories | K | K02 | K0201 | K2 Partitions | 4.01 | Accessories – Glass Balustrades | Length (m) | AED | 85 | AI | ✓ |  | Citywalk Plot 5.11 Main Works Contract BOQ (1).xlsx |  |  |  | CITYWALK PHASE-05, PLOT 5.11 | Residential | CITYWALK RESIDENTIAL 1 LLC
98 | F | Extra over for opening; 1200 x 1100mm high self closing and self latching gate | 1 | Nr. | 3361 | 3361 | H — Doors And Windows | H | H02 | H0202 | H2 Windows | 2.06 | Windows & External Doors – Gates | Number | AED | 80 | AI | ⚠ |  | Citywalk Plot 5.11 Main Works Contract BOQ (1).xlsx |  |  |  | CITYWALK PHASE-05, PLOT 5.11 | Residential | CITYWALK RESIDENTIAL 1 LLC
▸ SDF Aluminium Entrance canopy; Perforated aluminium sheet fixed to the 75 x 140mm "C" channel using HDG steel brackets, Aluminium extruded box sections and Aluminium cleats; Canopy fixed to the HDG steel box section in the wall and hanged from the tie back pipe using SS connecting bolts and nuts; complete with all necessary weather sealants, EPDM gaskets and mineral wool insulation to the wall connection point; as shown in the drawing DHRE0017-KP-XX-ZZ-DWG-FA-50008
102 | G | Perforated aluminium canopy; size 10850mm long x 1300mm wide x 300mm high | 14 | m² | 3395 | 47530 | E — Metalwork | E | E01 | E0102 | E1 Generally | 2.05 | External Walls – Metalwork Canopy | Area (m²) | AED | 82 | AI | ⚠ |  | Citywalk Plot 5.11 Main Works Contract BOQ (1).xlsx |  |  |  | CITYWALK PHASE-05, PLOT 5.11 | Residential | CITYWALK RESIDENTIAL 1 LLC
109 |  |  |  | To Collection AED |  | 426787 | [8 empty] | AED |  |  |  |  | Citywalk Plot 5.11 Main Works Contract BOQ (1).xlsx |  |  |  | CITYWALK PHASE-05, PLOT 5.11 | Residential | CITYWALK RESIDENTIAL 1 LLC
▸ GENERALLY
114 | A | Allow for any other works which are not included above and which are required to complete the Metalwork in accordance with the Specification and the Drawings (Tenderer to list below) | 0 | Item | 0 | 0 | A — General Requirements | A | A01 | A0101 | Conditions of contract | 9.01 | Preliminaries – Contingency | Item | AED | 90 | Rule | ✓ |  | Citywalk Plot 5.11 Main Works Contract BOQ (1).xlsx |  |  |  | CITYWALK PHASE-05, PLOT 5.11 | Residential | CITYWALK RESIDENTIAL 1 LLC
▸ ADDITION TO & DEDUCTION TO
118 | 2/E/2/A | Floor mounted balustrade; 1120mm high; slope | 20 | m | 560 | 11200 | E — Metalwork | E | E03 | E0301 | E3 Non-structural metalwork | 2.01 | Frame / Structural Metalwork | Weight (t), Enumerated (nr), Item | AED | 61 | Fuzzy | ⚠ |  | Citywalk Plot 5.11 Main Works Contract BOQ (1).xlsx |  |  |  | CITYWALK PHASE-05, PLOT 5.11 | Residential | CITYWALK RESIDENTIAL 1 LLC
119 | 2/E/2/B | Wall mounted handrail; 900mm high | -7 | m | 216 | -1512 | K — Accessories | K | K01 | K0103 | K1 Generally | 4.01 | Accessories – Wall-mounted Handrails | Length (m) | AED | 85 | AI | ✓ |  | Citywalk Plot 5.11 Main Works Contract BOQ (1).xlsx |  |  |  | CITYWALK PHASE-05, PLOT 5.11 | Residential | CITYWALK RESIDENTIAL 1 LLC
120 | 2/E/2/C | 1100mm high; floor mounted; F08 | -10 | m | 1826 | -18260 | K — Accessories | K | K02 | K0201 | K2 Partitions | 4.01 | Accessories – Balustrades/Railings | Length (m) | AED | 80 | AI | ⚠ |  | Citywalk Plot 5.11 Main Works Contract BOQ (1).xlsx |  |  |  | CITYWALK PHASE-05, PLOT 5.11 | Residential | CITYWALK RESIDENTIAL 1 LLC
152 |  |  |  | To Collection AED |  | -8572 | [8 empty] | AED |  |  |  |  | Citywalk Plot 5.11 Main Works Contract BOQ (1).xlsx |  |  |  | CITYWALK PHASE-05, PLOT 5.11 | Residential | CITYWALK RESIDENTIAL 1 LLC
155 |  | COLLECTION | [12 empty] | AED |  |  |  |  | Citywalk Plot 5.11 Main Works Contract BOQ (1).xlsx |  |  |  | CITYWALK PHASE-05, PLOT 5.11 | Residential | CITYWALK RESIDENTIAL 1 LLC
157 |  | Page 2/E/1 |  |  |  | 1364973 | [8 empty] | AED |  |  |  |  | Citywalk Plot 5.11 Main Works Contract BOQ (1).xlsx |  |  |  | CITYWALK PHASE-05, PLOT 5.11 | Residential | CITYWALK RESIDENTIAL 1 LLC
159 |  | Page 2/E/2 |  |  |  | 270839 | [8 empty] | AED |  |  |  |  | Citywalk Plot 5.11 Main Works Contract BOQ (1).xlsx |  |  |  | CITYWALK PHASE-05, PLOT 5.11 | Residential | CITYWALK RESIDENTIAL 1 LLC
161 |  | Page 2/E/3 |  |  |  | 426787 | [8 empty] | AED |  |  |  |  | Citywalk Plot 5.11 Main Works Contract BOQ (1).xlsx |  |  |  | CITYWALK PHASE-05, PLOT 5.11 | Residential | CITYWALK RESIDENTIAL 1 LLC
163 |  | Page 2/E/4 |  |  |  | -8572 | [8 empty] | AED |  |  |  |  | Citywalk Plot 5.11 Main Works Contract BOQ (1).xlsx |  |  |  | CITYWALK PHASE-05, PLOT 5.11 | Residential | CITYWALK RESIDENTIAL 1 LLC
202 |  |  |  | Carried To Summary AED |  | 2054027 | [8 empty] | AED |  |  |  |  | Citywalk Plot 5.11 Main Works Contract BOQ (1).xlsx |  |  |  | CITYWALK PHASE-05, PLOT 5.11 | Residential | CITYWALK RESIDENTIAL 1 LLC
1143 | [5 empty] | 0 | [8 empty] | AED |  |  |  |  | Citywalk Plot 5.11 Main Works Contract BOQ (1).xlsx |  |  |  | CITYWALK PHASE-05, PLOT 5.11 | Residential | CITYWALK RESIDENTIAL 1 LLC
Items coded: 17 · Auto ✓: 6 · Flagged ⚠: 11 · Auto rate: 35%

## 2F
Citywalk Plot 5.11 Main Works Contract BOQ (1) · 2F
A–G = original bill data · H–S = POMI + NRM coding · T–AB = project metadata · ✓ ≥85% · ⚠ <85% = review
Row | REF | Description | Qty | Unit | Rate | Amount | POMI Section | Code 1 | Code 2 | Code 3 | POMI Sub Section | NRM | NRM Description | Measurement | Currency | Conf% | Stage | Flag | ACTION | BATCH | Country | City | Asset | Project | Type | Employer | Contract Type
▸ WOODWORK
▸ COMPOSITE ITEMS
▸ Note: Refer to the following:
▸ 1. Specification;
▸ DHRE0017-KP-XX-XX-SPC-MW-108001
▸ 2. Drawings;
▸ DHRE0017-KP-XX-ZZ-DWG-ID-104501_PA JO to DHRE0018-KP-XX-ZZ-DWG-ID-104513_PA JO
▸ Common areas
▸ Reception counter desk joinery unit (C-JO-01A); finished with Ariston marble (C-ST-02) counter top, Wilsonart laminate (C-LM-01) and Bronze brushed metal (C-MT-01) to exposed surfaces; Wilsonart laminate (C-LM-01) to internal carcass; including shelves, 4 no of drawers, 4 no of cupboards, frames, supports, front/side/back panels, doors, skirting, ironmongery, finishes, accessories, fixing, fittings and all ancillary works as necessary
22 | A | 4000 x 800 x 1200mm high | 1 | Nr. | 29915 | 29915 | E — Metalwork | E | E03 | E0301 | E3 Non-structural metalwork | 3.01 | Metalwork – Handrail / Balustrade | Length (m) | AED | 90 | Rule | ✓ |  | Citywalk Plot 5.11 Main Works Contract BOQ (1).xlsx |  |  |  | CITYWALK PHASE-05, PLOT 5.11 | Residential | CITYWALK RESIDENTIAL 1 LLC
▸ Main lobby shelving joinery unit (C-JO-02); finished with Ariston marble (C-ST-02) shelvings, Bronze brushed metal (C-MT-01), porcelain tile wall cladding (C-TL-01) and porcelain tile skiting (C-SK-01); including LED light strips, 5 no of shelves,frames, supports, front/side/back panels, doors, skirting, ironmongery, finishes, accessories, fixing, fittings and all ancillary works as necessary
26 | B | 1200 x 670 x 4100mm high | 1 | Nr. | 33336 | 33336 | Q — Mechanical Engineering Installations | Q | Q05 | Q0503 | Q5 Automatic controls | 5.06 | Mechanical Engineering Installations | Length (m), Weight (t), Area (m²), Enumerated (nr), Item | AED | 41 | Fuzzy | ⚠ |  | Citywalk Plot 5.11 Main Works Contract BOQ (1).xlsx |  |  |  | CITYWALK PHASE-05, PLOT 5.11 | Residential | CITYWALK RESIDENTIAL 1 LLC
30 |  |  |  | To Collection AED |  | 63251 | [8 empty] | AED |  |  |  |  | Citywalk Plot 5.11 Main Works Contract BOQ (1).xlsx |  |  |  | CITYWALK PHASE-05, PLOT 5.11 | Residential | CITYWALK RESIDENTIAL 1 LLC
▸ COMPOSITE ITEMS (Cont'd)
▸ Main lobby shelving joinery unit (C-JO-02A); finished with Ariston marble (C-ST-02) shelvings, Bronze brushed metal (C-MT-01), porcelain tile wall cladding (C-TL-01) and porcelain tile skiting (C-SK-01); including LED light strips, 5 no of shelves,frames, supports, front/side/back panels, doors, skirting, ironmongery, finishes, accessories, fixing, fittings and all ancillary works as necessary
38 | A | 1400 x 440 x 4100mm high | 1 | Nr. | 37886 | 37886 | H — Doors And Windows | H | H02 | H0201 | H2 Windows | 2.08 | Internal Doors – Standard Frames | Number | AED | 72 | AI | ⚠ |  | Citywalk Plot 5.11 Main Works Contract BOQ (1).xlsx |  |  |  | CITYWALK PHASE-05, PLOT 5.11 | Residential | CITYWALK RESIDENTIAL 1 LLC
▸ Pantry kitchen joinery unit; including carcass, skirting, finishes, accessories and all ancillary works as necessary
42 | B | 1750 x 600mm wide; pantry room | 1 | Nr. | 4813 | 4813 | F — Woodwork | F | F03 | F0301 | F3 Boarding and flooring | 4.01 | FF&E – Kitchen/Pantry Units | Number | AED | 78 | AI | ⚠ |  | Citywalk Plot 5.11 Main Works Contract BOQ (1).xlsx |  |  |  | CITYWALK PHASE-05, PLOT 5.11 | Residential | CITYWALK RESIDENTIAL 1 LLC
▸ Pantry kitchen stone worktop & fascia finishes, accessories and all ancillary works as necessary
46 | C | 1750 x 600mm wide; pantry room | 1 | Nr. | 1056 | 1056 | F — Woodwork | F | F03 | F0301 | F3 Boarding and flooring | 4.01 | FF&E – Kitchen/Pantry Units | Number | AED | 78 | AI | ⚠ |  | Citywalk Plot 5.11 Main Works Contract BOQ (1).xlsx |  |  |  | CITYWALK PHASE-05, PLOT 5.11 | Residential | CITYWALK RESIDENTIAL 1 LLC
66 |  |  |  | To Collection AED |  | 43755 | [8 empty] | AED |  |  |  |  | Citywalk Plot 5.11 Main Works Contract BOQ (1).xlsx |  |  |  | CITYWALK PHASE-05, PLOT 5.11 | Residential | CITYWALK RESIDENTIAL 1 LLC
▸ GENERALLY
72 | A | Allow for any other works which are not included above and which are required to complete the Woodwork in accordance with the Specification and the Drawings (Tenderer to list below) | 0 | Item | 0 | 0 | A — General Requirements | A | A01 | A0101 | Conditions of contract | 9.01 | Preliminaries – Contingency | Item | AED | 90 | Rule | ✓ |  | Citywalk Plot 5.11 Main Works Contract BOQ (1).xlsx |  |  |  | CITYWALK PHASE-05, PLOT 5.11 | Residential | CITYWALK RESIDENTIAL 1 LLC
110 |  |  |  | To Collection AED |  | 0 | [8 empty] | AED |  |  |  |  | Citywalk Plot 5.11 Main Works Contract BOQ (1).xlsx |  |  |  | CITYWALK PHASE-05, PLOT 5.11 | Residential | CITYWALK RESIDENTIAL 1 LLC
113 |  | COLLECTION | [12 empty] | AED |  |  |  |  | Citywalk Plot 5.11 Main Works Contract BOQ (1).xlsx |  |  |  | CITYWALK PHASE-05, PLOT 5.11 | Residential | CITYWALK RESIDENTIAL 1 LLC
115 |  | Page 2/F/1 |  |  |  | 63251 | [8 empty] | AED |  |  |  |  | Citywalk Plot 5.11 Main Works Contract BOQ (1).xlsx |  |  |  | CITYWALK PHASE-05, PLOT 5.11 | Residential | CITYWALK RESIDENTIAL 1 LLC
117 |  | Page 2/F/2 |  |  |  | 43755 | [8 empty] | AED |  |  |  |  | Citywalk Plot 5.11 Main Works Contract BOQ (1).xlsx |  |  |  | CITYWALK PHASE-05, PLOT 5.11 | Residential | CITYWALK RESIDENTIAL 1 LLC
119 |  | Page 2/F/3 |  |  |  | 0 | [8 empty] | AED |  |  |  |  | Citywalk Plot 5.11 Main Works Contract BOQ (1).xlsx |  |  |  | CITYWALK PHASE-05, PLOT 5.11 | Residential | CITYWALK RESIDENTIAL 1 LLC
160 |  |  |  | Carried To Summary AED |  | 107006 | [8 empty] | AED |  |  |  |  | Citywalk Plot 5.11 Main Works Contract BOQ (1).xlsx |  |  |  | CITYWALK PHASE-05, PLOT 5.11 | Residential | CITYWALK RESIDENTIAL 1 LLC
1146 | [5 empty] | 0 | [8 empty] | AED |  |  |  |  | Citywalk Plot 5.11 Main Works Contract BOQ (1).xlsx |  |  |  | CITYWALK PHASE-05, PLOT 5.11 | Residential | CITYWALK RESIDENTIAL 1 LLC
Items coded: 6 · Auto ✓: 2 · Flagged ⚠: 4 · Auto rate: 33%

## 2G
Citywalk Plot 5.11 Main Works Contract BOQ (1) · 2G
A–G = original bill data · H–S = POMI + NRM coding · T–AB = project metadata · ✓ ≥85% · ⚠ <85% = review
Row | REF | Description | Qty | Unit | Rate | Amount | POMI Section | Code 1 | Code 2 | Code 3 | POMI Sub Section | NRM | NRM Description | Measurement | Currency | Conf% | Stage | Flag | ACTION | BATCH | Country | City | Asset | Project | Type | Employer | Contract Type
▸ THERMAL AND MOISTURE PROTECTION
▸ COVERINGS AND LININGS
▸ Note: Refer to the following:
▸ 1. Specification:
▸ DHRE0017-KP-XX-XX-RPT-STR-100002_Structural DD Report
▸ DHRE0017-KP-XX-XX-SPC-MW-108001_Architectural, ID and Civil Specs
▸ 2. Drawings;
▸ DHRE0017-KP-PL-B1-DWG-ST-1010B1 - FOUNDATIONS & PILE CAPS LAYOUT - OVERALL PLAN
▸ DHRE0017-KP-PL-XX-DWG-ST-102000 - PILE CAPS SCHEDULE
▸ attachment 04-foundation
▸ DHRE0017-KP-XX-01-DWG-AR-101300 to 101301
▸ Wet area Waterproofing
▸ Waterproofing system; liquid waterproofing; including surface preparation, protection, accessories and all ancillary works as necessary
30 | A | To horizontal surfaces; to internal wet areas | 388 | m² | 69 | 26772 | F — Woodwork | F | F04 | F0401 | F4 Grounds and battens | 3.01 | Woodwork – Cladding Panel | Area (m²) | AED | 85 | Rule | ✓ |  | Citywalk Plot 5.11 Main Works Contract BOQ (1).xlsx |  |  |  | CITYWALK PHASE-05, PLOT 5.11 | Residential | CITYWALK RESIDENTIAL 1 LLC
32 | B | To verticle surfaces; to internal wet areas | 44 | m² | 31 | 1364 | H — Doors And Windows | H | H06 | H0601 | H6 Patent glazing | 2.06 | Windows and External Doors | Enumerated (nr), Area (m²), Length (m) | AED | 68 | Fuzzy | ⚠ |  | Citywalk Plot 5.11 Main Works Contract BOQ (1).xlsx |  |  |  | CITYWALK PHASE-05, PLOT 5.11 | Residential | CITYWALK RESIDENTIAL 1 LLC
37 |  |  |  | To Collection AED |  | 28136 | [8 empty] | AED |  |  |  |  | Citywalk Plot 5.11 Main Works Contract BOQ (1).xlsx |  |  |  | CITYWALK PHASE-05, PLOT 5.11 | Residential | CITYWALK RESIDENTIAL 1 LLC
▸ COVERINGS AND LININGS (Cont'd)
▸ Substructure waterproofing
▸ SBS Waterproofing Membrane system; including protection screed and protection board, accessories and all ancillary works as necessary
47 | A | To horizontal | 4093 | m² | 113 | 462509 | F — Woodwork | F | F04 | F0401 | F4 Grounds and battens | 3.01 | Woodwork – Cladding Panel | Area (m²) | AED | 85 | Rule | ✓ |  | Citywalk Plot 5.11 Main Works Contract BOQ (1).xlsx |  |  |  | CITYWALK PHASE-05, PLOT 5.11 | Residential | CITYWALK RESIDENTIAL 1 LLC
49 | B | To vertical | 2155 | m² | 113 | 243515 | F — Woodwork | F | F04 | F0401 | F4 Grounds and battens | 3.01 | Woodwork – Cladding Panel | Area (m²) | AED | 85 | Rule | ✓ |  | Citywalk Plot 5.11 Main Works Contract BOQ (1).xlsx |  |  |  | CITYWALK PHASE-05, PLOT 5.11 | Residential | CITYWALK RESIDENTIAL 1 LLC
▸ Geotextile layer; including surface preparation, protection, accessories and all other ancillary works as necessary
53 | C | To horizontal | 4093 | m² | 13 | 53209 | F — Woodwork | F | F04 | F0401 | F4 Grounds and battens | 3.01 | Woodwork – Cladding Panel | Area (m²) | AED | 85 | Rule | ✓ |  | Citywalk Plot 5.11 Main Works Contract BOQ (1).xlsx |  |  |  | CITYWALK PHASE-05, PLOT 5.11 | Residential | CITYWALK RESIDENTIAL 1 LLC
55 | D | To vertical | 2155 | m² | 5 | 10775 | F — Woodwork | F | F04 | F0401 | F4 Grounds and battens | 3.01 | Woodwork – Cladding Panel | Area (m²) | AED | 85 | Rule | ✓ |  | Citywalk Plot 5.11 Main Works Contract BOQ (1).xlsx |  |  |  | CITYWALK PHASE-05, PLOT 5.11 | Residential | CITYWALK RESIDENTIAL 1 LLC
▸ Water tank waterproofing
▸ GRP lining; 7mm non toxic lining; including preparation, base, accessories and all ancillary works as necessary; CF-11
61 | E | Type FF15; floors | 134 | m² | 200 | 26800 | G — Thermal And Moisture Protection | G | G02 | G0201 | G2 Coverings and linings | 2.05 | External Walls – Waterproofing | Area (m²) | AED | 75 | AI | ⚠ |  | Citywalk Plot 5.11 Main Works Contract BOQ (1).xlsx |  |  |  | CITYWALK PHASE-05, PLOT 5.11 | Residential | CITYWALK RESIDENTIAL 1 LLC
63 | F | Type GRP-1; to walls | 422 | m² | 200 | 84400 | J — Finishes | J | J02 | J0201 | J2 Backgrounds | 3.01 | Finishes – Wall | Area (m²) | AED | 88 | Rule | ✓ |  | Citywalk Plot 5.11 Main Works Contract BOQ (1).xlsx |  |  |  | CITYWALK PHASE-05, PLOT 5.11 | Residential | CITYWALK RESIDENTIAL 1 LLC
65 | G | To soffit of slab | 134 | m² | 200 | 26800 | C — Concrete Work | C | C04 | C0401 | C4 Shuttering | 2.01 | Frame / Concrete Work | Volume (m³), Weight (t), Area (m²), Length (m), Enumerated (nr) | AED | 79 | Fuzzy | ⚠ |  | Citywalk Plot 5.11 Main Works Contract BOQ (1).xlsx |  |  |  | CITYWALK PHASE-05, PLOT 5.11 | Residential | CITYWALK RESIDENTIAL 1 LLC
75 |  |  |  | To Collection AED |  | 908008 | [8 empty] | AED |  |  |  |  | Citywalk Plot 5.11 Main Works Contract BOQ (1).xlsx |  |  |  | CITYWALK PHASE-05, PLOT 5.11 | Residential | CITYWALK RESIDENTIAL 1 LLC
▸ COVERINGS AND LININGS (Cont'd)
▸ Landscape waterproofing; On Slab
▸ Waterproofing system; to planting areas; twocomponent spray applied polyurethane/polyurea hybrid membrane with crack bridging and root resistance (Sikalastic 859 R ME);surface preparation, protection, accessories and all ancillary works as necessary
85 | A | Anti-root waterproofing membrane; to horizontal | 869 | m² | 213 | 185097 | F — Woodwork | F | F04 | F0401 | F4 Grounds and battens | 3.01 | Woodwork – Cladding Panel | Area (m²) | AED | 85 | Rule | ✓ |  | Citywalk Plot 5.11 Main Works Contract BOQ (1).xlsx |  |  |  | CITYWALK PHASE-05, PLOT 5.11 | Residential | CITYWALK RESIDENTIAL 1 LLC
87 | B | Anti-root waterproofing membrane; to vertical | 883 | m² | 175 | 154525 | F — Woodwork | F | F04 | F0401 | F4 Grounds and battens | 3.01 | Woodwork – Cladding Panel | Area (m²) | AED | 85 | Rule | ✓ |  | Citywalk Plot 5.11 Main Works Contract BOQ (1).xlsx |  |  |  | CITYWALK PHASE-05, PLOT 5.11 | Residential | CITYWALK RESIDENTIAL 1 LLC
89 | C | Protection board; to planter walls; vertical | 883 | m² | 38 | 33554 | C — Concrete Work | C | C02 | C0201 | C2 Poured concrete | 2.01 | Upper Floors / Walls | Volume (m³) | AED | 93 | Rule | ✓ |  | Citywalk Plot 5.11 Main Works Contract BOQ (1).xlsx |  |  |  | CITYWALK PHASE-05, PLOT 5.11 | Residential | CITYWALK RESIDENTIAL 1 LLC
▸ Geotextile layer; including surface preparation, protection, accessories and all other ancillary works as necessary
93 | D | To horizontal; wrapped around drainage cell (measured separately) | 998 | m² | 13 | 12974 | F — Woodwork | F | F04 | F0401 | F4 Grounds and battens | 3.01 | Woodwork – Cladding Panel | Area (m²) | AED | 85 | Rule | ✓ |  | Citywalk Plot 5.11 Main Works Contract BOQ (1).xlsx |  |  |  | CITYWALK PHASE-05, PLOT 5.11 | Residential | CITYWALK RESIDENTIAL 1 LLC
95 | E | To vertical | 883 | m² | 5 | 4415 | F — Woodwork | F | F04 | F0401 | F4 Grounds and battens | 3.01 | Woodwork – Cladding Panel | Area (m²) | AED | 85 | Rule | ✓ |  | Citywalk Plot 5.11 Main Works Contract BOQ (1).xlsx |  |  |  | CITYWALK PHASE-05, PLOT 5.11 | Residential | CITYWALK RESIDENTIAL 1 LLC
▸ Waterproofing system; to hardscape areas; twocomponent spray applied polyurethane/polyurea hybrid membrane with crack bridging and root resistance (Sikalastic 859 R ME); surface preparation, protection, accessories and all ancillary works as necessary
99 | F | To horizontal surfaces; hardscape area | 1589 | m² | 163 | 259007 | F — Woodwork | F | F04 | F0401 | F4 Grounds and battens | 3.01 | Woodwork – Cladding Panel | Area (m²) | AED | 85 | Rule | ✓ |  | Citywalk Plot 5.11 Main Works Contract BOQ (1).xlsx |  |  |  | CITYWALK PHASE-05, PLOT 5.11 | Residential | CITYWALK RESIDENTIAL 1 LLC
▸ Waterproofing system; combo roof
103 | G | To horizontal surfaces; structural slab area | 1720 | m² | 0 | INCLUDED | F — Woodwork | F | F04 | F0401 | F4 Grounds and battens | 3.01 | Woodwork – Cladding Panel | Area (m²) | AED | 85 | Rule | ✓ |  | Citywalk Plot 5.11 Main Works Contract BOQ (1).xlsx |  |  |  | CITYWALK PHASE-05, PLOT 5.11 | Residential | CITYWALK RESIDENTIAL 1 LLC
105 | H | To building external wall perimeter ; up to 300mm high (assumed) | 273 | m | 0 | INCLUDED | G — Thermal And Moisture Protection | G | G01 | G0102 | G1 Generally | 2.05 | External Walls – Waterproofing System | Length (m) | AED | 82 | AI | ⚠ |  | Citywalk Plot 5.11 Main Works Contract BOQ (1).xlsx |  |  |  | CITYWALK PHASE-05, PLOT 5.11 | Residential | CITYWALK RESIDENTIAL 1 LLC
108 |  |  |  | To Collection AED |  | 649572 | [8 empty] | AED |  |  |  |  | Citywalk Plot 5.11 Main Works Contract BOQ (1).xlsx |  |  |  | CITYWALK PHASE-05, PLOT 5.11 | Residential | CITYWALK RESIDENTIAL 1 LLC
▸ COVERINGS AND LININGS (Cont'd)
114 | A | To perimeter; 100x100mm angle filler | 278 | m | 0 | INCLUDED | G — Thermal And Moisture Protection | G | G03 | G0302 | G3 Damp-proof courses | 2.05 | External Walls – Protective Coverings | Length (m) | AED | 70 | AI | ⚠ |  | Citywalk Plot 5.11 Main Works Contract BOQ (1).xlsx |  |  |  | CITYWALK PHASE-05, PLOT 5.11 | Residential | CITYWALK RESIDENTIAL 1 LLC
▸ Protection board; 6mm thick; with aluminium flashing/ termination strip and joint sealant; including all necessary accessories and fittings
118 | B | To horizontal surfaces; hardscape area | 1589 | m² | 38 | 60382 | F — Woodwork | F | F04 | F0401 | F4 Grounds and battens | 3.01 | Woodwork – Cladding Panel | Area (m²) | AED | 85 | Rule | ✓ |  | Citywalk Plot 5.11 Main Works Contract BOQ (1).xlsx |  |  |  | CITYWALK PHASE-05, PLOT 5.11 | Residential | CITYWALK RESIDENTIAL 1 LLC
120 | C | To building external wall perimeter ; up to 300mm high (assumed) | 273 | m | 50 | 13650 | G — Thermal And Moisture Protection | G | G03 | G0301 | G3 Damp-proof courses | 2.05 | External Walls – Protective Linings | Area (m²) | AED | 78 | AI | ⚠ |  | Citywalk Plot 5.11 Main Works Contract BOQ (1).xlsx |  |  |  | CITYWALK PHASE-05, PLOT 5.11 | Residential | CITYWALK RESIDENTIAL 1 LLC
▸ Geotextile layer; including all necessary accessories and fittings
124 | D | To horizontal surfaces; hardscape area | 1589 | m² | 13 | 20657 | F — Woodwork | F | F04 | F0401 | F4 Grounds and battens | 3.01 | Woodwork – Cladding Panel | Area (m²) | AED | 85 | Rule | ✓ |  | Citywalk Plot 5.11 Main Works Contract BOQ (1).xlsx |  |  |  | CITYWALK PHASE-05, PLOT 5.11 | Residential | CITYWALK RESIDENTIAL 1 LLC
126 | E | To building external wall perimeter ; up to 300mm high (assumed) | 273 | m | 5 | 1365 | G — Thermal And Moisture Protection | G | G01 | G0103 | G1 Generally | 2.05 | External Walls – Geotextile Layers | Area (m²) | AED | 85 | AI | ✓ |  | Citywalk Plot 5.11 Main Works Contract BOQ (1).xlsx |  |  |  | CITYWALK PHASE-05, PLOT 5.11 | Residential | CITYWALK RESIDENTIAL 1 LLC
▸ Waterproofing; primed and painted waterproof with matt black; including surface preparation, protection, accessories and all other ancillary works as necessary.
130 | F | To vertical; planter walls | 418 | m² | 175 | 73150 | F — Woodwork | F | F04 | F0401 | F4 Grounds and battens | 3.01 | Woodwork – Cladding Panel | Area (m²) | AED | 85 | Rule | ✓ |  | Citywalk Plot 5.11 Main Works Contract BOQ (1).xlsx |  |  |  | CITYWALK PHASE-05, PLOT 5.11 | Residential | CITYWALK RESIDENTIAL 1 LLC
132 | G | To vertical; concrete up stand walls | 1009 | m² | 175 | 176575 | F — Woodwork | F | F04 | F0401 | F4 Grounds and battens | 3.01 | Woodwork – Cladding Panel | Area (m²) | AED | 85 | Rule | ✓ |  | Citywalk Plot 5.11 Main Works Contract BOQ (1).xlsx |  |  |  | CITYWALK PHASE-05, PLOT 5.11 | Residential | CITYWALK RESIDENTIAL 1 LLC
134 | H | To vertical; block up stand walls | 522 | m² | 175 | 91350 | F — Woodwork | F | F04 | F0401 | F4 Grounds and battens | 3.01 | Woodwork – Cladding Panel | Area (m²) | AED | 85 | Rule | ✓ |  | Citywalk Plot 5.11 Main Works Contract BOQ (1).xlsx |  |  |  | CITYWALK PHASE-05, PLOT 5.11 | Residential | CITYWALK RESIDENTIAL 1 LLC
▸ External Waterproofing
▸ Waterproofing; cementitious vapour retarder
140 | J | To facade | 1120 | m² | 60 | 67200 | G — Thermal And Moisture Protection | G | G02 | G0202 | G2 Coverings and linings | 2.05 | External Walls – Vapour Retarder | Area (m²) | AED | 81 | AI | ⚠ |  | Citywalk Plot 5.11 Main Works Contract BOQ (1).xlsx |  |  |  | CITYWALK PHASE-05, PLOT 5.11 | Residential | CITYWALK RESIDENTIAL 1 LLC
146 |  |  |  | To Collection AED |  | 504329 | [8 empty] | AED |  |  |  |  | Citywalk Plot 5.11 Main Works Contract BOQ (1).xlsx |  |  |  | CITYWALK PHASE-05, PLOT 5.11 | Residential | CITYWALK RESIDENTIAL 1 LLC
▸ INSULATION
▸ Note: Refer to the following:
▸ 1. Specification;
▸ DHRE0017-KP-XX-XX-SPC-MW-108001_Architectural, ID and Civil Specs
▸ 2.Drawings;
▸ DHRE0017-KP-XX-01-DWG-AR-101300 to 101301
▸ Acoustic insulation; fixed to slab soffit; including supports, fixings, accessories and all ancillary works as necessary; to CF-17
164 | A | 100mm thick; to ceiling soffit | 57 | m² | 63 | 3591 | J — Finishes | J | J05 | J0501 | J5 Suspended ceilings | 3.01 | Internal Finishes | Area (m²), Length (m) | AED | 70 | Fuzzy | ⚠ |  | Citywalk Plot 5.11 Main Works Contract BOQ (1).xlsx |  |  |  | CITYWALK PHASE-05, PLOT 5.11 | Residential | CITYWALK RESIDENTIAL 1 LLC
▸ Closed cell phenolic insulation; including fixings, accessories and all ancillary works as necessary; CF-12a
168 | B | 50mm thick; to ceiling soffit | 621 | m² | 245 | 152145 | J — Finishes | J | J05 | J0501 | J5 Suspended ceilings | 3.01 | Internal Finishes | Area (m²), Length (m) | AED | 68 | Fuzzy | ⚠ |  | Citywalk Plot 5.11 Main Works Contract BOQ (1).xlsx |  |  |  | CITYWALK PHASE-05, PLOT 5.11 | Residential | CITYWALK RESIDENTIAL 1 LLC
▸ Mineral wool insulation; 100mm thick; foil faced; fixed to soffit; to C-PT-01
172 | C | To ceiling soffit | 157 | m² | 63 | 9891 | J — Finishes | J | J02 | J0201 | J2 Backgrounds | 3.01 | Internal Finishes | Area (m²), Length (m) | AED | 79 | Fuzzy | ⚠ |  | Citywalk Plot 5.11 Main Works Contract BOQ (1).xlsx |  |  |  | CITYWALK PHASE-05, PLOT 5.11 | Residential | CITYWALK RESIDENTIAL 1 LLC
▸ Acoustic resilient insulation; including all necessary related items and work
176 | D | To floors; 6mm thick | 1006 | m² | 38 | 38228 | N — Special Construction | N | N01 | N0101 | N1 Generally | 8.01 | Special Construction – Water Feature | Area (m²) | AED | 88 | Rule | ✓ |  | Citywalk Plot 5.11 Main Works Contract BOQ (1).xlsx |  |  |  | CITYWALK PHASE-05, PLOT 5.11 | Residential | CITYWALK RESIDENTIAL 1 LLC
184 |  |  |  | To Collection AED |  | 203855 | [8 empty] | AED |  |  |  |  | Citywalk Plot 5.11 Main Works Contract BOQ (1).xlsx |  |  |  | CITYWALK PHASE-05, PLOT 5.11 | Residential | CITYWALK RESIDENTIAL 1 LLC
▸ GENERALLY
190 | A | Allow for any other works which are not included above and which are required to complete the Thermal and Moisture Protection in accordance with the Specification and the Drawings (Tenderer to list below) | 0 | Item | 0 | 0 | A — General Requirements | A | A01 | A0101 | Conditions of contract | 9.01 | Preliminaries – Contingency | Item | AED | 90 | Rule | ✓ |  | Citywalk Plot 5.11 Main Works Contract BOQ (1).xlsx |  |  |  | CITYWALK PHASE-05, PLOT 5.11 | Residential | CITYWALK RESIDENTIAL 1 LLC
▸ ADDITIONAL ITEMS
▸ 2 Layers of Polythene Sheet
193 | 1 | Two layers of Polythene sheet to Substructure | 8084 | m² | 5 | 40420 | G — Thermal And Moisture Protection | G | G01 | G0101 | G1 Generally | 1.01 | Substructure – Moisture Protection | Area (m²) | AED | 79 | AI | ⚠ |  | Citywalk Plot 5.11 Main Works Contract BOQ (1).xlsx |  |  |  | CITYWALK PHASE-05, PLOT 5.11 | Residential | CITYWALK RESIDENTIAL 1 LLC
195 | 2 | DPC for Ground floor external walls | 466 | m | 13 | 6058 | F — Woodwork | F | F02 | F0201 | F2 Structural timbers | 2.01 | Frame / Woodwork | Length (m), Area (m²), Enumerated (nr) | AED | 79 | Fuzzy | ⚠ |  | Citywalk Plot 5.11 Main Works Contract BOQ (1).xlsx |  |  |  | CITYWALK PHASE-05, PLOT 5.11 | Residential | CITYWALK RESIDENTIAL 1 LLC
196 | 3 | Waterproofing to MEP shaft floors | 100 | m² | 69 | 6900 | G — Thermal And Moisture Protection | G | G03 | G0300 | G3 Damp-proof courses | 2.03 | Roof / Thermal & Moisture Protection | Area (m²), Length (m), Enumerated (nr) | AED | 62 | Fuzzy | ⚠ |  | Citywalk Plot 5.11 Main Works Contract BOQ (1).xlsx |  |  |  | CITYWALK PHASE-05, PLOT 5.11 | Residential | CITYWALK RESIDENTIAL 1 LLC
197 | 4 | Cementitious Waterproofing to lift pit | 78 | m² | 69 | 5382 | G — Thermal And Moisture Protection | G | G02 | G0202 | G2 Coverings and linings | 2.03 | Roof / Thermal & Moisture Protection | Area (m²), Length (m), Enumerated (nr) | AED | 60 | Fuzzy | ⚠ |  | Citywalk Plot 5.11 Main Works Contract BOQ (1).xlsx |  |  |  | CITYWALK PHASE-05, PLOT 5.11 | Residential | CITYWALK RESIDENTIAL 1 LLC
▸ ADDITION & DEDUCTIONS
201 | 2/G/1/A | To horizontal surfaces; to internal wet areas | 83 | m² | 69 | 5727 | F — Woodwork | F | F04 | F0401 | F4 Grounds and battens | 3.01 | Woodwork – Cladding Panel | Area (m²) | AED | 85 | Rule | ✓ |  | Citywalk Plot 5.11 Main Works Contract BOQ (1).xlsx |  |  |  | CITYWALK PHASE-05, PLOT 5.11 | Residential | CITYWALK RESIDENTIAL 1 LLC
202 | 2/G/1/B | To verticle surfaces; to internal wet areas | 171 | m² | 31 | 5301 | H — Doors And Windows | H | H06 | H0601 | H6 Patent glazing | 2.06 | Windows and External Doors | Enumerated (nr), Area (m²), Length (m) | AED | 68 | Fuzzy | ⚠ |  | Citywalk Plot 5.11 Main Works Contract BOQ (1).xlsx |  |  |  | CITYWALK PHASE-05, PLOT 5.11 | Residential | CITYWALK RESIDENTIAL 1 LLC
203 | 2/G/2/A | SBS Waterproofing Membrane-To Horizontal | -51 | m² | 113 | -5763 | F — Woodwork | F | F04 | F0401 | F4 Grounds and battens | 3.01 | Woodwork – Cladding Panel | Area (m²) | AED | 85 | Rule | ✓ |  | Citywalk Plot 5.11 Main Works Contract BOQ (1).xlsx |  |  |  | CITYWALK PHASE-05, PLOT 5.11 | Residential | CITYWALK RESIDENTIAL 1 LLC
204 | 2/G/2/B | SBS Waterproofing Membrane-To Vertical | 3823 | m² | 113 | 431999 | F — Woodwork | F | F04 | F0401 | F4 Grounds and battens | 3.01 | Woodwork – Cladding Panel | Area (m²) | AED | 85 | Rule | ✓ |  | Citywalk Plot 5.11 Main Works Contract BOQ (1).xlsx |  |  |  | CITYWALK PHASE-05, PLOT 5.11 | Residential | CITYWALK RESIDENTIAL 1 LLC
205 | 2/G/2/A | Geotextile-To horizontal | -52 | m² | 13 | -676 | F — Woodwork | F | F04 | F0401 | F4 Grounds and battens | 3.01 | Woodwork – Cladding Panel | Area (m²) | AED | 85 | Rule | ✓ |  | Citywalk Plot 5.11 Main Works Contract BOQ (1).xlsx |  |  |  | CITYWALK PHASE-05, PLOT 5.11 | Residential | CITYWALK RESIDENTIAL 1 LLC
206 | 2/G/2/B | Geotextile-To vertical | 3824 | m² | 5 | 19120 | F — Woodwork | F | F04 | F0401 | F4 Grounds and battens | 3.01 | Woodwork – Cladding Panel | Area (m²) | AED | 85 | Rule | ✓ |  | Citywalk Plot 5.11 Main Works Contract BOQ (1).xlsx |  |  |  | CITYWALK PHASE-05, PLOT 5.11 | Residential | CITYWALK RESIDENTIAL 1 LLC
207 | 2/G/2/F | Type GRP-1; to walls | 228 | m² | 200 | 45600 | J — Finishes | J | J02 | J0201 | J2 Backgrounds | 3.01 | Finishes – Wall | Area (m²) | AED | 88 | Rule | ✓ |  | Citywalk Plot 5.11 Main Works Contract BOQ (1).xlsx |  |  |  | CITYWALK PHASE-05, PLOT 5.11 | Residential | CITYWALK RESIDENTIAL 1 LLC
208 | 2/G/3/a | Anti-root waterproofing membrane; to horizontal | 120 | m² | 213 | 25560 | F — Woodwork | F | F04 | F0401 | F4 Grounds and battens | 3.01 | Woodwork – Cladding Panel | Area (m²) | AED | 85 | Rule | ✓ |  | Citywalk Plot 5.11 Main Works Contract BOQ (1).xlsx |  |  |  | CITYWALK PHASE-05, PLOT 5.11 | Residential | CITYWALK RESIDENTIAL 1 LLC
209 | 2/G/3/b | Anti-root waterproofing membrane; to vertical | 18 | m² | 175 | 3150 | F — Woodwork | F | F04 | F0401 | F4 Grounds and battens | 3.01 | Woodwork – Cladding Panel | Area (m²) | AED | 85 | Rule | ✓ |  | Citywalk Plot 5.11 Main Works Contract BOQ (1).xlsx |  |  |  | CITYWALK PHASE-05, PLOT 5.11 | Residential | CITYWALK RESIDENTIAL 1 LLC
210 | 2/G/3/C | Protection board; to planter walls; vertical | 18 | m² | 38 | 684 | C — Concrete Work | C | C02 | C0201 | C2 Poured concrete | 2.01 | Upper Floors / Walls | Volume (m³) | AED | 93 | Rule | ✓ |  | Citywalk Plot 5.11 Main Works Contract BOQ (1).xlsx |  |  |  | CITYWALK PHASE-05, PLOT 5.11 | Residential | CITYWALK RESIDENTIAL 1 LLC
211 | 2/G/3/D | To horizontal; wrapped around drainage cell (measured separately) | 70 | m² | 13 | 910 | F — Woodwork | F | F04 | F0401 | F4 Grounds and battens | 3.01 | Woodwork – Cladding Panel | Area (m²) | AED | 85 | Rule | ✓ |  | Citywalk Plot 5.11 Main Works Contract BOQ (1).xlsx |  |  |  | CITYWALK PHASE-05, PLOT 5.11 | Residential | CITYWALK RESIDENTIAL 1 LLC
212 | 2/G/3/E | To vertical | 18 | m² | 5 | 90 | F — Woodwork | F | F04 | F0401 | F4 Grounds and battens | 3.01 | Woodwork – Cladding Panel | Area (m²) | AED | 85 | Rule | ✓ |  | Citywalk Plot 5.11 Main Works Contract BOQ (1).xlsx |  |  |  | CITYWALK PHASE-05, PLOT 5.11 | Residential | CITYWALK RESIDENTIAL 1 LLC
213 | 2/G/3/F | To horizontal surfaces; hardscape area | 113 | m² | 163 | 18419 | F — Woodwork | F | F04 | F0401 | F4 Grounds and battens | 3.01 | Woodwork – Cladding Panel | Area (m²) | AED | 85 | Rule | ✓ |  | Citywalk Plot 5.11 Main Works Contract BOQ (1).xlsx |  |  |  | CITYWALK PHASE-05, PLOT 5.11 | Residential | CITYWALK RESIDENTIAL 1 LLC
214 | 2/G/3/K | To horizontal surfaces; hardscape area | 113 | m² | 38 | 4294 | F — Woodwork | F | F04 | F0401 | F4 Grounds and battens | 3.01 | Woodwork – Cladding Panel | Area (m²) | AED | 85 | Rule | ✓ |  | Citywalk Plot 5.11 Main Works Contract BOQ (1).xlsx |  |  |  | CITYWALK PHASE-05, PLOT 5.11 | Residential | CITYWALK RESIDENTIAL 1 LLC
215 | 2/G/4/A | To building external wall perimeter ; up to 300mm high (assumed) | 24 | m | 50 | 1200 | Q — Mechanical Engineering Installations | Q | Q06 | Q0600 | Q6 Connections to supply mains | 5.06 | Mechanical Engineering Installations | Length (m), Weight (t), Area (m²), Enumerated (nr), Item | AED | 67 | Fuzzy | ⚠ |  | Citywalk Plot 5.11 Main Works Contract BOQ (1).xlsx |  |  |  | CITYWALK PHASE-05, PLOT 5.11 | Residential | CITYWALK RESIDENTIAL 1 LLC
216 | 2/G/4/B | To horizontal surfaces; hardscape area | 113 | m² | 13 | 1469 | F — Woodwork | F | F04 | F0401 | F4 Grounds and battens | 3.01 | Woodwork – Cladding Panel | Area (m²) | AED | 85 | Rule | ✓ |  | Citywalk Plot 5.11 Main Works Contract BOQ (1).xlsx |  |  |  | CITYWALK PHASE-05, PLOT 5.11 | Residential | CITYWALK RESIDENTIAL 1 LLC
217 | 2/G/4/C | To building external wall perimeter ; up to 300mm high (assumed) | 24 | m | 5 | 120 | Q — Mechanical Engineering Installations | Q | Q06 | Q0600 | Q6 Connections to supply mains | 5.06 | Mechanical Engineering Installations | Length (m), Weight (t), Area (m²), Enumerated (nr), Item | AED | 67 | Fuzzy | ⚠ |  | Citywalk Plot 5.11 Main Works Contract BOQ (1).xlsx |  |  |  | CITYWALK PHASE-05, PLOT 5.11 | Residential | CITYWALK RESIDENTIAL 1 LLC
220 |  |  |  | To Collection AED |  | 615964 | [8 empty] | AED |  |  |  |  | Citywalk Plot 5.11 Main Works Contract BOQ (1).xlsx |  |  |  | CITYWALK PHASE-05, PLOT 5.11 | Residential | CITYWALK RESIDENTIAL 1 LLC
▸ GENERALLY (Cont'd)
226 | A | Allow for any other works which are not included above and which are required to complete the Thermal and Moisture Protection in accordance with the Specification and the Drawings (Tenderer to list below) |  | Item |  | 0 | A — General Requirements | A | A01 | A0101 | Conditions of contract | 9.01 | Preliminaries – Contingency | Item | AED | 90 | Rule | ✓ |  | Citywalk Plot 5.11 Main Works Contract BOQ (1).xlsx |  |  |  | CITYWALK PHASE-05, PLOT 5.11 | Residential | CITYWALK RESIDENTIAL 1 LLC
▸ ADDITION & DEDUCTIONS
229 | 2/G/4/E | To vertical; concrete up stand walls | 604 | m² | 175 | 105700 | F — Woodwork | F | F04 | F0401 | F4 Grounds and battens | 3.01 | Woodwork – Cladding Panel | Area (m²) | AED | 85 | Rule | ✓ |  | Citywalk Plot 5.11 Main Works Contract BOQ (1).xlsx |  |  |  | CITYWALK PHASE-05, PLOT 5.11 | Residential | CITYWALK RESIDENTIAL 1 LLC
230 | 2/G/4/G | To facade | 229 | m² | 60 | 13740 | G — Thermal And Moisture Protection | G | G02 | G0202 | G2 Coverings and linings | 2.05 | External Walls – Protective Treatment | Area (m²) | AED | 70 | AI | ⚠ |  | Citywalk Plot 5.11 Main Works Contract BOQ (1).xlsx |  |  |  | CITYWALK PHASE-05, PLOT 5.11 | Residential | CITYWALK RESIDENTIAL 1 LLC
231 | 2/G/5/A | 100mm thick; to ceiling soffit | 2 | m² | 63 | 126 | J — Finishes | J | J05 | J0501 | J5 Suspended ceilings | 3.01 | Internal Finishes | Area (m²), Length (m) | AED | 70 | Fuzzy | ⚠ |  | Citywalk Plot 5.11 Main Works Contract BOQ (1).xlsx |  |  |  | CITYWALK PHASE-05, PLOT 5.11 | Residential | CITYWALK RESIDENTIAL 1 LLC
232 | 2/G/5/B | 50mm thick; to ceiling soffit | 336 | m² | 245 | 82320 | J — Finishes | J | J05 | J0501 | J5 Suspended ceilings | 3.01 | Internal Finishes | Area (m²), Length (m) | AED | 68 | Fuzzy | ⚠ |  | Citywalk Plot 5.11 Main Works Contract BOQ (1).xlsx |  |  |  | CITYWALK PHASE-05, PLOT 5.11 | Residential | CITYWALK RESIDENTIAL 1 LLC
233 | 2/G/5/C | To ceiling soffit | 82 | m² | 63 | 5166 | J — Finishes | J | J02 | J0201 | J2 Backgrounds | 3.01 | Internal Finishes | Area (m²), Length (m) | AED | 79 | Fuzzy | ⚠ |  | Citywalk Plot 5.11 Main Works Contract BOQ (1).xlsx |  |  |  | CITYWALK PHASE-05, PLOT 5.11 | Residential | CITYWALK RESIDENTIAL 1 LLC
234 | 2/G/5/D | To floors; 6mm thick | 180 | m² | 38 | 6840 | N — Special Construction | N | N01 | N0101 | N1 Generally | 8.01 | Special Construction – Water Feature | Area (m²) | AED | 88 | Rule | ✓ |  | Citywalk Plot 5.11 Main Works Contract BOQ (1).xlsx |  |  |  | CITYWALK PHASE-05, PLOT 5.11 | Residential | CITYWALK RESIDENTIAL 1 LLC
261 |  |  |  | To Collection AED |  | 213892 | [8 empty] | AED |  |  |  |  | Citywalk Plot 5.11 Main Works Contract BOQ (1).xlsx |  |  |  | CITYWALK PHASE-05, PLOT 5.11 | Residential | CITYWALK RESIDENTIAL 1 LLC
264 |  | COLLECTION | [12 empty] | AED |  |  |  |  | Citywalk Plot 5.11 Main Works Contract BOQ (1).xlsx |  |  |  | CITYWALK PHASE-05, PLOT 5.11 | Residential | CITYWALK RESIDENTIAL 1 LLC
266 |  | Page 2/G/1 |  |  |  | 28136 | [8 empty] | AED |  |  |  |  | Citywalk Plot 5.11 Main Works Contract BOQ (1).xlsx |  |  |  | CITYWALK PHASE-05, PLOT 5.11 | Residential | CITYWALK RESIDENTIAL 1 LLC
268 |  | Page 2/G/2 |  |  |  | 908008 | [8 empty] | AED |  |  |  |  | Citywalk Plot 5.11 Main Works Contract BOQ (1).xlsx |  |  |  | CITYWALK PHASE-05, PLOT 5.11 | Residential | CITYWALK RESIDENTIAL 1 LLC
270 |  | Page 2/G/3 |  |  |  | 649572 | [8 empty] | AED |  |  |  |  | Citywalk Plot 5.11 Main Works Contract BOQ (1).xlsx |  |  |  | CITYWALK PHASE-05, PLOT 5.11 | Residential | CITYWALK RESIDENTIAL 1 LLC
272 |  | Page 2/G/4 |  |  |  | 504329 | [8 empty] | AED |  |  |  |  | Citywalk Plot 5.11 Main Works Contract BOQ (1).xlsx |  |  |  | CITYWALK PHASE-05, PLOT 5.11 | Residential | CITYWALK RESIDENTIAL 1 LLC
274 |  | Page 2/G/5 |  |  |  | 203855 | [8 empty] | AED |  |  |  |  | Citywalk Plot 5.11 Main Works Contract BOQ (1).xlsx |  |  |  | CITYWALK PHASE-05, PLOT 5.11 | Residential | CITYWALK RESIDENTIAL 1 LLC
276 |  | Page 2/G/6 |  |  |  | 615964 | [8 empty] | AED |  |  |  |  | Citywalk Plot 5.11 Main Works Contract BOQ (1).xlsx |  |  |  | CITYWALK PHASE-05, PLOT 5.11 | Residential | CITYWALK RESIDENTIAL 1 LLC
278 |  | Page 2/G/7 |  |  |  | 213892 | [8 empty] | AED |  |  |  |  | Citywalk Plot 5.11 Main Works Contract BOQ (1).xlsx |  |  |  | CITYWALK PHASE-05, PLOT 5.11 | Residential | CITYWALK RESIDENTIAL 1 LLC
309 |  |  |  | Carried To Summary AED |  | 3123756 | [8 empty] | AED |  |  |  |  | Citywalk Plot 5.11 Main Works Contract BOQ (1).xlsx |  |  |  | CITYWALK PHASE-05, PLOT 5.11 | Residential | CITYWALK RESIDENTIAL 1 LLC
1118 | [5 empty] | 0 | [8 empty] | AED |  |  |  |  | Citywalk Plot 5.11 Main Works Contract BOQ (1).xlsx |  |  |  | CITYWALK PHASE-05, PLOT 5.11 | Residential | CITYWALK RESIDENTIAL 1 LLC
Items coded: 59 · Auto ✓: 38 · Flagged ⚠: 21 · Auto rate: 64%

## 2H
Citywalk Plot 5.11 Main Works Contract BOQ (1) · 2H
A–G = original bill data · H–S = POMI + NRM coding · T–AB = project metadata · ✓ ≥85% · ⚠ <85% = review
Row | REF | Description | Qty | Unit | Rate | Amount | POMI Section | Code 1 | Code 2 | Code 3 | POMI Sub Section | NRM | NRM Description | Measurement | Currency | Conf% | Stage | Flag | ACTION | BATCH | Country | City | Asset | Project | Type | Employer | Contract Type
▸ DOORS AND WINDOWS
▸ DOORS
▸ Note: Refer to the following:
▸ 1. Specification;
▸ DHRE0017-KP-XX-XX-SPC-MW-108001_Architectural, ID and Civil Specs
▸ DHRE0017-KP-XX-ZZ-DWG-AR-105001-DOOR SCHEDULE,DHRE0017-KP-XX-ZZ-DWG-AR-105002-105005,DHRE0017-KP-XX-ZZ-DWG-AR-105010
▸ 2. Drawings;DHRE0017-KP-XX-B1-DWG-AR-101200_B1 OVERALL PLAN,DHRE0017-KP-XX-GF-DWG-AR-101210_GF OVERALL PLAN
▸ Internal doors
▸ Timber doors
▸ Timber door; semi - solid, swing door in PU paint finish; including wooden frames, sub-frame, architrave, jamb, head, perimeter seal, insulation, fire rating and acoustic properties, finishes and all necessary accessories
24 | A | Type WD-22; size 1100 x 2200mm high; single leaf door; NFR; AR 35DB; NAR | 1 | Nr. | 2673 | 2673 | H — Doors And Windows | H | H02 | H0201 | H2 Windows | 2.08 | Internal Doors – Timber | Number | AED | 85 | AI | ✓ |  | Citywalk Plot 5.11 Main Works Contract BOQ (1).xlsx |  |  |  | CITYWALK PHASE-05, PLOT 5.11 | Residential | CITYWALK RESIDENTIAL 1 LLC
▸ Timber door ; FHC door in paint finish; including frames, architraves, fixings, insulation, fire rating & acoustic properties and all necessary accessories
28 | B | FHC door; size 900 x1500mm high; single leaf door | 9 | Nr. | 2673 | 24057 | H — Doors And Windows | H | H01 | H0100 | H1 Doors | 2.06 | Windows and External Doors | Enumerated (nr), Area (m²), Length (m) | AED | 64 | Fuzzy | ⚠ |  | Citywalk Plot 5.11 Main Works Contract BOQ (1).xlsx |  |  |  | CITYWALK PHASE-05, PLOT 5.11 | Residential | CITYWALK RESIDENTIAL 1 LLC
▸ MDF door; FHC door; including frames, architraves, fixings, insulation, fire rating & acoustic properties and all necessary accessories
32 | C | FHC door; size 950 x 2030mm high; single leaf door | 1 | Nr. | 0 | NOT SHOWN IN DRG | H — Doors And Windows | H | H01 | H0100 | H1 Doors | 2.06 | Windows and External Doors | Enumerated (nr), Area (m²), Length (m) | AED | 62 | Fuzzy | ⚠ |  | Citywalk Plot 5.11 Main Works Contract BOQ (1).xlsx |  |  |  | CITYWALK PHASE-05, PLOT 5.11 | Residential | CITYWALK RESIDENTIAL 1 LLC
35 |  |  |  | To Collection AED |  | 26730 | [8 empty] | AED |  |  |  |  | Citywalk Plot 5.11 Main Works Contract BOQ (1).xlsx |  |  |  | CITYWALK PHASE-05, PLOT 5.11 | Residential | CITYWALK RESIDENTIAL 1 LLC
▸ DOORS (Cont'd)
▸ Steel doors
▸ Hollow metal internal doors; 44.5 thick leaf in powder coated paint finish, including frames, ironmongery (measured separately), architraves, fixings, insulation, fire rating & acoustic properties and all necessary accessories; to common areas for B1 & GF
45 | A | Type MD-04; size 1100 x 2200mm high; single leaf door; NFR; AR 35DB | 1 | Nr. | 2938 | 2938 | H — Doors And Windows | H | H02 | H0202 | H2 Windows | 2.08 | Internal Doors – Steel | Number | AED | 88 | AI | ✓ |  | Citywalk Plot 5.11 Main Works Contract BOQ (1).xlsx |  |  |  | CITYWALK PHASE-05, PLOT 5.11 | Residential | CITYWALK RESIDENTIAL 1 LLC
47 | B | Type MD-04; size 1100 x 2200mm high; single leaf door; NFR; NAR | 2 | Nr. | 2938 | 5876 | H — Doors And Windows | H | H02 | H0202 | H2 Windows | 2.08 | Internal Doors – Steel | Number | AED | 88 | AI | ✓ |  | Citywalk Plot 5.11 Main Works Contract BOQ (1).xlsx |  |  |  | CITYWALK PHASE-05, PLOT 5.11 | Residential | CITYWALK RESIDENTIAL 1 LLC
49 | C | Type MD-05; size 1100 x 2200mm high; single leaf door; FR 60min; AR 40DB | 1 | Nr. | 2938 | 2938 | H — Doors And Windows | H | H02 | H0203 | H2 Windows | 2.08 | Internal Doors – Steel Fire-Rated | Number | AED | 90 | AI | ✓ |  | Citywalk Plot 5.11 Main Works Contract BOQ (1).xlsx |  |  |  | CITYWALK PHASE-05, PLOT 5.11 | Residential | CITYWALK RESIDENTIAL 1 LLC
51 | D | Type MD-05; size 1100 x 2200mm high; single leaf door; FR 60min; NAR | 2 | Nr. | 2938 | 5876 | H — Doors And Windows | H | H02 | H0203 | H2 Windows | 2.08 | Internal Doors – Steel Fire-Rated | Number | AED | 90 | AI | ✓ |  | Citywalk Plot 5.11 Main Works Contract BOQ (1).xlsx |  |  |  | CITYWALK PHASE-05, PLOT 5.11 | Residential | CITYWALK RESIDENTIAL 1 LLC
53 | E | Type MD-05-E; size 1100 x 2200mm high; single leaf door; FR 60min; NAR | 4 | Nr. | 2938 | 11752 | H — Doors And Windows | H | H02 | H0203 | H2 Windows | 2.08 | Internal Doors – Steel Fire-Rated | Number | AED | 90 | AI | ✓ |  | Citywalk Plot 5.11 Main Works Contract BOQ (1).xlsx |  |  |  | CITYWALK PHASE-05, PLOT 5.11 | Residential | CITYWALK RESIDENTIAL 1 LLC
55 | F | Type MD-05-E; size 1100 x 2200mm high; single leaf door; FR 60min; AR 40DB | 1 | Nr. | 2938 | 2938 | H — Doors And Windows | H | H02 | H0203 | H2 Windows | 2.08 | Internal Doors – Steel Fire-Rated | Number | AED | 90 | AI | ✓ |  | Citywalk Plot 5.11 Main Works Contract BOQ (1).xlsx |  |  |  | CITYWALK PHASE-05, PLOT 5.11 | Residential | CITYWALK RESIDENTIAL 1 LLC
57 | G | Type MD-06-E; size 1100 x 2200mm high; single leaf door; FR 90min; NAR | 2 | Nr. | 2938 | 5876 | H — Doors And Windows | H | H02 | H0203 | H2 Windows | 2.08 | Internal Doors – Steel Fire-Rated | Number | AED | 92 | AI | ✓ |  | Citywalk Plot 5.11 Main Works Contract BOQ (1).xlsx |  |  |  | CITYWALK PHASE-05, PLOT 5.11 | Residential | CITYWALK RESIDENTIAL 1 LLC
59 | H | Type MD-07; size 1000 x 2200mm high; single leaf door; FR 60min; AR 45DB | 1 | Nr. | 2938 | 2938 | H — Doors And Windows | H | H02 | H0203 | H2 Windows | 2.08 | Internal Doors – Steel Fire-Rated | Number | AED | 90 | AI | ✓ |  | Citywalk Plot 5.11 Main Works Contract BOQ (1).xlsx |  |  |  | CITYWALK PHASE-05, PLOT 5.11 | Residential | CITYWALK RESIDENTIAL 1 LLC
61 | J | Type MD-07; size 1000 x 2200mm high; single leaf door; FR 60min; NAR | 6 | Nr. | 2938 | 17628 | H — Doors And Windows | H | H02 | H0203 | H2 Windows | 2.08 | Internal Doors – Steel Fire-Rated | Number | AED | 90 | AI | ✓ |  | Citywalk Plot 5.11 Main Works Contract BOQ (1).xlsx |  |  |  | CITYWALK PHASE-05, PLOT 5.11 | Residential | CITYWALK RESIDENTIAL 1 LLC
63 | K | Type MD-07-E; size 1000 x 2200mm high; single leaf door; FR 60min; AR 45DB | 1 | Nr. | 2938 | 2938 | H — Doors And Windows | H | H02 | H0203 | H2 Windows | 2.08 | Internal Doors – Steel Fire-Rated | Number | AED | 90 | AI | ✓ |  | Citywalk Plot 5.11 Main Works Contract BOQ (1).xlsx |  |  |  | CITYWALK PHASE-05, PLOT 5.11 | Residential | CITYWALK RESIDENTIAL 1 LLC
65 | L | Type MD-07-E; size 1000 x 2200mm high; single leaf door; FR 60min; NAR; | 3 | Nr. | 2938 | 8814 | H — Doors And Windows | H | H02 | H0203 | H2 Windows | 2.08 | Internal Doors – Steel Fire-Rated | Number | AED | 90 | AI | ✓ |  | Citywalk Plot 5.11 Main Works Contract BOQ (1).xlsx |  |  |  | CITYWALK PHASE-05, PLOT 5.11 | Residential | CITYWALK RESIDENTIAL 1 LLC
67 | M | Type MD-08-E; size 1000 x 2200mm high; single leaf door; FR 90min; NAR | 2 | Nr. | 2938 | 5876 | H — Doors And Windows | H | H02 | H0203 | H2 Windows | 2.08 | Internal Doors – Steel Fire-Rated | Number | AED | 92 | AI | ✓ |  | Citywalk Plot 5.11 Main Works Contract BOQ (1).xlsx |  |  |  | CITYWALK PHASE-05, PLOT 5.11 | Residential | CITYWALK RESIDENTIAL 1 LLC
70 |  |  |  | To Collection AED |  | 76388 | [8 empty] | AED |  |  |  |  | Citywalk Plot 5.11 Main Works Contract BOQ (1).xlsx |  |  |  | CITYWALK PHASE-05, PLOT 5.11 | Residential | CITYWALK RESIDENTIAL 1 LLC
▸ DOORS (Cont'd)
76 | A | Type MD-01; size 1800 x 2200mm high; double leaf door; FR 90min; AR 35DB | 1 | Nr. | 4969 | 4969 | H — Doors And Windows | H | H02 | H0203 | H2 Windows | 2.08 | Internal Doors – Steel Fire-Rated | Number | AED | 92 | AI | ✓ |  | Citywalk Plot 5.11 Main Works Contract BOQ (1).xlsx |  |  |  | CITYWALK PHASE-05, PLOT 5.11 | Residential | CITYWALK RESIDENTIAL 1 LLC
78 | B | Type MD-01-E; size 1800 x 2200mm high; double leaf door; FR 60min; AR 45DB | 1 | Nr. | 4969 | 4969 | H — Doors And Windows | H | H02 | H0203 | H2 Windows | 2.08 | Internal Doors – Steel Fire-Rated | Number | AED | 90 | AI | ✓ |  | Citywalk Plot 5.11 Main Works Contract BOQ (1).xlsx |  |  |  | CITYWALK PHASE-05, PLOT 5.11 | Residential | CITYWALK RESIDENTIAL 1 LLC
80 | C | Type MD-13-E; size 1750 x 2200mm high; double leaf door; FR 90min; AR 45DB | 1 | Nr. | 4969 | 4969 | H — Doors And Windows | H | H02 | H0203 | H2 Windows | 2.08 | Internal Doors – Steel Fire-Rated | Number | AED | 92 | AI | ✓ |  | Citywalk Plot 5.11 Main Works Contract BOQ (1).xlsx |  |  |  | CITYWALK PHASE-05, PLOT 5.11 | Residential | CITYWALK RESIDENTIAL 1 LLC
82 | D | Type MD-02; size 1800 x 2200mm high; double leaf door; FR 60min; NAR | 1 | Nr. | 4969 | 4969 | H — Doors And Windows | H | H02 | H0203 | H2 Windows | 2.08 | Internal Doors – Steel Fire-Rated | Number | AED | 90 | AI | ✓ |  | Citywalk Plot 5.11 Main Works Contract BOQ (1).xlsx |  |  |  | CITYWALK PHASE-05, PLOT 5.11 | Residential | CITYWALK RESIDENTIAL 1 LLC
84 | E | Type MD-02-E; size 1800 x 2200mm high; double leaf door; FR 60min; AR 45DB | 1 | Nr. | 4969 | 4969 | H — Doors And Windows | H | H02 | H0203 | H2 Windows | 2.08 | Internal Doors – Steel Fire-Rated | Number | AED | 90 | AI | ✓ |  | Citywalk Plot 5.11 Main Works Contract BOQ (1).xlsx |  |  |  | CITYWALK PHASE-05, PLOT 5.11 | Residential | CITYWALK RESIDENTIAL 1 LLC
86 | F | Type MD-02-E; size 1800 x 2200mm high; double leaf door; FR 60min; NAR | 1 | Nr. | 4969 | 4969 | H — Doors And Windows | H | H02 | H0203 | H2 Windows | 2.08 | Internal Doors – Steel Fire-Rated | Number | AED | 90 | AI | ✓ |  | Citywalk Plot 5.11 Main Works Contract BOQ (1).xlsx |  |  |  | CITYWALK PHASE-05, PLOT 5.11 | Residential | CITYWALK RESIDENTIAL 1 LLC
88 | G | Type MD-09-E; size 1800 x 2600mm high; double leaf door; FR 90min; AR 35DB | 1 | Nr. | 4969 | 4969 | H — Doors And Windows | H | H02 | H0203 | H2 Windows | 2.08 | Internal Doors – Steel Fire-Rated | Number | AED | 92 | AI | ✓ |  | Citywalk Plot 5.11 Main Works Contract BOQ (1).xlsx |  |  |  | CITYWALK PHASE-05, PLOT 5.11 | Residential | CITYWALK RESIDENTIAL 1 LLC
90 | H | Type MD-09-E; size 1800 x 2600mm high; double leaf door; FR 90min; AR 40DB | 1 | Nr. | 4969 | 4969 | H — Doors And Windows | H | H02 | H0203 | H2 Windows | 2.08 | Internal Doors – Steel Fire-Rated | Number | AED | 92 | AI | ✓ |  | Citywalk Plot 5.11 Main Works Contract BOQ (1).xlsx |  |  |  | CITYWALK PHASE-05, PLOT 5.11 | Residential | CITYWALK RESIDENTIAL 1 LLC
92 | J | Type MD-09-E; size 1800 x 2600mm high; double leaf door; FR 90min; AR 50DB | 1 | Nr. | 4969 | 4969 | H — Doors And Windows | H | H02 | H0203 | H2 Windows | 2.08 | Internal Doors – Steel Fire-Rated | Number | AED | 92 | AI | ✓ |  | Citywalk Plot 5.11 Main Works Contract BOQ (1).xlsx |  |  |  | CITYWALK PHASE-05, PLOT 5.11 | Residential | CITYWALK RESIDENTIAL 1 LLC
94 | K | Type MD-10-E; size 1800 x 2600mm high; double leaf door; FR 60min; AR 45DB | 1 | Nr. | 4969 | 4969 | H — Doors And Windows | H | H02 | H0203 | H2 Windows | 2.08 | Internal Doors – Steel Fire-Rated | Number | AED | 90 | AI | ✓ |  | Citywalk Plot 5.11 Main Works Contract BOQ (1).xlsx |  |  |  | CITYWALK PHASE-05, PLOT 5.11 | Residential | CITYWALK RESIDENTIAL 1 LLC
96 | L | Type MD-11-E; size 2400 x 2200mm high; double leaf door; FR 60min; AR 45DB | 1 | Nr. | 4969 | 4969 | H — Doors And Windows | H | H02 | H0203 | H2 Windows | 2.08 | Internal Doors – Steel Fire-Rated | Number | AED | 90 | AI | ✓ |  | Citywalk Plot 5.11 Main Works Contract BOQ (1).xlsx |  |  |  | CITYWALK PHASE-05, PLOT 5.11 | Residential | CITYWALK RESIDENTIAL 1 LLC
98 | M | Type MD-20-E; size 1600 x 2200mm high; double leaf door; FR 60min; AR 45DB | 1 | Nr. | 4969 | 4969 | H — Doors And Windows | H | H02 | H0203 | H2 Windows | 2.08 | Internal Doors – Steel Fire-Rated | Number | AED | 90 | AI | ✓ |  | Citywalk Plot 5.11 Main Works Contract BOQ (1).xlsx |  |  |  | CITYWALK PHASE-05, PLOT 5.11 | Residential | CITYWALK RESIDENTIAL 1 LLC
100 | N | Type MD-15; size 1000 X 2200mm high; single leaf door; NFR | 2 | Nr. | 2938 | 5876 | H — Doors And Windows | H | H02 | H0202 | H2 Windows | 2.08 | Internal Doors – Steel | Number | AED | 85 | AI | ✓ |  | Citywalk Plot 5.11 Main Works Contract BOQ (1).xlsx |  |  |  | CITYWALK PHASE-05, PLOT 5.11 | Residential | CITYWALK RESIDENTIAL 1 LLC
106 |  |  |  | To Collection AED |  | 65504 | [8 empty] | AED |  |  |  |  | Citywalk Plot 5.11 Main Works Contract BOQ (1).xlsx |  |  |  | CITYWALK PHASE-05, PLOT 5.11 | Residential | CITYWALK RESIDENTIAL 1 LLC
▸ DOORS (Cont'd)
▸ Glass door
▸ Glass door; building into brick, block concrete walls and gypsum partitions; including finishes, aluminium frame, ironmongery (measured separately), architrave, weatherstripping, accessories and all ancillary works as necessary
116 | A | Type GD-02-E; Size 1800 x 2200mm high; double leaf door; FR 60min; NAR | 1 | Nr. | 24781 | 24781 | H — Doors And Windows | H | H02 | H0204 | H2 Windows | 2.08 | Internal Doors – Glazed/Glass | Number | AED | 90 | AI | ✓ |  | Citywalk Plot 5.11 Main Works Contract BOQ (1).xlsx |  |  |  | CITYWALK PHASE-05, PLOT 5.11 | Residential | CITYWALK RESIDENTIAL 1 LLC
▸ Glass sliding door; building into brick, block concrete walls and gypsum partitions; including finishes, aluminium frame, ironmongery (measured separately), architrave, weatherstripping, accessories and all ancillary works as necessary
120 | B | Type GD-01-E; size 1800 x 2200mm high(assumed); sliding door; FR 60min; NAR | 1 | Nr. | 24781 | 24781 | H — Doors And Windows | H | H02 | H0204 | H2 Windows | 2.08 | Internal Doors – Glazed/Glass | Number | AED | 88 | AI | ✓ |  | Citywalk Plot 5.11 Main Works Contract BOQ (1).xlsx |  |  |  | CITYWALK PHASE-05, PLOT 5.11 | Residential | CITYWALK RESIDENTIAL 1 LLC
▸ Aluminium louver, including finishes, frames, fixings, insulation, ironmongery and all necessary accessories
124 | C | LV-18; fixed louver panel; size to be confirmed | 1 | Nr. | 26563 | 26563 | H — Doors And Windows | H | H02 | H0205 | H2 Windows | 2.08 | Internal Doors – Louver Panels | Number | AED | 85 | AI | ✓ |  | Citywalk Plot 5.11 Main Works Contract BOQ (1).xlsx |  |  |  | CITYWALK PHASE-05, PLOT 5.11 | Residential | CITYWALK RESIDENTIAL 1 LLC
▸ External doors
▸ External Metal doors; steel painted door; including finishes, frames, fixings, insulation and all necessary accessories; as per architectural drawings and Door schedule
130 | D | Single leaf door; size 1100 x 2200mm high | 1 | Nr. | 2938 | 2938 | H — Doors And Windows | H | H01 | H0100 | H1 Doors | 2.06 | Windows and External Doors | Enumerated (nr), Area (m²), Length (m) | AED | 63 | Fuzzy | ⚠ |  | Citywalk Plot 5.11 Main Works Contract BOQ (1).xlsx |  |  |  | CITYWALK PHASE-05, PLOT 5.11 | Residential | CITYWALK RESIDENTIAL 1 LLC
132 | E | Single leaf door; 90 minute fire rated; size 1100 x 2200mm high | 4 | Nr. | 0 | NOT SHOWN IN DRG | H — Doors And Windows | H | H01 | H0103 | H1 Doors | 2.06 | Windows & External Doors – Fire-Rated | Number | AED | 88 | AI | ✓ |  | Citywalk Plot 5.11 Main Works Contract BOQ (1).xlsx |  |  |  | CITYWALK PHASE-05, PLOT 5.11 | Residential | CITYWALK RESIDENTIAL 1 LLC
136 |  |  |  | To Collection AED |  | 79063 | [8 empty] | AED |  |  |  |  | Citywalk Plot 5.11 Main Works Contract BOQ (1).xlsx |  |  |  | CITYWALK PHASE-05, PLOT 5.11 | Residential | CITYWALK RESIDENTIAL 1 LLC
▸ DOORS (Cont'd)
▸ Metal door; Bi folding hinged door with Galvanized steel frame, powder coated finish in RAL 9003, including fixings and all necessary accessories
144 | A | Double leaf bifold door; size 3050 x 3600mm high | 2 | Nr. | 0 | NOT SHOWN IN DRG | H — Doors And Windows | H | H01 | H0100 | H1 Doors | 2.06 | Windows and External Doors | Enumerated (nr), Area (m²), Length (m) | AED | 62 | Fuzzy | ⚠ |  | Citywalk Plot 5.11 Main Works Contract BOQ (1).xlsx |  |  |  | CITYWALK PHASE-05, PLOT 5.11 | Residential | CITYWALK RESIDENTIAL 1 LLC
▸ Roller shutter door, including finishes, frames, fixings, ironmongery, insulation, and all necessary accessories
148 | B | Roller shutter door; size 5000 x 3600mm high | 1 | Nr. | 42054 | 42054 | H — Doors And Windows | H | H01 | H0101 | H1 Doors | 3.01 | Doors & Windows – Roller Shutter | Enumerated (nr) | AED | 97 | Rule | ✓ |  | Citywalk Plot 5.11 Main Works Contract BOQ (1).xlsx |  |  |  | CITYWALK PHASE-05, PLOT 5.11 | Residential | CITYWALK RESIDENTIAL 1 LLC
179 |  |  |  | To Collection AED |  | 42054 | [8 empty] | AED |  |  |  |  | Citywalk Plot 5.11 Main Works Contract BOQ (1).xlsx |  |  |  | CITYWALK PHASE-05, PLOT 5.11 | Residential | CITYWALK RESIDENTIAL 1 LLC
▸ SCREENS
▸ Note: Refer to the following:
▸ 1. Drawings;
▸ DHRE0017-KP-XX-ZZ-DWG-AR-104121-PL01 & SL01 LIFT DETAIL SHT 01
▸ Pit guard screen at lift Pit
193 | A | 2300x1800mm size | 1 | Nr. | 6210 | 6210 | H — Doors And Windows | H | H02 | H0205 | H2 Windows | 2.08 | Internal Doors – Louver/Screen Panels | Number | AED | 80 | AI | ⚠ |  | Citywalk Plot 5.11 Main Works Contract BOQ (1).xlsx |  |  |  | CITYWALK PHASE-05, PLOT 5.11 | Residential | CITYWALK RESIDENTIAL 1 LLC
▸ Stick curtain wall; Vision infill including 8mm HS + 20mm air + 8mm FT clear double glazing with double silver low-e coating on surface; with Aluminium extrusion frame with AAMA 2605 compliant 3 coat PVDF coating on external surfaces including chromatizing on extrusions internal surface; curtain wall consist of hinged door systems, Sliding doors at balconies, including, finishes, joint, gasket, IGU spacer, toggle clip, sealant, fixings, accessories and all ancillary works as necessary
197 | B | Curtain wall | 81 | m² | 1171 | 94851 | H — Doors And Windows | H | H03 | H0301 | H3 Screens | 3.01 | Doors & Windows – Curtain Wall | Area (m²) | AED | 95 | Rule | ✓ |  | Citywalk Plot 5.11 Main Works Contract BOQ (1).xlsx |  |  |  | CITYWALK PHASE-05, PLOT 5.11 | Residential | CITYWALK RESIDENTIAL 1 LLC
199 | C | Curtain wall, double height | 77 | m² | 1516 | 116732 | H — Doors And Windows | H | H03 | H0301 | H3 Screens | 3.01 | Doors & Windows – Curtain Wall | Area (m²) | AED | 95 | Rule | ✓ |  | Citywalk Plot 5.11 Main Works Contract BOQ (1).xlsx |  |  |  | CITYWALK PHASE-05, PLOT 5.11 | Residential | CITYWALK RESIDENTIAL 1 LLC
201 | D | Extra over for double leaf hinged door; overall size 2350 x 2375mm | 1 | Nr. | 14211 | 14211 | H — Doors And Windows | H | H02 | H0205 | H2 Windows | 2.08 | Internal Doors – Louver/Screen Panels | Number | AED | 82 | AI | ⚠ |  | Citywalk Plot 5.11 Main Works Contract BOQ (1).xlsx |  |  |  | CITYWALK PHASE-05, PLOT 5.11 | Residential | CITYWALK RESIDENTIAL 1 LLC
203 | E | Extra over for Automatic Sliding door; overall size 2350 x 2270mm | 1 | Nr. | 56350 | 56350 | Q — Mechanical Engineering Installations | Q | Q05 | Q0500 | Q5 Automatic controls | 5.06 | Mechanical Engineering Installations | Length (m), Weight (t), Area (m²), Enumerated (nr), Item | AED | 66 | Fuzzy | ⚠ |  | Citywalk Plot 5.11 Main Works Contract BOQ (1).xlsx |  |  |  | CITYWALK PHASE-05, PLOT 5.11 | Residential | CITYWALK RESIDENTIAL 1 LLC
205 | F | Extra over for single leaf hinged door; overall size 1150 x 2375mm | 1 | Nr. | 0 | NOT SHOWN IN DRG | H — Doors And Windows | H | H02 | H0205 | H2 Windows | 2.08 | Internal Doors – Louver/Screen Panels | Number | AED | 82 | AI | ⚠ |  | Citywalk Plot 5.11 Main Works Contract BOQ (1).xlsx |  |  |  | CITYWALK PHASE-05, PLOT 5.11 | Residential | CITYWALK RESIDENTIAL 1 LLC
217 |  |  |  | To Collection AED |  | 288354 | [8 empty] | AED |  |  |  |  | Citywalk Plot 5.11 Main Works Contract BOQ (1).xlsx |  |  |  | CITYWALK PHASE-05, PLOT 5.11 | Residential | CITYWALK RESIDENTIAL 1 LLC
▸ SCREENS (Cont'd)
▸ Stick curtain wall; Internal Glazing; Vision infill including 8mm HS + 20mm air + 8mm FT clear double glazing with double silver low-e coating on surface; with Aluminium extrusion frame with AAMA 2605 compliant 3 coat PVDF coating on external surfaces including chromatizing on extrusions internal surface; curtain wall consist of hinged door systems, Sliding doors at balconies, including, finishes, joint, gasket, IGU spacer, toggle clip, sealant, fixings, accessories and all ancillary works as necessary
228 | A | Internal glazing; to GF | 35 | m² | 1171 | 40985 | H — Doors And Windows | H | H06 | H0600 | H6 Patent glazing | 2.06 | Windows and External Doors | Enumerated (nr), Area (m²), Length (m) | AED | 76 | Fuzzy | ⚠ |  | Citywalk Plot 5.11 Main Works Contract BOQ (1).xlsx |  |  |  | CITYWALK PHASE-05, PLOT 5.11 | Residential | CITYWALK RESIDENTIAL 1 LLC
230 | B | Extraover for automatic sliding door; size 1800 x 2300mm high; FR 60min; NAR | 1 | Nr. | 43986 | 43986 | Q — Mechanical Engineering Installations | Q | Q05 | Q0500 | Q5 Automatic controls | 5.06 | Mechanical Engineering Installations | Length (m), Weight (t), Area (m²), Enumerated (nr), Item | AED | 66 | Fuzzy | ⚠ |  | Citywalk Plot 5.11 Main Works Contract BOQ (1).xlsx |  |  |  | CITYWALK PHASE-05, PLOT 5.11 | Residential | CITYWALK RESIDENTIAL 1 LLC
253 |  |  |  | To Collection AED |  | 84971 | [8 empty] | AED |  |  |  |  | Citywalk Plot 5.11 Main Works Contract BOQ (1).xlsx |  |  |  | CITYWALK PHASE-05, PLOT 5.11 | Residential | CITYWALK RESIDENTIAL 1 LLC
▸ SCREENS (Cont'd)
▸ GRC cladding; precast glass fiber reinforced concrete panels with integrated embed anchors installed on HDG mild steel framework (measured separately), works to include SS 316 connecting bolt and nuts, HDG mild steel brackets, mineral wool insulation, weather sealant with backer rod and interfacing finishing trades complete with all necessary fixings and accessories
261 | A | Main entrance lobby portal; including 200mm wide GRC facia band; refer drawing DHRE0017-KP-XX-ZZ-DWG-FA-50006 | 101 | m² | 894 | 90294 | H — Doors And Windows | H | H02 | H0205 | H2 Windows | 2.08 | Internal Doors – Screens & Panels | Number | AED | 80 | AI | ⚠ |  | Citywalk Plot 5.11 Main Works Contract BOQ (1).xlsx |  |  |  | CITYWALK PHASE-05, PLOT 5.11 | Residential | CITYWALK RESIDENTIAL 1 LLC
263 | B | GRC; inclined/ perforated cladding; including water proof membrane with GI flashing sheet to the bottom of the cladding | 789 | m² | 1300 | 1025700 | J — Finishes | J | J02 | J0202 | J2 Backgrounds | 3.01 | Finishes – Perforated Cladding | Area (m²) | AED | 90 | Rule | ✓ |  | Citywalk Plot 5.11 Main Works Contract BOQ (1).xlsx |  |  |  | CITYWALK PHASE-05, PLOT 5.11 | Residential | CITYWALK RESIDENTIAL 1 LLC
265 | C | GRC; top side of the inclined/ perforated cladding | 196 | m² | 894 | 175224 | J — Finishes | J | J02 | J0202 | J2 Backgrounds | 3.01 | Finishes – Perforated Cladding | Area (m²) | AED | 90 | Rule | ✓ |  | Citywalk Plot 5.11 Main Works Contract BOQ (1).xlsx |  |  |  | CITYWALK PHASE-05, PLOT 5.11 | Residential | CITYWALK RESIDENTIAL 1 LLC
267 | D | 150mm high GRC edging for the above | 252 | m | 313 | 78876 | H — Doors And Windows | H | H02 | H0205 | H2 Windows | 2.08 | Internal Doors – Screens & Panels | Length (m) | AED | 78 | AI | ⚠ |  | Citywalk Plot 5.11 Main Works Contract BOQ (1).xlsx |  |  |  | CITYWALK PHASE-05, PLOT 5.11 | Residential | CITYWALK RESIDENTIAL 1 LLC
269 | E | GRC: sloping cladding for the Retail area to wall; refer drawing DHRE0017-KP-XX-ZZ-DWG-FA-50015 | 16 | m² | 894 | 14304 | J — Finishes | J | J06 | J0603 | J6 Decorations | 3.01 | Internal Finishes | Area (m²), Length (m) | AED | 66 | Fuzzy | ⚠ |  | Citywalk Plot 5.11 Main Works Contract BOQ (1).xlsx |  |  |  | CITYWALK PHASE-05, PLOT 5.11 | Residential | CITYWALK RESIDENTIAL 1 LLC
271 | F | GRC: cladding for the Retail area; refer drawing DHRE0017-KP-XX-ZZ-DWG-FA-50015 | 17 | m² | 894 | 15198 | J — Finishes | J | J05 | J0501 | J5 Suspended ceilings | 3.01 | Internal Finishes | Area (m²), Length (m) | AED | 65 | Fuzzy | ⚠ |  | Citywalk Plot 5.11 Main Works Contract BOQ (1).xlsx |  |  |  | CITYWALK PHASE-05, PLOT 5.11 | Residential | CITYWALK RESIDENTIAL 1 LLC
273 | G | GRC: cladding for the ground floor entrance area | 97 | m² | 894 | 86718 | J — Finishes | J | J02 | J0201 | J2 Backgrounds | 3.01 | Internal Finishes | Area (m²), Length (m) | AED | 68 | Fuzzy | ⚠ |  | Citywalk Plot 5.11 Main Works Contract BOQ (1).xlsx |  |  |  | CITYWALK PHASE-05, PLOT 5.11 | Residential | CITYWALK RESIDENTIAL 1 LLC
285 |  |  |  | To Collection AED |  | 1486314 | [8 empty] | AED |  |  |  |  | Citywalk Plot 5.11 Main Works Contract BOQ (1).xlsx |  |  |  | CITYWALK PHASE-05, PLOT 5.11 | Residential | CITYWALK RESIDENTIAL 1 LLC
▸ SCREENS (Cont'd)
▸ GRC facia band cladding; fixed to the slab using necessary connecting bolts, nuts and brackets; including foil faced mineral wool insulation, fire cavity barrier and cementitious vapour retarder where necessary; complete with weather sealant.
293 | A | GRC facia band cladding; 600mm high; 980mm girth; to above retail area | 16 | m | 919 | 14704 | J — Finishes | J | J03 | J0302 | J3 Finishings | 3.01 | Internal Finishes | Area (m²), Length (m) | AED | 62 | Fuzzy | ⚠ |  | Citywalk Plot 5.11 Main Works Contract BOQ (1).xlsx |  |  |  | CITYWALK PHASE-05, PLOT 5.11 | Residential | CITYWALK RESIDENTIAL 1 LLC
295 | B | GRC facia band cladding; 220mm high; 820mm girth; to retail area; refer drawing DHRE0017-KP-XX-ZZ-DWG-FA-50015 | 15 | m | 731 | 10965 | J — Finishes | J | J06 | J0603 | J6 Decorations | 3.01 | Internal Finishes | Area (m²), Length (m) | AED | 60 | Fuzzy | ⚠ |  | Citywalk Plot 5.11 Main Works Contract BOQ (1).xlsx |  |  |  | CITYWALK PHASE-05, PLOT 5.11 | Residential | CITYWALK RESIDENTIAL 1 LLC
297 | C | GRC facia band cladding; 2155mm high; 3060mm girth; to landscape area | 17 | m | 2731 | 46427 | J — Finishes | J | J03 | J0302 | J3 Finishings | 3.01 | Internal Finishes | Area (m²), Length (m) | AED | 60 | Fuzzy | ⚠ |  | Citywalk Plot 5.11 Main Works Contract BOQ (1).xlsx |  |  |  | CITYWALK PHASE-05, PLOT 5.11 | Residential | CITYWALK RESIDENTIAL 1 LLC
299 | D | GRC facia band cladding; 2155mm high; 3060mm girth; curved; to landscape area | 7 | m | 4975 | 34825 | J — Finishes | J | J03 | J0302 | J3 Finishings | 3.01 | Internal Finishes | Area (m²), Length (m) | AED | 61 | Fuzzy | ⚠ |  | Citywalk Plot 5.11 Main Works Contract BOQ (1).xlsx |  |  |  | CITYWALK PHASE-05, PLOT 5.11 | Residential | CITYWALK RESIDENTIAL 1 LLC
▸ Aluminium SDF batten cladding; Factory made, aluminium batten panel with 50 x 50mm channel profile as shown in the elevation drawings DHRE0017-KP-XX-ZZ-DWG-AR-102001_ELEVATION 01-02 and DHRE0017-KP-XX-ZZ-DWG-AR-102005_ELEVATION 03-04
303 | E | To ground floor entrance and retail area; including mineral wool insulation and cementitious cementitious vapour retarder as shown in drawing DHRE0017-KP-XX-ZZ-DWG-FA-50015A | 290 | m² | 1605 | 465450 | G — Thermal And Moisture Protection | G | G04 | G0400 | G4 Insulation | 2.03 | Roof / Thermal & Moisture Protection | Area (m²), Length (m), Enumerated (nr) | AED | 79 | Fuzzy | ⚠ |  | Citywalk Plot 5.11 Main Works Contract BOQ (1).xlsx |  |  |  | CITYWALK PHASE-05, PLOT 5.11 | Residential | CITYWALK RESIDENTIAL 1 LLC
305 | F | To cover the Louver panels: in ground floor | 24 | m² | 1605 | 38520 | Q — Mechanical Engineering Installations | Q | Q01 | Q0102 | Q1 Generally | 5.06 | Mechanical Engineering Installations | Length (m), Weight (t), Area (m²), Enumerated (nr), Item | AED | 62 | Fuzzy | ⚠ |  | Citywalk Plot 5.11 Main Works Contract BOQ (1).xlsx |  |  |  | CITYWALK PHASE-05, PLOT 5.11 | Residential | CITYWALK RESIDENTIAL 1 LLC
318 |  |  |  | To Collection AED |  | 610891 | [8 empty] | AED |  |  |  |  | Citywalk Plot 5.11 Main Works Contract BOQ (1).xlsx |  |  |  | CITYWALK PHASE-05, PLOT 5.11 | Residential | CITYWALK RESIDENTIAL 1 LLC
▸ SCREENS (Cont'd)
▸ Aluminium louver, including finishes, frames, fixings, insulation, ironmongery and all necessary accessories
326 | A | Fixed louver panel; size 1000 x 1300mm high | 1 | Nr. | 2585 | 2585 | H — Doors And Windows | H | H02 | H0205 | H2 Windows | 2.08 | Internal Doors – Louver Panels | Number | AED | 85 | AI | ✓ |  | Citywalk Plot 5.11 Main Works Contract BOQ (1).xlsx |  |  |  | CITYWALK PHASE-05, PLOT 5.11 | Residential | CITYWALK RESIDENTIAL 1 LLC
328 | B | Fixed louver panel; size 2000 x 1700mm high | 2 | Nr. | 6759 | 13518 | H — Doors And Windows | H | H02 | H0205 | H2 Windows | 2.08 | Internal Doors – Louver Panels | Number | AED | 85 | AI | ✓ |  | Citywalk Plot 5.11 Main Works Contract BOQ (1).xlsx |  |  |  | CITYWALK PHASE-05, PLOT 5.11 | Residential | CITYWALK RESIDENTIAL 1 LLC
330 | C | Fixed louver panel; size 3050 x 3600mm high | 2 | Nr. | 21824 | 43648 | H — Doors And Windows | H | H02 | H0205 | H2 Windows | 2.08 | Internal Doors – Louver Panels | Number | AED | 85 | AI | ✓ |  | Citywalk Plot 5.11 Main Works Contract BOQ (1).xlsx |  |  |  | CITYWALK PHASE-05, PLOT 5.11 | Residential | CITYWALK RESIDENTIAL 1 LLC
332 | D | Bifold louver panel; size 3050 x 3600mm high | 2 | Nr. | 19598 | 39196 | H — Doors And Windows | H | H02 | H0205 | H2 Windows | 2.08 | Internal Doors – Louver Panels | Number | AED | 85 | AI | ✓ |  | Citywalk Plot 5.11 Main Works Contract BOQ (1).xlsx |  |  |  | CITYWALK PHASE-05, PLOT 5.11 | Residential | CITYWALK RESIDENTIAL 1 LLC
334 | E | Fixed louver panel; size 3050 x 3900mm high | 1 | Nr. | 23643 | 23643 | H — Doors And Windows | H | H02 | H0205 | H2 Windows | 2.08 | Internal Doors – Louver Panels | Number | AED | 85 | AI | ✓ |  | Citywalk Plot 5.11 Main Works Contract BOQ (1).xlsx |  |  |  | CITYWALK PHASE-05, PLOT 5.11 | Residential | CITYWALK RESIDENTIAL 1 LLC
336 | F | Fixed louver panel; size 3200 x 4140mm high | 2 | Nr. | 26331 | 52662 | H — Doors And Windows | H | H05 | H0502 | H5 Glass | 2.06 | Windows & External Doors – Louvered Panels | Item | AED | 75 | AI | ⚠ |  | Citywalk Plot 5.11 Main Works Contract BOQ (1).xlsx |  |  |  | CITYWALK PHASE-05, PLOT 5.11 | Residential | CITYWALK RESIDENTIAL 1 LLC
338 | G | Fixed louver panel; size 8400 x 2600mm high | 1 | Nr. | 43409 | 43409 | H — Doors And Windows | H | H05 | H0502 | H5 Glass | 2.06 | Windows & External Doors – Louvered Panels | Item | AED | 75 | AI | ⚠ |  | Citywalk Plot 5.11 Main Works Contract BOQ (1).xlsx |  |  |  | CITYWALK PHASE-05, PLOT 5.11 | Residential | CITYWALK RESIDENTIAL 1 LLC
▸ Ribbed GRC Panel; precast glass fiber reinforced concrete panels including all necessary fixings and accessories
342 | H | To block walls above entrance lobby | 7 | m2 | 1075 | 7525 | F — Woodwork | F | F02 | F0201 | F2 Structural timbers | 2.01 | Frame / Woodwork | Length (m), Area (m²), Enumerated (nr) | AED | 78 | Fuzzy | ⚠ |  | Citywalk Plot 5.11 Main Works Contract BOQ (1).xlsx |  |  |  | CITYWALK PHASE-05, PLOT 5.11 | Residential | CITYWALK RESIDENTIAL 1 LLC
357 |  |  |  | To Collection AED |  | 226186 | [8 empty] | AED |  |  |  |  | Citywalk Plot 5.11 Main Works Contract BOQ (1).xlsx |  |  |  | CITYWALK PHASE-05, PLOT 5.11 | Residential | CITYWALK RESIDENTIAL 1 LLC
▸ IRONMONGERY
▸ Note: Refer to the following:
▸ 1. Specification;
▸ DHRE0017-KP-XX-XX-SPC-MW-108001_Architectural, ID and Civil Specs
▸ DHRE0017-KP-XX-ZZ-DWG-AR-105001-DOOR SCHEDULE,DHRE0017-KP-XX-ZZ-DWG-AR-105002-105005,DHRE0017-KP-XX-ZZ-DWG-AR-105010
▸ 2.Drawings;DHRE0017-KP-XX-B1-DWG-AR-101200_B1 OVERALL PLAN,DHRE0017-KP-XX-GF-DWG-AR-101210_GF OVERALL PLAN
▸ Internal Doors
▸ Timber doors
▸ Ironmongery set; to single leaf door; including fixings, accessories and all ancillary works as necessary
379 | A | Hardware Set 17 (HW-17); to FHC | 10 | Nr. | 884 | 8840 | H — Doors And Windows | H | H02 | H0203 | H2 Windows | 2.08 | Internal Doors – Door Hardware | Set | AED | 82 | AI | ⚠ |  | Citywalk Plot 5.11 Main Works Contract BOQ (1).xlsx |  |  |  | CITYWALK PHASE-05, PLOT 5.11 | Residential | CITYWALK RESIDENTIAL 1 LLC
▸ Steel doors
▸ Ironmongery set; to single leaf door; including fixings, accessories and all ancillary works as necessary
385 | B | Hardware Set 05 (HW-05) | 22 | Nr. | 3141 | 69102 | H — Doors And Windows | H | H02 | H0203 | H2 Windows | 2.08 | Internal Doors – Door Hardware | Set | AED | 80 | AI | ⚠ |  | Citywalk Plot 5.11 Main Works Contract BOQ (1).xlsx |  |  |  | CITYWALK PHASE-05, PLOT 5.11 | Residential | CITYWALK RESIDENTIAL 1 LLC
387 | C | Hardware Set 06 (HW-06) | 3 | Nr. | 2325 | 6975 | H — Doors And Windows | H | H02 | H0203 | H2 Windows | 2.08 | Internal Doors – Door Hardware | Set | AED | 80 | AI | ⚠ |  | Citywalk Plot 5.11 Main Works Contract BOQ (1).xlsx |  |  |  | CITYWALK PHASE-05, PLOT 5.11 | Residential | CITYWALK RESIDENTIAL 1 LLC
389 | D | Hardware Set 07 (HW-07) | 3 | Nr. | 6138 | 18414 | H — Doors And Windows | H | H02 | H0203 | H2 Windows | 2.08 | Internal Doors – Door Hardware | Set | AED | 80 | AI | ⚠ |  | Citywalk Plot 5.11 Main Works Contract BOQ (1).xlsx |  |  |  | CITYWALK PHASE-05, PLOT 5.11 | Residential | CITYWALK RESIDENTIAL 1 LLC
391 | E | Hardware Set 09 (HW-09) | 1 | Nr. | 2196 | 2196 | H — Doors And Windows | H | H02 | H0203 | H2 Windows | 2.08 | Internal Doors – Door Hardware | Set | AED | 80 | AI | ⚠ |  | Citywalk Plot 5.11 Main Works Contract BOQ (1).xlsx |  |  |  | CITYWALK PHASE-05, PLOT 5.11 | Residential | CITYWALK RESIDENTIAL 1 LLC
395 |  |  |  | To Collection AED |  | 105527 | [8 empty] | AED |  |  |  |  | Citywalk Plot 5.11 Main Works Contract BOQ (1).xlsx |  |  |  | CITYWALK PHASE-05, PLOT 5.11 | Residential | CITYWALK RESIDENTIAL 1 LLC
▸ IRONMONGERY (Cont'd)
▸ Ironmongery set; to double leaf door; including fixings, accessories and all ancillary works as necessary
403 | A | Hardware Set 05 (HW-05) | 1 | Nr. | 3141 | 3141 | H — Doors And Windows | H | H02 | H0203 | H2 Windows | 2.08 | Internal Doors – Door Hardware | Set | AED | 80 | AI | ⚠ |  | Citywalk Plot 5.11 Main Works Contract BOQ (1).xlsx |  |  |  | CITYWALK PHASE-05, PLOT 5.11 | Residential | CITYWALK RESIDENTIAL 1 LLC
405 | B | Hardware Set 08 (HW-08) | 11 | Nr. | 5951 | 65461 | H — Doors And Windows | H | H02 | H0203 | H2 Windows | 2.08 | Internal Doors – Door Hardware | Set | AED | 80 | AI | ⚠ |  | Citywalk Plot 5.11 Main Works Contract BOQ (1).xlsx |  |  |  | CITYWALK PHASE-05, PLOT 5.11 | Residential | CITYWALK RESIDENTIAL 1 LLC
▸ Glass doors
▸ Ironmongery set; to double leaf door; including fixings, accessories and all ancillary works as necessary
411 | C | Hardware Set; to GD-02-E | 1 | Nr. | 3188 | 3188 | H — Doors And Windows | H | H01 | H0103 | H1 Doors | 2.06 | Windows & External Doors – Door Hardware | Set | AED | 78 | AI | ⚠ |  | Citywalk Plot 5.11 Main Works Contract BOQ (1).xlsx |  |  |  | CITYWALK PHASE-05, PLOT 5.11 | Residential | CITYWALK RESIDENTIAL 1 LLC
▸ Ironmongery set; to sliding door; including fixings, accessories and all ancillary works as necessary
415 | D | Hardware Set; to GD-01-E | 1 | Nr. | 3188 | 3188 | H — Doors And Windows | H | H01 | H0103 | H1 Doors | 2.06 | Windows & External Doors – Door Hardware | Set | AED | 78 | AI | ⚠ |  | Citywalk Plot 5.11 Main Works Contract BOQ (1).xlsx |  |  |  | CITYWALK PHASE-05, PLOT 5.11 | Residential | CITYWALK RESIDENTIAL 1 LLC
▸ External Doors
▸ Steel doors
▸ Ironmongery set; including fixings, accessories and all ancillary works as necessary
423 | E | Ironmongery; to single leaf doors (HW-05) | 1 | Nr. | 3141 | 3141 | H — Doors And Windows | H | H02 | H0201 | H2 Windows | 3.01 | Doors & Windows – Ironmongery | Enumerated (nr) | AED | 95 | Rule | ✓ |  | Citywalk Plot 5.11 Main Works Contract BOQ (1).xlsx |  |  |  | CITYWALK PHASE-05, PLOT 5.11 | Residential | CITYWALK RESIDENTIAL 1 LLC
425 | F | Ironmongery; to single leaf doors (HW-06) | 4 | Nr. | 2325 | 9300 | H — Doors And Windows | H | H02 | H0201 | H2 Windows | 3.01 | Doors & Windows – Ironmongery | Enumerated (nr) | AED | 95 | Rule | ✓ |  | Citywalk Plot 5.11 Main Works Contract BOQ (1).xlsx |  |  |  | CITYWALK PHASE-05, PLOT 5.11 | Residential | CITYWALK RESIDENTIAL 1 LLC
427 | G | Ironmongery; to double leaf bi fold doors | 2 | Nr. | 0 | Not Shown in Drawing | H — Doors And Windows | H | H02 | H0201 | H2 Windows | 3.01 | Doors & Windows – Ironmongery | Enumerated (nr) | AED | 95 | Rule | ✓ |  | Citywalk Plot 5.11 Main Works Contract BOQ (1).xlsx |  |  |  | CITYWALK PHASE-05, PLOT 5.11 | Residential | CITYWALK RESIDENTIAL 1 LLC
437 |  |  |  | To Collection AED |  | 87419 | [8 empty] | AED |  |  |  |  | Citywalk Plot 5.11 Main Works Contract BOQ (1).xlsx |  |  |  | CITYWALK PHASE-05, PLOT 5.11 | Residential | CITYWALK RESIDENTIAL 1 LLC
▸ GENERALLY
443 | A | Allow for any other works which are not included above and which are required to complete the Doors and Windows in accordance with the Specification and the Drawings (Tenderer to list below) |  | Item | 0 | 0 | A — General Requirements | A | A01 | A0101 | Conditions of contract | 9.01 | Preliminaries – Contingency | Item | AED | 90 | Rule | ✓ |  | Citywalk Plot 5.11 Main Works Contract BOQ (1).xlsx |  |  |  | CITYWALK PHASE-05, PLOT 5.11 | Residential | CITYWALK RESIDENTIAL 1 LLC
▸ ADDITIONAL ITEM
446 | 1 | FHC door; size 0.8x 2030mm high; single leaf door | 3 | Nr. | 5194 | 15582 | H — Doors And Windows | H | H01 | H0100 | H1 Doors | 2.06 | Windows and External Doors | Enumerated (nr), Area (m²), Length (m) | AED | 62 | Fuzzy | ⚠ |  | Citywalk Plot 5.11 Main Works Contract BOQ (1).xlsx |  |  |  | CITYWALK PHASE-05, PLOT 5.11 | Residential | CITYWALK RESIDENTIAL 1 LLC
447 | 2 | Type MD-04E; size 1100 x 2200mm high; single leaf door; NFR; NAR | 4 | Nr. | 2938 | 11752 | H — Doors And Windows | H | H02 | H0201 | H2 Windows | 2.08 | Internal Doors – Single Leaf Doors | Item | AED | 82 | AI | ⚠ |  | Citywalk Plot 5.11 Main Works Contract BOQ (1).xlsx |  |  |  | CITYWALK PHASE-05, PLOT 5.11 | Residential | CITYWALK RESIDENTIAL 1 LLC
▸ ADDITION TO & DEDUCTION TO
451 | 2/H/1/B | FHC door; size 900 x1500mm high; single leaf door | -4 | Nr. | 2673 | -10692 | H — Doors And Windows | H | H01 | H0100 | H1 Doors | 2.06 | Windows and External Doors | Enumerated (nr), Area (m²), Length (m) | AED | 64 | Fuzzy | ⚠ |  | Citywalk Plot 5.11 Main Works Contract BOQ (1).xlsx |  |  |  | CITYWALK PHASE-05, PLOT 5.11 | Residential | CITYWALK RESIDENTIAL 1 LLC
452 | 2/H/3/E | Type MD-02-E; size 1800 x 2200mm high; double leaf door; FR 60min; AR 45DB | 1 | Nr. | 4969 | 4969 | H — Doors And Windows | H | H02 | H0201 | H2 Windows | 2.08 | Internal Doors – Double Leaf Doors | Item | AED | 85 | AI | ✓ |  | Citywalk Plot 5.11 Main Works Contract BOQ (1).xlsx |  |  |  | CITYWALK PHASE-05, PLOT 5.11 | Residential | CITYWALK RESIDENTIAL 1 LLC
453 | 2/H/6/B | Curtain wall | 27 | m² | 1171 | 31617 | H — Doors And Windows | H | H03 | H0301 | H3 Screens | 3.01 | Doors & Windows – Curtain Wall | Area (m²) | AED | 95 | Rule | ✓ |  | Citywalk Plot 5.11 Main Works Contract BOQ (1).xlsx |  |  |  | CITYWALK PHASE-05, PLOT 5.11 | Residential | CITYWALK RESIDENTIAL 1 LLC
454 | 2/H/6/C | Curtain wall, double height | 4 | m² | 1516 | 6064 | H — Doors And Windows | H | H03 | H0301 | H3 Screens | 3.01 | Doors & Windows – Curtain Wall | Area (m²) | AED | 95 | Rule | ✓ |  | Citywalk Plot 5.11 Main Works Contract BOQ (1).xlsx |  |  |  | CITYWALK PHASE-05, PLOT 5.11 | Residential | CITYWALK RESIDENTIAL 1 LLC
455 | 2/H/6/D | Extra over for double leaf hinged door; overall size 2350 x 2375mm | 1 | Nr. | 14211 | 14211 | H — Doors And Windows | H | H02 | H0202 | H2 Windows | 2.08 | Internal Doors – Door Frames & Accessories | Item | AED | 76 | AI | ⚠ |  | Citywalk Plot 5.11 Main Works Contract BOQ (1).xlsx |  |  |  | CITYWALK PHASE-05, PLOT 5.11 | Residential | CITYWALK RESIDENTIAL 1 LLC
456 | 2/H/8/B | GRC; inclined/ perforated cladding; including water proof membrane with GI flashing sheet to the bottom of the cladding | 134 | m² | 1300 | 174200 | J — Finishes | J | J02 | J0202 | J2 Backgrounds | 3.01 | Finishes – Perforated Cladding | Area (m²) | AED | 90 | Rule | ✓ |  | Citywalk Plot 5.11 Main Works Contract BOQ (1).xlsx |  |  |  | CITYWALK PHASE-05, PLOT 5.11 | Residential | CITYWALK RESIDENTIAL 1 LLC
457 | 2/H/8/D | 150mm high GRC edging for the above | -45 | m | 313 | -14085 | J — Finishes | J | J01 | J0102 | J1 Generally | 3.01 | Finishes – Specialist Edge/Trim | Linear (m) | AED | 72 | AI | ⚠ |  | Citywalk Plot 5.11 Main Works Contract BOQ (1).xlsx |  |  |  | CITYWALK PHASE-05, PLOT 5.11 | Residential | CITYWALK RESIDENTIAL 1 LLC
458 | 2/H/9/A | GRC facia band cladding; 600mm high; 980mm girth; to above retail area | 3 | m | 919 | 2757 | J — Finishes | J | J03 | J0302 | J3 Finishings | 3.01 | Internal Finishes | Area (m²), Length (m) | AED | 62 | Fuzzy | ⚠ |  | Citywalk Plot 5.11 Main Works Contract BOQ (1).xlsx |  |  |  | CITYWALK PHASE-05, PLOT 5.11 | Residential | CITYWALK RESIDENTIAL 1 LLC
459 | 2/H/9/C | GRC facia band cladding; 2155mm high; 3060mm girth; to landscape area | 7 | m | 2731 | 19117 | J — Finishes | J | J03 | J0302 | J3 Finishings | 3.01 | Internal Finishes | Area (m²), Length (m) | AED | 60 | Fuzzy | ⚠ |  | Citywalk Plot 5.11 Main Works Contract BOQ (1).xlsx |  |  |  | CITYWALK PHASE-05, PLOT 5.11 | Residential | CITYWALK RESIDENTIAL 1 LLC
471 |  |  |  | To Collection AED |  | 255492 | [8 empty] | AED |  |  |  |  | Citywalk Plot 5.11 Main Works Contract BOQ (1).xlsx |  |  |  | CITYWALK PHASE-05, PLOT 5.11 | Residential | CITYWALK RESIDENTIAL 1 LLC
▸ GENERALLY (Cont'd)
477 | A | Allow for any other works which are not included above and which are required to complete the Doors and Windows in accordance with the Specification and the Drawings (Tenderer to list below) |  | Item | 0 | 0 | A — General Requirements | A | A01 | A0101 | Conditions of contract | 9.01 | Preliminaries – Contingency | Item | AED | 90 | Rule | ✓ |  | Citywalk Plot 5.11 Main Works Contract BOQ (1).xlsx |  |  |  | CITYWALK PHASE-05, PLOT 5.11 | Residential | CITYWALK RESIDENTIAL 1 LLC
▸ ADDITIONAL ITEM
480 | 2/H/9/E | To ground floor entrance and retail area; including mineral wool insulation and cementitious cementitious vapour retarder as shown in drawing DHRE0017-KP-XX-ZZ-DWG- FA-50015A | 205 | m² | 1605 | 329025 | G — Thermal And Moisture Protection | G | G04 | G0400 | G4 Insulation | 2.03 | Roof / Thermal & Moisture Protection | Area (m²), Length (m), Enumerated (nr) | AED | 79 | Fuzzy | ⚠ |  | Citywalk Plot 5.11 Main Works Contract BOQ (1).xlsx |  |  |  | CITYWALK PHASE-05, PLOT 5.11 | Residential | CITYWALK RESIDENTIAL 1 LLC
481 | 2/H/9/F | Hardware Set 05 (HW-05), for steel door | -8 | Nr. | 3141 | -25128 | H — Doors And Windows | H | H01 | H0100 | H1 Doors | 2.06 | Windows and External Doors | Enumerated (nr), Area (m²), Length (m) | AED | 65 | Fuzzy | ⚠ |  | Citywalk Plot 5.11 Main Works Contract BOQ (1).xlsx |  |  |  | CITYWALK PHASE-05, PLOT 5.11 | Residential | CITYWALK RESIDENTIAL 1 LLC
482 | 2/H/9/G | Hardware Set 07 (HW-07), for steel door | 4 | Nr. | 6138 | 24552 | H — Doors And Windows | H | H01 | H0100 | H1 Doors | 2.06 | Windows and External Doors | Enumerated (nr), Area (m²), Length (m) | AED | 65 | Fuzzy | ⚠ |  | Citywalk Plot 5.11 Main Works Contract BOQ (1).xlsx |  |  |  | CITYWALK PHASE-05, PLOT 5.11 | Residential | CITYWALK RESIDENTIAL 1 LLC
483 | 2/H/9/H | Hardware Set 09 (HW-09), for steel door | 6 | Nr. | 2196 | 13176 | H — Doors And Windows | H | H01 | H0100 | H1 Doors | 2.06 | Windows and External Doors | Enumerated (nr), Area (m²), Length (m) | AED | 65 | Fuzzy | ⚠ |  | Citywalk Plot 5.11 Main Works Contract BOQ (1).xlsx |  |  |  | CITYWALK PHASE-05, PLOT 5.11 | Residential | CITYWALK RESIDENTIAL 1 LLC
484 | 2/H/9/J | Hardware Set 08 (HW-08), for double leaf steel door | -1 | Nr. | 5951 | -5951 | H — Doors And Windows | H | H01 | H0100 | H1 Doors | 2.06 | Windows and External Doors | Enumerated (nr), Area (m²), Length (m) | AED | 62 | Fuzzy | ⚠ |  | Citywalk Plot 5.11 Main Works Contract BOQ (1).xlsx |  |  |  | CITYWALK PHASE-05, PLOT 5.11 | Residential | CITYWALK RESIDENTIAL 1 LLC
485 | 2/H/9/J | Ironmongery; to single leaf doors (HW-06) | -1 | Nr. | 2325 | -2325 | H — Doors And Windows | H | H02 | H0201 | H2 Windows | 3.01 | Doors & Windows – Ironmongery | Enumerated (nr) | AED | 95 | Rule | ✓ |  | Citywalk Plot 5.11 Main Works Contract BOQ (1).xlsx |  |  |  | CITYWALK PHASE-05, PLOT 5.11 | Residential | CITYWALK RESIDENTIAL 1 LLC
510 |  |  |  | To Collection AED |  | 333349 | [8 empty] | AED |  |  |  |  | Citywalk Plot 5.11 Main Works Contract BOQ (1).xlsx |  |  |  | CITYWALK PHASE-05, PLOT 5.11 | Residential | CITYWALK RESIDENTIAL 1 LLC
513 |  | COLLECTION | [12 empty] | AED |  |  |  |  | Citywalk Plot 5.11 Main Works Contract BOQ (1).xlsx |  |  |  | CITYWALK PHASE-05, PLOT 5.11 | Residential | CITYWALK RESIDENTIAL 1 LLC
515 |  | Page 2/H/1 |  |  |  | 26730 | [8 empty] | AED |  |  |  |  | Citywalk Plot 5.11 Main Works Contract BOQ (1).xlsx |  |  |  | CITYWALK PHASE-05, PLOT 5.11 | Residential | CITYWALK RESIDENTIAL 1 LLC
517 |  | Page 2/H/2 |  |  |  | 76388 | [8 empty] | AED |  |  |  |  | Citywalk Plot 5.11 Main Works Contract BOQ (1).xlsx |  |  |  | CITYWALK PHASE-05, PLOT 5.11 | Residential | CITYWALK RESIDENTIAL 1 LLC
519 |  | Page 2/H/3 |  |  |  | 65504 | [8 empty] | AED |  |  |  |  | Citywalk Plot 5.11 Main Works Contract BOQ (1).xlsx |  |  |  | CITYWALK PHASE-05, PLOT 5.11 | Residential | CITYWALK RESIDENTIAL 1 LLC
521 |  | Page 2/H/4 |  |  |  | 79063 | [8 empty] | AED |  |  |  |  | Citywalk Plot 5.11 Main Works Contract BOQ (1).xlsx |  |  |  | CITYWALK PHASE-05, PLOT 5.11 | Residential | CITYWALK RESIDENTIAL 1 LLC
523 |  | Page 2/H/5 |  |  |  | 42054 | [8 empty] | AED |  |  |  |  | Citywalk Plot 5.11 Main Works Contract BOQ (1).xlsx |  |  |  | CITYWALK PHASE-05, PLOT 5.11 | Residential | CITYWALK RESIDENTIAL 1 LLC
525 |  | Page 2/H/6 |  |  |  | 288354 | [8 empty] | AED |  |  |  |  | Citywalk Plot 5.11 Main Works Contract BOQ (1).xlsx |  |  |  | CITYWALK PHASE-05, PLOT 5.11 | Residential | CITYWALK RESIDENTIAL 1 LLC
527 |  | Page 2/H/7 |  |  |  | 84971 | [8 empty] | AED |  |  |  |  | Citywalk Plot 5.11 Main Works Contract BOQ (1).xlsx |  |  |  | CITYWALK PHASE-05, PLOT 5.11 | Residential | CITYWALK RESIDENTIAL 1 LLC
529 |  | Page 2/H/8 |  |  |  | 1486314 | [8 empty] | AED |  |  |  |  | Citywalk Plot 5.11 Main Works Contract BOQ (1).xlsx |  |  |  | CITYWALK PHASE-05, PLOT 5.11 | Residential | CITYWALK RESIDENTIAL 1 LLC
531 |  | Page 2/H/9 |  |  |  | 610891 | [8 empty] | AED |  |  |  |  | Citywalk Plot 5.11 Main Works Contract BOQ (1).xlsx |  |  |  | CITYWALK PHASE-05, PLOT 5.11 | Residential | CITYWALK RESIDENTIAL 1 LLC
533 |  | Page 2/H/10 |  |  |  | 226186 | [8 empty] | AED |  |  |  |  | Citywalk Plot 5.11 Main Works Contract BOQ (1).xlsx |  |  |  | CITYWALK PHASE-05, PLOT 5.11 | Residential | CITYWALK RESIDENTIAL 1 LLC
535 |  | Page 2/H/11 |  |  |  | 105527 | [8 empty] | AED |  |  |  |  | Citywalk Plot 5.11 Main Works Contract BOQ (1).xlsx |  |  |  | CITYWALK PHASE-05, PLOT 5.11 | Residential | CITYWALK RESIDENTIAL 1 LLC
537 |  | Page 2/H/12 |  |  |  | 87419 | [8 empty] | AED |  |  |  |  | Citywalk Plot 5.11 Main Works Contract BOQ (1).xlsx |  |  |  | CITYWALK PHASE-05, PLOT 5.11 | Residential | CITYWALK RESIDENTIAL 1 LLC
539 |  | Page 2/H/13 |  |  |  | 255492 | [8 empty] | AED |  |  |  |  | Citywalk Plot 5.11 Main Works Contract BOQ (1).xlsx |  |  |  | CITYWALK PHASE-05, PLOT 5.11 | Residential | CITYWALK RESIDENTIAL 1 LLC
541 |  | Page 2/H/14 |  |  |  | 333349 | [8 empty] | AED |  |  |  |  | Citywalk Plot 5.11 Main Works Contract BOQ (1).xlsx |  |  |  | CITYWALK PHASE-05, PLOT 5.11 | Residential | CITYWALK RESIDENTIAL 1 LLC
560 |  |  |  | Carried To Summary AED |  | 3768242 | [8 empty] | AED |  |  |  |  | Citywalk Plot 5.11 Main Works Contract BOQ (1).xlsx |  |  |  | CITYWALK PHASE-05, PLOT 5.11 | Residential | CITYWALK RESIDENTIAL 1 LLC
1176 | [5 empty] | 0 | [8 empty] | AED |  |  |  |  | Citywalk Plot 5.11 Main Works Contract BOQ (1).xlsx |  |  |  | CITYWALK PHASE-05, PLOT 5.11 | Residential | CITYWALK RESIDENTIAL 1 LLC
Items coded: 95 · Auto ✓: 50 · Flagged ⚠: 45 · Auto rate: 53%

## 2J
Citywalk Plot 5.11 Main Works Contract BOQ (1) · 2J
A–G = original bill data · H–S = POMI + NRM coding · T–AB = project metadata · ✓ ≥85% · ⚠ <85% = review
Row | REF | Description | Qty | Unit | Rate | Amount | POMI Section | Code 1 | Code 2 | Code 3 | POMI Sub Section | NRM | NRM Description | Measurement | Currency | Conf% | Stage | Flag | ACTION | BATCH | Country | City | Asset | Project | Type | Employer | Contract Type
▸ FINISHES
▸ BACKGROUNDS
▸ Note: Refer to the following:
▸ 1. Specification;
▸ DHRE0017-KP-XX-XX-SPC-MW-108001_Architectural, ID and Civil Specs
▸ 2.Drawings;
▸ 1.DHRE0017-KP-XX-ZZ-DWG-AR-106011_FINISHES PLAN B1
▸ 2.DHRE0017-KP-XX-ZZ-DWG-AR-106012_FINISHES PLAN GF
▸ Internal
▸ Floor
▸ Cement and sand screed with leveling compound; including screed edge expansion foam, surface preparation and all ancillary works as necessary
26 | A | 50mm thick; to receive tiles | 401 | m² | 100 | 40100 | B — Site Work | B | B09 | B0901 | B9 Excavation | 8.01 | Site Works, Drainage, External Services & Landscaping | Volume (m³), Length (m), Area (m²), Enumerated (nr), Item | AED | 62 | Fuzzy | ⚠ |  | Citywalk Plot 5.11 Main Works Contract BOQ (1).xlsx |  |  |  | CITYWALK PHASE-05, PLOT 5.11 | Residential | CITYWALK RESIDENTIAL 1 LLC
28 | B | 50mm thick; to receive Epoxy Paint | 765 | m² | 100 | 76500 | J — Finishes | J | J03 | J0301 | J3 Finishings | 3.01 | Finishes – Floor Preparation | Area (m²) | AED | 75 | AI | ⚠ |  | Citywalk Plot 5.11 Main Works Contract BOQ (1).xlsx |  |  |  | CITYWALK PHASE-05, PLOT 5.11 | Residential | CITYWALK RESIDENTIAL 1 LLC
▸ Wall
▸ Portland cement plaster; 12mm 15mm thick; including surface preparation and all ancillary works as necessary
34 | C | Plaster; to walls receive tiles | 696 | m² | 46 | 32016 | J — Finishes | J | J02 | J0201 | J2 Backgrounds | 3.01 | Finishes – Wall | Area (m²) | AED | 88 | Rule | ✓ |  | Citywalk Plot 5.11 Main Works Contract BOQ (1).xlsx |  |  |  | CITYWALK PHASE-05, PLOT 5.11 | Residential | CITYWALK RESIDENTIAL 1 LLC
36 | D | Plaster; to walls receive paint | 7662 | m² | 46 | 352452 | J — Finishes | J | J02 | J0201 | J2 Backgrounds | 3.01 | Finishes – Wall | Area (m²) | AED | 88 | Rule | ✓ |  | Citywalk Plot 5.11 Main Works Contract BOQ (1).xlsx |  |  |  | CITYWALK PHASE-05, PLOT 5.11 | Residential | CITYWALK RESIDENTIAL 1 LLC
38 | E | Plaster; to walls receive GRP lining | 422 | m² | 46 | 19412 | J — Finishes | J | J02 | J0201 | J2 Backgrounds | 3.01 | Finishes – Wall | Area (m²) | AED | 88 | Rule | ✓ |  | Citywalk Plot 5.11 Main Works Contract BOQ (1).xlsx |  |  |  | CITYWALK PHASE-05, PLOT 5.11 | Residential | CITYWALK RESIDENTIAL 1 LLC
40 | F | Plaster; to walls receive wall paneling | 14 | m² | 46 | 644 | J — Finishes | J | J02 | J0201 | J2 Backgrounds | 3.01 | Finishes – Wall | Area (m²) | AED | 88 | Rule | ✓ |  | Citywalk Plot 5.11 Main Works Contract BOQ (1).xlsx |  |  |  | CITYWALK PHASE-05, PLOT 5.11 | Residential | CITYWALK RESIDENTIAL 1 LLC
43 |  |  |  | To Collection AED |  | 521124 | [8 empty] | AED |  |  |  |  | Citywalk Plot 5.11 Main Works Contract BOQ (1).xlsx |  |  |  | CITYWALK PHASE-05, PLOT 5.11 | Residential | CITYWALK RESIDENTIAL 1 LLC
▸ BACKGROUNDS (Cont'd)
49 | A | Plaster; to walls receive galvanized rolled sheet plates and metal sheet coverings | 55 | m² | 46 | 2530 | J — Finishes | J | J02 | J0201 | J2 Backgrounds | 3.01 | Finishes – Wall | Area (m²) | AED | 88 | Rule | ✓ |  | Citywalk Plot 5.11 Main Works Contract BOQ (1).xlsx |  |  |  | CITYWALK PHASE-05, PLOT 5.11 | Residential | CITYWALK RESIDENTIAL 1 LLC
▸ External
▸ Wall
▸ Cement and sand plaster; including surface preparation and all ancillary works as necessary
57 | B | To stepped planter walls; type-W01 | 418 | m² | 62 | 25916 | C — Concrete Work | C | C02 | C0201 | C2 Poured concrete | 2.01 | Upper Floors / Walls | Volume (m³) | AED | 93 | Rule | ✓ |  | Citywalk Plot 5.11 Main Works Contract BOQ (1).xlsx |  |  |  | CITYWALK PHASE-05, PLOT 5.11 | Residential | CITYWALK RESIDENTIAL 1 LLC
▸ Ribbed plaster; Grey colour; including Stainless steel corner beads and stop beads, stainless steel binding mesh, surface preparation and all ancillary works; refer specification section 09 24 00
61 | C | To block walls above entrance lobby | 7 | m² | 0 |  | F — Woodwork | F | F02 | F0201 | F2 Structural timbers | 2.01 | Frame / Woodwork | Length (m), Area (m²), Enumerated (nr) | AED | 78 | Fuzzy | ⚠ |  | Citywalk Plot 5.11 Main Works Contract BOQ (1).xlsx |  |  |  | CITYWALK PHASE-05, PLOT 5.11 | Residential | CITYWALK RESIDENTIAL 1 LLC
82 |  |  |  | To Collection AED |  | 28446 | [8 empty] | AED |  |  |  |  | Citywalk Plot 5.11 Main Works Contract BOQ (1).xlsx |  |  |  | CITYWALK PHASE-05, PLOT 5.11 | Residential | CITYWALK RESIDENTIAL 1 LLC
▸ FINISHINGS
▸ Note: Refer to the following:
▸ 1. Specification;
▸ DHRE0017-KP-XX-XX-SPC-MW-108001_Architectural, ID and Civil Specs
▸ 2.Drawings;
▸ 1.DHRE0017-KP-XX-ZZ-DWG-AR-106011_FINISHES PLAN B1
▸ 2.DHRE0017-KP-XX-ZZ-DWG-AR-106012_FINISHES PLAN GF
▸ Internal
▸ Floor Finishes
▸ Supply only
▸ Ceramic tiles ; anti slip ceramic tiles with polymer modified, highly-cleanable epoxy grout; laid on bonded screed (measured separately); including adhesive, mortar, grout, joint and edge treatment sealer, fixings, accessories and all ancillary works as necessary
108 | A | Type FF01a; size 300 x 300 x 10mm; to dry area | 47 | m² | 43 | 2021 | J — Finishes | J | J03 | J0302 | J3 Finishings | 3.01 | Finishes – Floor Tiles | Number or Area (m²) | AED | 85 | AI | ✓ |  | Citywalk Plot 5.11 Main Works Contract BOQ (1).xlsx |  |  |  | CITYWALK PHASE-05, PLOT 5.11 | Residential | CITYWALK RESIDENTIAL 1 LLC
▸ Porcelain tiles ; anti slip heavy duty matt full body rectified porcelain tiles with polymer modified, highly-cleanable cement grout; laid on bonded screed (measured separately); including adhesive, mortar, grout, joint and edge treatment sealer, fixings, accessories and all ancillary works as necessary
112 | B | Type FF17; size 300 x 300 x 13mm; to Service lobby | 30 | m² | 64 | 1920 | J — Finishes | J | J03 | J0302 | J3 Finishings | 3.01 | Finishes – Floor Tiles | Number or Area (m²) | AED | 85 | AI | ✓ |  | Citywalk Plot 5.11 Main Works Contract BOQ (1).xlsx |  |  |  | CITYWALK PHASE-05, PLOT 5.11 | Residential | CITYWALK RESIDENTIAL 1 LLC
115 |  |  |  | To Collection AED |  | 3941 | [8 empty] | AED |  |  |  |  | Citywalk Plot 5.11 Main Works Contract BOQ (1).xlsx |  |  |  | CITYWALK PHASE-05, PLOT 5.11 | Residential | CITYWALK RESIDENTIAL 1 LLC
▸ FINISHINGS (Cont'd)
▸ Ceramic tiles matt tiles with polymer modified, highly-cleanable cement grout; laid on bonded screed (measured separately); including adhesive, mortar, grout, joint and edge treatment sealer, fixings, accessories and all ancillary works as necessary
123 | A | Type FF01b; size 300 x 300 x 10mm; to dry area | 47 | m² | 43 | 2021 | J — Finishes | J | J03 | J0302 | J3 Finishings | 3.01 | Finishes – Floor Tiles | Number or Area (m²) | AED | 85 | AI | ✓ |  | Citywalk Plot 5.11 Main Works Contract BOQ (1).xlsx |  |  |  | CITYWALK PHASE-05, PLOT 5.11 | Residential | CITYWALK RESIDENTIAL 1 LLC
▸ Ceramic tiles ; anti slip heavy duty matt ceramic tiles with polymer modified, highly-cleanable Epoxy grout; laid on bonded screed (measured separately); including adhesive, mortar, grout, joint and edge treatment sealer, fixings, accessories and all ancillary works as necessary
127 | B | Type FF08; size 300 x 300 x 10mm; to main Garbage Room | 84 | m² | 43 | 3612 | J — Finishes | J | J03 | J0302 | J3 Finishings | 3.01 | Finishes – Floor Tiles | Number or Area (m²) | AED | 85 | AI | ✓ |  | Citywalk Plot 5.11 Main Works Contract BOQ (1).xlsx |  |  |  | CITYWALK PHASE-05, PLOT 5.11 | Residential | CITYWALK RESIDENTIAL 1 LLC
▸ Marble Floor; including adhesive, mortar, grout, joint and edge treatment sealer, fixings, accessories and all ancillary works as necessary
131 | C | Type C-FL-01; Tundra grey marble floor; to main lobby | 192 | m² | 682 | 130944 | J — Finishes | J | J03 | J0303 | J3 Finishings | 3.01 | Finishes – Natural Stone Flooring | Area (m²) | AED | 88 | AI | ✓ |  | Citywalk Plot 5.11 Main Works Contract BOQ (1).xlsx |  |  |  | CITYWALK PHASE-05, PLOT 5.11 | Residential | CITYWALK RESIDENTIAL 1 LLC
▸ Marble threshold; 30mm thick; including adhesive mortar, joint and edge treatment sealer and all ancillary works as necessary
135 | D | Type A-TH-01; 130mm wide; to main lobby | 4 | m | 89 | 356 | J — Finishes | J | J04 | J0401 | J4 Sundries | 3.01 | Finishes – Skirting/Dado Rails | Length (m) | AED | 82 | AI | ⚠ |  | Citywalk Plot 5.11 Main Works Contract BOQ (1).xlsx |  |  |  | CITYWALK PHASE-05, PLOT 5.11 | Residential | CITYWALK RESIDENTIAL 1 LLC
▸ Marble threshold; 20mm thick; including adhesive mortar, joint and edge treatment sealer and all ancillary works as necessary
139 | E | Type C-TH-01; 200mm wide; to lift lobbies | 5 | m | 136 | 680 | J — Finishes | J | J04 | J0401 | J4 Sundries | 3.01 | Finishes – Skirting/Dado Rails | Length (m) | AED | 82 | AI | ⚠ |  | Citywalk Plot 5.11 Main Works Contract BOQ (1).xlsx |  |  |  | CITYWALK PHASE-05, PLOT 5.11 | Residential | CITYWALK RESIDENTIAL 1 LLC
142 |  |  |  | To Collection AED |  | 137613 | [8 empty] | AED |  |  |  |  | Citywalk Plot 5.11 Main Works Contract BOQ (1).xlsx |  |  |  | CITYWALK PHASE-05, PLOT 5.11 | Residential | CITYWALK RESIDENTIAL 1 LLC
▸ FINISHINGS (Cont'd)
▸ Ceramic tile skirting;10mm thick; including finishes, fixings, accessories and all ancillary works as necessary
150 | A | Type SK-01; 100mm high | 84 | m | 9 | 756 | J — Finishes | J | J04 | J0401 | J4 Sundries | 3.01 | Finishes – Skirting Boards | Length (m) | AED | 80 | AI | ⚠ |  | Citywalk Plot 5.11 Main Works Contract BOQ (1).xlsx |  |  |  | CITYWALK PHASE-05, PLOT 5.11 | Residential | CITYWALK RESIDENTIAL 1 LLC
▸ Metal strip; including finishes, fixings, accessories and all ancillary works as necessary
154 | B | Type C-MT-06; to Lift lobby | 3 | m | 38 | 114 | J — Finishes | J | J06 | J0601 | J6 Decorations | 3.01 | Finishes – Internal Fit-out | Number or Each | AED | 70 | AI | ⚠ |  | Citywalk Plot 5.11 Main Works Contract BOQ (1).xlsx |  |  |  | CITYWALK PHASE-05, PLOT 5.11 | Residential | CITYWALK RESIDENTIAL 1 LLC
▸ Black Mat Metal trim; including finishes, fixings, accessories and all ancillary works as
158 | C | Type C-SK-01 | 86 | m | 57 | 4902 | J — Finishes | J | J04 | J0401 | J4 Sundries | 3.01 | Finishes – Skirting Boards | Length (m) | AED | 78 | AI | ⚠ |  | Citywalk Plot 5.11 Main Works Contract BOQ (1).xlsx |  |  |  | CITYWALK PHASE-05, PLOT 5.11 | Residential | CITYWALK RESIDENTIAL 1 LLC
▸ Installation only
▸ Ceramic tiles ; anti slip ceramic tiles with polymer modified, highly-cleanable epoxy grout; laid on bonded screed (measured separately); including adhesive, mortar, grout, joint and edge treatment sealer, fixings, accessories and all ancillary works as necessary
164 | D | Type FF01a; size 300 x 300 x 10mm; to wet area | 47 | m² | 56 | 2632 | J — Finishes | J | J03 | J0302 | J3 Finishings | 3.01 | Finishes – Floor Tiles | Number or Area (m²) | AED | 85 | AI | ✓ |  | Citywalk Plot 5.11 Main Works Contract BOQ (1).xlsx |  |  |  | CITYWALK PHASE-05, PLOT 5.11 | Residential | CITYWALK RESIDENTIAL 1 LLC
▸ Porcelain tiles ; anti slip heavy duty matt full body rectified porcelain tiles with polymer modified, highly-cleanable cement grout; laid on bonded screed (measured separately); including adhesive, mortar, grout, joint and edge treatment sealer, fixings, accessories and all ancillary works as necessary
168 | E | Type FF17; size 300 x 300 x 13mm; to Service lobby | 30 | m² | 51 | 1530 | J — Finishes | J | J03 | J0302 | J3 Finishings | 3.01 | Finishes – Floor Tiles | Number or Area (m²) | AED | 85 | AI | ✓ |  | Citywalk Plot 5.11 Main Works Contract BOQ (1).xlsx |  |  |  | CITYWALK PHASE-05, PLOT 5.11 | Residential | CITYWALK RESIDENTIAL 1 LLC
172 |  |  |  | To Collection AED |  | 9934 | [8 empty] | AED |  |  |  |  | Citywalk Plot 5.11 Main Works Contract BOQ (1).xlsx |  |  |  | CITYWALK PHASE-05, PLOT 5.11 | Residential | CITYWALK RESIDENTIAL 1 LLC
▸ FINISHINGS (Cont'd)
▸ Ceramic tiles matt tiles with polymer modified, highly-cleanable cement grout; laid on bonded screed (measured separately); including adhesive, mortar, grout, joint and edge treatment sealer, fixings, accessories and all ancillary works as necessary
180 | A | Type FF01b; size 300 x 300 x 10mm; to wet area | 47 | m² | 56 | 2632 | J — Finishes | J | J03 | J0302 | J3 Finishings | 3.01 | Finishes – Floor Tiles | Number or Area (m²) | AED | 85 | AI | ✓ |  | Citywalk Plot 5.11 Main Works Contract BOQ (1).xlsx |  |  |  | CITYWALK PHASE-05, PLOT 5.11 | Residential | CITYWALK RESIDENTIAL 1 LLC
▸ Porcelain tiles; anti slip heavy duty matt porcelain tiles with polymer modified, highly-cleanable Epoxy grout; laid on bonded screed (measured separately); including adhesive, mortar, grout, joint and edge treatment sealer, fixings, accessories and all ancillary works as necessary
184 | B | Type FF08; size 300 x 300 x 10mm; to main Garbage Room | 84 | m² | 56 | 4704 | J — Finishes | J | J03 | J0302 | J3 Finishings | 3.01 | Finishes – Floor Tiles | Number or Area (m²) | AED | 85 | AI | ✓ |  | Citywalk Plot 5.11 Main Works Contract BOQ (1).xlsx |  |  |  | CITYWALK PHASE-05, PLOT 5.11 | Residential | CITYWALK RESIDENTIAL 1 LLC
▸ Marble Floor; including adhesive, mortar, grout, joint and edge treatment sealer, fixings, accessories and all ancillary works as necessary
188 | C | Type C-FL-01; Tundra grey marble floor; to main lobby | 192 | m² | 93 | 17856 | J — Finishes | J | J03 | J0303 | J3 Finishings | 3.01 | Finishes – Natural Stone Flooring | Area (m²) | AED | 88 | AI | ✓ |  | Citywalk Plot 5.11 Main Works Contract BOQ (1).xlsx |  |  |  | CITYWALK PHASE-05, PLOT 5.11 | Residential | CITYWALK RESIDENTIAL 1 LLC
▸ Marble threshold; 30mm thick; including adhesive mortar, joint and edge treatment sealer and all ancillary works as necessary
192 | D | Type A-TH-01; 130mm wide; to apartment | 6 | m | 69 | 414 | J — Finishes | J | J04 | J0401 | J4 Sundries | 3.01 | Finishes – Skirting/Dado Rails | Length (m) | AED | 82 | AI | ⚠ |  | Citywalk Plot 5.11 Main Works Contract BOQ (1).xlsx |  |  |  | CITYWALK PHASE-05, PLOT 5.11 | Residential | CITYWALK RESIDENTIAL 1 LLC
▸ Ceramic tile skirting; including finishes, fixings, accessories and all ancillary works as necessary
196 | E | Type SK-01; 100mm high | 84 | m | 13 | 1092 | J — Finishes | J | J04 | J0401 | J4 Sundries | 3.01 | Finishes – Skirting Boards | Length (m) | AED | 80 | AI | ⚠ |  | Citywalk Plot 5.11 Main Works Contract BOQ (1).xlsx |  |  |  | CITYWALK PHASE-05, PLOT 5.11 | Residential | CITYWALK RESIDENTIAL 1 LLC
▸ Metal strip; including finishes, fixings, accessories and all ancillary works as necessary
200 | F | Type C-MT-06; to Lift lobby | 3 | m | 25 | 75 | J — Finishes | J | J06 | J0601 | J6 Decorations | 3.01 | Finishes – Internal Fit-out | Number or Each | AED | 70 | AI | ⚠ |  | Citywalk Plot 5.11 Main Works Contract BOQ (1).xlsx |  |  |  | CITYWALK PHASE-05, PLOT 5.11 | Residential | CITYWALK RESIDENTIAL 1 LLC
203 |  |  |  | To Collection AED |  | 26773 | [8 empty] | AED |  |  |  |  | Citywalk Plot 5.11 Main Works Contract BOQ (1).xlsx |  |  |  | CITYWALK PHASE-05, PLOT 5.11 | Residential | CITYWALK RESIDENTIAL 1 LLC
▸ FINISHINGS (Cont'd)
▸ Black Mat Metal trim; including finishes, fixings, accessories and all ancillary works as necessary
211 | A | Type C-SK-01 | 86 | m | 25 | 2150 | J — Finishes | J | J04 | J0401 | J4 Sundries | 3.01 | Finishes – Skirting Boards | Length (m) | AED | 78 | AI | ⚠ |  | Citywalk Plot 5.11 Main Works Contract BOQ (1).xlsx |  |  |  | CITYWALK PHASE-05, PLOT 5.11 | Residential | CITYWALK RESIDENTIAL 1 LLC
▸ Wall Finishes
▸ Supply only
▸ Porcelain tile wall cladding, C-TL-01; laid on cement plaster (measured separately); including tile edge profile trim, adhesive, mortar, grout, joint and edge treatment sealer and all necessary fixings and accessories
219 | B | To lift lobby | 126 | m² | 135 | 17010 | R — Electrical Engineering Installations | R | R02 | R0201 | R2 Main circuits | 5.08 | Electrical Engineering Installations | Length (m), Enumerated (nr), Item | AED | 53 | Fuzzy | ⚠ |  | Citywalk Plot 5.11 Main Works Contract BOQ (1).xlsx |  |  |  | CITYWALK PHASE-05, PLOT 5.11 | Residential | CITYWALK RESIDENTIAL 1 LLC
221 | C | To main lobby | 443 | m² | 135 | 59805 | R — Electrical Engineering Installations | R | R02 | R0201 | R2 Main circuits | 5.08 | Electrical Engineering Installations | Length (m), Enumerated (nr), Item | AED | 65 | Fuzzy | ⚠ |  | Citywalk Plot 5.11 Main Works Contract BOQ (1).xlsx |  |  |  | CITYWALK PHASE-05, PLOT 5.11 | Residential | CITYWALK RESIDENTIAL 1 LLC
▸ Porcelain wall tiles, WF-05; 300x300x6mm glazed tiles; laid on cement plaster (measured separately); including tile edge profile trim, adhesive, mortar, grout, joint and edge treatment sealer and all necessary fixings and accessories
225 | D | To comunal WC | 46 | m² | 43 | 1978 | Q — Mechanical Engineering Installations | Q | Q06 | Q0600 | Q6 Connections to supply mains | 5.06 | Mechanical Engineering Installations | Length (m), Weight (t), Area (m²), Enumerated (nr), Item | AED | 65 | Fuzzy | ⚠ |  | Citywalk Plot 5.11 Main Works Contract BOQ (1).xlsx |  |  |  | CITYWALK PHASE-05, PLOT 5.11 | Residential | CITYWALK RESIDENTIAL 1 LLC
227 | E | To pantry | 5 | m² | 43 | 215 | R — Electrical Engineering Installations | R | R02 | R0201 | R2 Main circuits | 5.08 | Electrical Engineering Installations | Length (m), Enumerated (nr), Item | AED | 59 | Fuzzy | ⚠ |  | Citywalk Plot 5.11 Main Works Contract BOQ (1).xlsx |  |  |  | CITYWALK PHASE-05, PLOT 5.11 | Residential | CITYWALK RESIDENTIAL 1 LLC
▸ Porcelain wall tiles, WF-06; 300x300x6mm glazed tiles; laid on cement plaster (measured separately); including tile edge profile trim, adhesive, mortar, grout, joint and edge treatment sealer and all necessary fixings and accessories
231 | F | To garbage room | 80 | m² | 43 | 3440 | Q — Mechanical Engineering Installations | Q | Q06 | Q0601 | Q6 Connections to supply mains | 5.06 | Mechanical Engineering Installations | Length (m), Weight (t), Area (m²), Enumerated (nr), Item | AED | 52 | Fuzzy | ⚠ |  | Citywalk Plot 5.11 Main Works Contract BOQ (1).xlsx |  |  |  | CITYWALK PHASE-05, PLOT 5.11 | Residential | CITYWALK RESIDENTIAL 1 LLC
237 |  |  |  | To Collection AED |  | 84598 | [8 empty] | AED |  |  |  |  | Citywalk Plot 5.11 Main Works Contract BOQ (1).xlsx |  |  |  | CITYWALK PHASE-05, PLOT 5.11 | Residential | CITYWALK RESIDENTIAL 1 LLC
▸ FINISHINGS (Cont'd)
▸ Installation only
▸ Porcelain tile wall cladding, C-TL-01; laid on cement plaster (measured separately); including tile edge profile trim, adhesive, mortar, grout, joint and edge treatment sealer and all necessary fixings and accessories
247 | A | To lift lobby | 126 | m² | 58 | 7308 | N — Special Construction | N | N03 | N0300 | N3 Installations | 5.13 | Specialist Installations | Enumerated (nr), Item | AED | 65 | Fuzzy | ⚠ |  | Citywalk Plot 5.11 Main Works Contract BOQ (1).xlsx |  |  |  | CITYWALK PHASE-05, PLOT 5.11 | Residential | CITYWALK RESIDENTIAL 1 LLC
249 | B | To main lobby | 446 | m² | 58 | 25868 | R — Electrical Engineering Installations | R | R02 | R0201 | R2 Main circuits | 5.08 | Electrical Engineering Installations | Length (m), Enumerated (nr), Item | AED | 65 | Fuzzy | ⚠ |  | Citywalk Plot 5.11 Main Works Contract BOQ (1).xlsx |  |  |  | CITYWALK PHASE-05, PLOT 5.11 | Residential | CITYWALK RESIDENTIAL 1 LLC
▸ Porcelain wall tiles, WF-05; 300x300x6mm glazed tiles; laid on cement plaster (measured separately); including tile edge profile trim, adhesive, mortar, grout, joint and edge treatment sealer and all necessary fixings and accessories
253 | C | To comunal WC | 46 | m² | 63 | 2898 | Q — Mechanical Engineering Installations | Q | Q06 | Q0600 | Q6 Connections to supply mains | 5.06 | Mechanical Engineering Installations | Length (m), Weight (t), Area (m²), Enumerated (nr), Item | AED | 65 | Fuzzy | ⚠ |  | Citywalk Plot 5.11 Main Works Contract BOQ (1).xlsx |  |  |  | CITYWALK PHASE-05, PLOT 5.11 | Residential | CITYWALK RESIDENTIAL 1 LLC
255 | D | To pantry | 5 | m² | 63 | 315 | N — Special Construction | N | N03 | N0300 | N3 Installations | 5.13 | Specialist Installations | Enumerated (nr), Item | AED | 67 | Fuzzy | ⚠ |  | Citywalk Plot 5.11 Main Works Contract BOQ (1).xlsx |  |  |  | CITYWALK PHASE-05, PLOT 5.11 | Residential | CITYWALK RESIDENTIAL 1 LLC
▸ Porcelain wall tiles, WF-06; 300x300x6mm glazed tiles; laid on cement plaster (measured separately); including tile edge profile trim, adhesive, mortar, grout, joint and edge treatment sealer and all necessary fixings and accessories
259 | D | To garbage room | 80 | m² | 63 | 5040 | N — Special Construction | N | N03 | N0300 | N3 Installations | 5.13 | Specialist Installations | Enumerated (nr), Item | AED | 64 | Fuzzy | ⚠ |  | Citywalk Plot 5.11 Main Works Contract BOQ (1).xlsx |  |  |  | CITYWALK PHASE-05, PLOT 5.11 | Residential | CITYWALK RESIDENTIAL 1 LLC
▸ Galvanized rolled sheet plates; 6mm thick; laid on cement plaster (measured separately); including edge profile trim, joint and edge treatment sealer and all necessary fixings and accessories
263 | E | To bulk Waste; WF-15 | 19 | m² | 1250 | 23750 | J — Finishes | J | J05 | J0501 | J5 Suspended ceilings | 3.01 | Finishes – Wall Coverings | Area (m²) | AED | 75 | AI | ⚠ |  | Citywalk Plot 5.11 Main Works Contract BOQ (1).xlsx |  |  |  | CITYWALK PHASE-05, PLOT 5.11 | Residential | CITYWALK RESIDENTIAL 1 LLC
265 | F | To service Lobby; WF-16 | 34 | m² | 1250 | 42500 | J — Finishes | J | J05 | J0501 | J5 Suspended ceilings | 3.01 | Finishes – Wall Coverings | Area (m²) | AED | 75 | AI | ⚠ |  | Citywalk Plot 5.11 Main Works Contract BOQ (1).xlsx |  |  |  | CITYWALK PHASE-05, PLOT 5.11 | Residential | CITYWALK RESIDENTIAL 1 LLC
268 |  |  |  | To Collection AED |  | 107679 | [8 empty] | AED |  |  |  |  | Citywalk Plot 5.11 Main Works Contract BOQ (1).xlsx |  |  |  | CITYWALK PHASE-05, PLOT 5.11 | Residential | CITYWALK RESIDENTIAL 1 LLC
▸ FINISHINGS (Cont'd)
▸ Metal paneling type C-MT-04; charcoal gray finish; including sides and frame of the lift doors ; including edge profile trim, joint and edge treatment sealer and all necessary fixings and accessories
277 | A | To basement; including 1200 x 410mm type C-MI-03 panel to the top of the lift door | 2 | Nr | 1230 | 2460 | H — Doors And Windows | H | H05 | H0501 | H5 Glass | 2.06 | Windows and External Doors | Enumerated (nr), Area (m²), Length (m) | AED | 61 | Fuzzy | ⚠ |  | Citywalk Plot 5.11 Main Works Contract BOQ (1).xlsx |  |  |  | CITYWALK PHASE-05, PLOT 5.11 | Residential | CITYWALK RESIDENTIAL 1 LLC
279 | B | To ground floor; including 1200 x 1870mm type C-MI-03 panel to the top of the lift door | 2 | Nr | 5610 | 11220 | H — Doors And Windows | H | H02 | H0201 | H2 Windows | 2.06 | Windows and External Doors | Enumerated (nr), Area (m²), Length (m) | AED | 60 | Fuzzy | ⚠ |  | Citywalk Plot 5.11 Main Works Contract BOQ (1).xlsx |  |  |  | CITYWALK PHASE-05, PLOT 5.11 | Residential | CITYWALK RESIDENTIAL 1 LLC
▸ Stainless steel cladding; 6mm thick; SS36; marine grade with 20mm rounded top; brush finished; including tile edge profile trim, adhesive, mortar, grout, joint and edge treatment sealer and all necessary fixings and accessories
284 | C | To water feature walls-W02 | 8 | m² | 0 | Included | N — Special Construction | N | N01 | N0101 | N1 Generally | 8.01 | Special Construction – Water Feature | Volume (m³) | AED | 90 | Rule | ✓ |  | Citywalk Plot 5.11 Main Works Contract BOQ (1).xlsx |  |  |  | CITYWALK PHASE-05, PLOT 5.11 | Residential | CITYWALK RESIDENTIAL 1 LLC
▸ Laminate C-LM-04; Wilsonart Laminate; including edge profile trim, joint and edge treatment sealer and all necessary fixings and accessories
288 | D | To lift lobby | 17 | m² | 1100 | 18700 | J — Finishes | J | J03 | J0300 | J3 Finishings | 3.01 | Internal Finishes | Area (m²), Length (m) | AED | 79 | Fuzzy | ⚠ |  | Citywalk Plot 5.11 Main Works Contract BOQ (1).xlsx |  |  |  | CITYWALK PHASE-05, PLOT 5.11 | Residential | CITYWALK RESIDENTIAL 1 LLC
290 | E | To main lobby | 18 | m² | 1100 | 19800 | R — Electrical Engineering Installations | R | R02 | R0201 | R2 Main circuits | 5.08 | Electrical Engineering Installations | Length (m), Enumerated (nr), Item | AED | 65 | Fuzzy | ⚠ |  | Citywalk Plot 5.11 Main Works Contract BOQ (1).xlsx |  |  |  | CITYWALK PHASE-05, PLOT 5.11 | Residential | CITYWALK RESIDENTIAL 1 LLC
▸ MDF wood panel (paint measured separately); including fixing and fittings including all necessary accessories
294 | F | To door top board panel fixed to the wall | 2 | m² | 1100 | 2200 | H — Doors And Windows | H | H05 | H0501 | H5 Glass | 2.06 | Windows and External Doors | Enumerated (nr), Area (m²), Length (m) | AED | 63 | Fuzzy | ⚠ |  | Citywalk Plot 5.11 Main Works Contract BOQ (1).xlsx |  |  |  | CITYWALK PHASE-05, PLOT 5.11 | Residential | CITYWALK RESIDENTIAL 1 LLC
299 |  |  |  | To Collection AED |  | 54380 | [8 empty] | AED |  |  |  |  | Citywalk Plot 5.11 Main Works Contract BOQ (1).xlsx |  |  |  | CITYWALK PHASE-05, PLOT 5.11 | Residential | CITYWALK RESIDENTIAL 1 LLC
▸ FINISHINGS (Cont'd)
▸ External
▸ Floor Finishes
▸ Entrance floor mat; assumed size: 1400 x 2150mm
311 | A | To entrance area | 1 | Item | 11250 | 11250 | J — Finishes | J | J03 | J0301 | J3 Finishings | 3.01 | Finishes – Floor Entrance Matting | Number or Each | AED | 80 | AI | ⚠ |  | Citywalk Plot 5.11 Main Works Contract BOQ (1).xlsx |  |  |  | CITYWALK PHASE-05, PLOT 5.11 | Residential | CITYWALK RESIDENTIAL 1 LLC
342 |  |  |  | To Collection AED |  | 11250 | [8 empty] | AED |  |  |  |  | Citywalk Plot 5.11 Main Works Contract BOQ (1).xlsx |  |  |  | CITYWALK PHASE-05, PLOT 5.11 | Residential | CITYWALK RESIDENTIAL 1 LLC
▸ SUSPENDED CEILINGS
▸ Note: Refer to the following:
▸ 1. Specification;
▸ DHRE0017-KP-XX-XX-SPC-MW-108001_Architectural, ID and Civil Specs
▸ 2.Drawings;
▸ DHRE0017-KP-XX-01-DWG-AR-101300 to 101301
▸ DHRE0017-KP-XX-GF-DWG-ID-104005
▸ Internal Ceiling
▸ To Public Areas
▸ Gypsum board suspended ceilings; 12.5mm thick; tape and jointed; including metal suspension system, 10mm shadow gap, aluminum trims,corner protection profile,finishes (measured separately) fixings, accessories and all ancillary work as necessary; to C-PT-01
366 | A | To ceilings; ceiling drop not exceeding 500mm | 45 | m² | 99 | 4455 | J — Finishes | J | J05 | J0501 | J5 Suspended ceilings | 3.01 | Internal Finishes | Area (m²), Length (m) | AED | 79 | Fuzzy | ⚠ |  | Citywalk Plot 5.11 Main Works Contract BOQ (1).xlsx |  |  |  | CITYWALK PHASE-05, PLOT 5.11 | Residential | CITYWALK RESIDENTIAL 1 LLC
368 | B | To ceilings; ceiling drop over 500mm but not exceeding 1000mm | 157 | m² | 100 | 15700 | J — Finishes | J | J05 | J0501 | J5 Suspended ceilings | 3.01 | Internal Finishes | Area (m²), Length (m) | AED | 77 | Fuzzy | ⚠ |  | Citywalk Plot 5.11 Main Works Contract BOQ (1).xlsx |  |  |  | CITYWALK PHASE-05, PLOT 5.11 | Residential | CITYWALK RESIDENTIAL 1 LLC
370 | C | Bulkhead; 200mm high | 92 | m | 25 | 2300 | J — Finishes | J | J05 | J0501 | J5 Suspended ceilings | 3.01 | Finishes – Gypsum Bulkhead | Length (m) | AED | 95 | Rule | ✓ |  | Citywalk Plot 5.11 Main Works Contract BOQ (1).xlsx |  |  |  | CITYWALK PHASE-05, PLOT 5.11 | Residential | CITYWALK RESIDENTIAL 1 LLC
372 | D | Bulkhead; 300mm high | 34 | m | 38 | 1292 | J — Finishes | J | J05 | J0501 | J5 Suspended ceilings | 3.01 | Finishes – Gypsum Bulkhead | Length (m) | AED | 95 | Rule | ✓ |  | Citywalk Plot 5.11 Main Works Contract BOQ (1).xlsx |  |  |  | CITYWALK PHASE-05, PLOT 5.11 | Residential | CITYWALK RESIDENTIAL 1 LLC
374 | E | Cove light; 150 x 100mm | 126 | m | 63 | 7938 | J — Finishes | J | J07 | J0701 | J7 Signwriting | 3.01 | Finishes – Ceiling Finishes | Length (m) or Each | AED | 78 | AI | ⚠ |  | Citywalk Plot 5.11 Main Works Contract BOQ (1).xlsx |  |  |  | CITYWALK PHASE-05, PLOT 5.11 | Residential | CITYWALK RESIDENTIAL 1 LLC
376 | F | Shadow gap; aluminum ''W'' profile taped spackled and concealed to corner profile | 24 | m | 15 | 360 | J — Finishes | J | J07 | J0701 | J7 Signwriting | 3.01 | Finishes – Ceiling Details | Length (m) | AED | 75 | AI | ⚠ |  | Citywalk Plot 5.11 Main Works Contract BOQ (1).xlsx |  |  |  | CITYWALK PHASE-05, PLOT 5.11 | Residential | CITYWALK RESIDENTIAL 1 LLC
378 | G | Extra over for access panel; 600 x 600mm | 3 | Nr. | 175 | 525 | J — Finishes | J | J07 | J0701 | J7 Signwriting | 3.01 | Finishes – Ceiling Access Panels | Number or Each | AED | 82 | AI | ⚠ |  | Citywalk Plot 5.11 Main Works Contract BOQ (1).xlsx |  |  |  | CITYWALK PHASE-05, PLOT 5.11 | Residential | CITYWALK RESIDENTIAL 1 LLC
381 |  |  |  | To Collection AED |  | 32570 | [8 empty] | AED |  |  |  |  | Citywalk Plot 5.11 Main Works Contract BOQ (1).xlsx |  |  |  | CITYWALK PHASE-05, PLOT 5.11 | Residential | CITYWALK RESIDENTIAL 1 LLC
▸ SUSPENDED CEILINGS (Cont'd)
▸ Gypsum ceiling tiles; 600 x 600mm demountable lay-in tile; including proprietary ceiling suspension system, shadow gap, aluminum trim, corner bead, fixings, accessories and all ancillary works as necessary; to CF-05
389 | A | To ceilings; ceiling drop not exceeding 500mm | 12 | m² | 99 | 1188 | J — Finishes | J | J05 | J0501 | J5 Suspended ceilings | 3.01 | Internal Finishes | Area (m²), Length (m) | AED | 79 | Fuzzy | ⚠ |  | Citywalk Plot 5.11 Main Works Contract BOQ (1).xlsx |  |  |  | CITYWALK PHASE-05, PLOT 5.11 | Residential | CITYWALK RESIDENTIAL 1 LLC
391 | B | To ceilings; ceiling drop over 2000mm but not exceeding 2500mm | 19 | m² | 104 | 1976 | J — Finishes | J | J05 | J0501 | J5 Suspended ceilings | 3.01 | Internal Finishes | Area (m²), Length (m) | AED | 76 | Fuzzy | ⚠ |  | Citywalk Plot 5.11 Main Works Contract BOQ (1).xlsx |  |  |  | CITYWALK PHASE-05, PLOT 5.11 | Residential | CITYWALK RESIDENTIAL 1 LLC
393 | C | To ceilings; ceiling drop over 2500mm but not exceeding 3000mm | 84 | m² | 110 | 9240 | J — Finishes | J | J05 | J0501 | J5 Suspended ceilings | 3.01 | Internal Finishes | Area (m²), Length (m) | AED | 76 | Fuzzy | ⚠ |  | Citywalk Plot 5.11 Main Works Contract BOQ (1).xlsx |  |  |  | CITYWALK PHASE-05, PLOT 5.11 | Residential | CITYWALK RESIDENTIAL 1 LLC
▸ Fiber Cement board monolithic ceiling; 12.5mm thick; fixed to concealed metal suspension system, shadow gap, aluminum trims, corner bead, finishes (measured separately), accessories and all necessary fixings and accessories; to CF-13
397 | D | To ceilings; ceiling drop over 2000mm but not exceeding 2500mm | 830 | m² | 183 | 151890 | J — Finishes | J | J05 | J0501 | J5 Suspended ceilings | 3.01 | Internal Finishes | Area (m²), Length (m) | AED | 76 | Fuzzy | ⚠ |  | Citywalk Plot 5.11 Main Works Contract BOQ (1).xlsx |  |  |  | CITYWALK PHASE-05, PLOT 5.11 | Residential | CITYWALK RESIDENTIAL 1 LLC
399 | E | Bulkhead; 300mm high | 59 | m | 44 | 2596 | J — Finishes | J | J05 | J0501 | J5 Suspended ceilings | 3.01 | Finishes – Gypsum Bulkhead | Length (m) | AED | 95 | Rule | ✓ |  | Citywalk Plot 5.11 Main Works Contract BOQ (1).xlsx |  |  |  | CITYWALK PHASE-05, PLOT 5.11 | Residential | CITYWALK RESIDENTIAL 1 LLC
401 | F | Cove light; 150 x 100mm | 116 | m | 88 | 10208 | J — Finishes | J | J07 | J0701 | J7 Signwriting | 3.01 | Finishes – Ceiling Finishes | Length (m) or Each | AED | 78 | AI | ⚠ |  | Citywalk Plot 5.11 Main Works Contract BOQ (1).xlsx |  |  |  | CITYWALK PHASE-05, PLOT 5.11 | Residential | CITYWALK RESIDENTIAL 1 LLC
▸ Metal ceiling tiles; 600 x 600mm demountable lay-in tile; including proprietary ceiling suspension system, shadow gap, aluminum trim, corner bead, fixings, accessories and all ancillary works as necessary; to CF-18
405 | G | To ceilings; ceiling drop not exceeding 500mm | 9 | m² | 300 | 2700 | J — Finishes | J | J05 | J0501 | J5 Suspended ceilings | 3.01 | Internal Finishes | Area (m²), Length (m) | AED | 79 | Fuzzy | ⚠ |  | Citywalk Plot 5.11 Main Works Contract BOQ (1).xlsx |  |  |  | CITYWALK PHASE-05, PLOT 5.11 | Residential | CITYWALK RESIDENTIAL 1 LLC
407 | H | To ceilings; ceiling drop over 500mm but not exceeding 1000mm | 7 | m² | 325 | 2275 | J — Finishes | J | J05 | J0501 | J5 Suspended ceilings | 3.01 | Internal Finishes | Area (m²), Length (m) | AED | 77 | Fuzzy | ⚠ |  | Citywalk Plot 5.11 Main Works Contract BOQ (1).xlsx |  |  |  | CITYWALK PHASE-05, PLOT 5.11 | Residential | CITYWALK RESIDENTIAL 1 LLC
409 | J | To ceilings; ceiling drop over 2500mm but not exceeding 3000mm | 29 | m² | 350 | 10150 | J — Finishes | J | J05 | J0501 | J5 Suspended ceilings | 3.01 | Internal Finishes | Area (m²), Length (m) | AED | 76 | Fuzzy | ⚠ |  | Citywalk Plot 5.11 Main Works Contract BOQ (1).xlsx |  |  |  | CITYWALK PHASE-05, PLOT 5.11 | Residential | CITYWALK RESIDENTIAL 1 LLC
412 |  |  |  | To Collection AED |  | 192223 | [8 empty] | AED |  |  |  |  | Citywalk Plot 5.11 Main Works Contract BOQ (1).xlsx |  |  |  | CITYWALK PHASE-05, PLOT 5.11 | Residential | CITYWALK RESIDENTIAL 1 LLC
▸ DECORATIONS
▸ Note: Refer to the following:
▸ 1. Specification;
▸ DHRE0017-KP-XX-XX-SPC-MW-108001_Architectural, ID and Civil Specs
▸ 2.Drawings;
▸ DHRE0017-KP-XX-01-DWG-AR-101300 to 101301
▸ DHRE0017-KP-XX-GF-DWG-ID-104005
▸ DHRE0017-KP-XX-ZZ-DWG-AR-106012_FINISHES PLAN GF
▸ DHRE0017-KP-XX-ZZ-DWG-AR-106011_FINISHES PLAN B1
▸ Internal
▸ Floor Finishes
▸ High performance, high build Solvent free Epoxy Polyurethane Paint; two coats of two component to a minimum total thickness of 500 microns; laid on bonded screed (measured separately); including fixings, accessories and all ancillary works as necessary
440 | A | Type FF10; to floors | 496 | m² | 73 | 36208 | N — Special Construction | N | N01 | N0101 | N1 Generally | 8.01 | Special Construction – Water Feature | Area (m²) | AED | 88 | Rule | ✓ |  | Citywalk Plot 5.11 Main Works Contract BOQ (1).xlsx |  |  |  | CITYWALK PHASE-05, PLOT 5.11 | Residential | CITYWALK RESIDENTIAL 1 LLC
▸ Non slip heavy duty polyurethane based traffic coating system; complies with ASTM C 957; applied on smooth concrete; including fixings, accessories and all ancillary works as necessary
444 | B | Type FF11; to Parking & driveway | 3967 | m² | 69 | 273723 | J — Finishes | J | J03 | J0302 | J3 Finishings | 3.01 | Finishes – Floor Tiles | Area (m²) | AED | 82 | AI | ⚠ |  | Citywalk Plot 5.11 Main Works Contract BOQ (1).xlsx |  |  |  | CITYWALK PHASE-05, PLOT 5.11 | Residential | CITYWALK RESIDENTIAL 1 LLC
447 |  |  |  | To Collection AED |  | 309931 | [8 empty] | AED |  |  |  |  | Citywalk Plot 5.11 Main Works Contract BOQ (1).xlsx |  |  |  | CITYWALK PHASE-05, PLOT 5.11 | Residential | CITYWALK RESIDENTIAL 1 LLC
▸ DECORATIONS (Cont'd)
▸ Epoxy based traffic coating system on islands; applied on finish slab; including fixings, accessories and all ancillary works as necessary
455 | A | Type FF11b; to floors | 724 | m² | 58 | 41992 | N — Special Construction | N | N01 | N0101 | N1 Generally | 8.01 | Special Construction – Water Feature | Area (m²) | AED | 88 | Rule | ✓ |  | Citywalk Plot 5.11 Main Works Contract BOQ (1).xlsx |  |  |  | CITYWALK PHASE-05, PLOT 5.11 | Residential | CITYWALK RESIDENTIAL 1 LLC
▸ High performance, high build Solvent free Epoxy Polyurethane Paint; two coats of two component to a minimum total thickness of 500 microns; including fixings, accessories and all ancillary works as necessary
459 | B | Type FF12 | 31 | m² | 73 | 2263 | B — Site Work | B | B09 | B0901 | B9 Excavation | 8.01 | Site Works, Drainage, External Services & Landscaping | Volume (m³), Length (m), Area (m²), Enumerated (nr), Item | AED | 62 | Fuzzy | ⚠ |  | Citywalk Plot 5.11 Main Works Contract BOQ (1).xlsx |  |  |  | CITYWALK PHASE-05, PLOT 5.11 | Residential | CITYWALK RESIDENTIAL 1 LLC
▸ High performance, high build elastomeric Polyurethane based coating system including fixings, accessories and all ancillary works as necessary
463 | C | Type FF13 | 295 | m² | 73 | 21535 | B — Site Work | B | B09 | B0901 | B9 Excavation | 8.01 | Site Works, Drainage, External Services & Landscaping | Volume (m³), Length (m), Area (m²), Enumerated (nr), Item | AED | 62 | Fuzzy | ⚠ |  | Citywalk Plot 5.11 Main Works Contract BOQ (1).xlsx |  |  |  | CITYWALK PHASE-05, PLOT 5.11 | Residential | CITYWALK RESIDENTIAL 1 LLC
▸ High performance, high build Solvent free Epoxy Paint; two coats of two component to a minimum total thickness of 500 microns; laid on smooth finish concrete steps; including fixings, accessories and all ancillary works as necessary
467 | D | Type FF16; to stairs | 105 | m² | 73 | 7665 | J — Finishes | J | J03 | J0302 | J3 Finishings | 3.01 | Finishes – Floor Tiles | Area (m²) | AED | 82 | AI | ⚠ |  | Citywalk Plot 5.11 Main Works Contract BOQ (1).xlsx |  |  |  | CITYWALK PHASE-05, PLOT 5.11 | Residential | CITYWALK RESIDENTIAL 1 LLC
▸ Epoxy skirting; including finishes, fixings, accessories and all ancillary works as necessary
471 | E | Type SK-04; 100mm high | 360 | m | 24 | 8640 | J — Finishes | J | J04 | J0401 | J4 Sundries | 3.01 | Finishes – Skirting Boards | Length (m) | AED | 80 | AI | ⚠ |  | Citywalk Plot 5.11 Main Works Contract BOQ (1).xlsx |  |  |  | CITYWALK PHASE-05, PLOT 5.11 | Residential | CITYWALK RESIDENTIAL 1 LLC
▸ Polyurethane based coating skirting; including finishes, fixings, accessories and all ancillary works as necessary
475 | F | Type SK-06; 100mm high | 164 | m | 24 | 3936 | J — Finishes | J | J04 | J0401 | J4 Sundries | 3.01 | Finishes – Skirting Boards | Length (m) | AED | 80 | AI | ⚠ |  | Citywalk Plot 5.11 Main Works Contract BOQ (1).xlsx |  |  |  | CITYWALK PHASE-05, PLOT 5.11 | Residential | CITYWALK RESIDENTIAL 1 LLC
478 |  |  |  | To Collection AED |  | 86031 | [8 empty] | AED |  |  |  |  | Citywalk Plot 5.11 Main Works Contract BOQ (1).xlsx |  |  |  | CITYWALK PHASE-05, PLOT 5.11 | Residential | CITYWALK RESIDENTIAL 1 LLC
▸ DECORATIONS (Cont'd)
▸ Wall finishes
▸ Non-combustible, anti-bacterial, anti-fungal acrylic emulsion paint, hygienic grade applied on cement plaster (measured separately); including surface preparation, primer, coatings and all necessary accessories
488 | A | To walls BOH toilets and Janitor room; WF-05 | 45 | m² | 4 | 180 | J — Finishes | J | J02 | J0201 | J2 Backgrounds | 3.01 | Finishes – Wall | Area (m²) | AED | 88 | Rule | ✓ |  | Citywalk Plot 5.11 Main Works Contract BOQ (1).xlsx |  |  |  | CITYWALK PHASE-05, PLOT 5.11 | Residential | CITYWALK RESIDENTIAL 1 LLC
490 | B | To walls garbage room; WF-06 | 106 | m² | 4 | 424 | J — Finishes | J | J02 | J0201 | J2 Backgrounds | 3.01 | Finishes – Wall | Area (m²) | AED | 88 | Rule | ✓ |  | Citywalk Plot 5.11 Main Works Contract BOQ (1).xlsx |  |  |  | CITYWALK PHASE-05, PLOT 5.11 | Residential | CITYWALK RESIDENTIAL 1 LLC
492 | C | To walls service lobby; WF-16 | 97 | m² | 4 | 388 | J — Finishes | J | J02 | J0201 | J2 Backgrounds | 3.01 | Finishes – Wall | Area (m²) | AED | 88 | Rule | ✓ |  | Citywalk Plot 5.11 Main Works Contract BOQ (1).xlsx |  |  |  | CITYWALK PHASE-05, PLOT 5.11 | Residential | CITYWALK RESIDENTIAL 1 LLC
494 | D | To walls WM room; WF-19 | 78 | m² | 4 | 312 | J — Finishes | J | J02 | J0201 | J2 Backgrounds | 3.01 | Finishes – Wall | Area (m²) | AED | 88 | Rule | ✓ |  | Citywalk Plot 5.11 Main Works Contract BOQ (1).xlsx |  |  |  | CITYWALK PHASE-05, PLOT 5.11 | Residential | CITYWALK RESIDENTIAL 1 LLC
▸ Highly washable, stain resistant pure acrylic emulsion paint applied on cement plaster (measured separately); including surface preparation, primer, coatings and all necessary accessories
498 | E | To bulk waste; WF-15 | 59 | m² | 23 | 1357 | J — Finishes | J | J05 | J0501 | J5 Suspended ceilings | 3.01 | Finishes – Wall Coverings | Area (m²) | AED | 75 | AI | ⚠ |  | Citywalk Plot 5.11 Main Works Contract BOQ (1).xlsx |  |  |  | CITYWALK PHASE-05, PLOT 5.11 | Residential | CITYWALK RESIDENTIAL 1 LLC
500 | F | To service areas and corridors; WF-20 | 2915 | m² | 23 | 67045 | B — Site Work | B | B09 | B0902 | B9 Excavation | 8.01 | Site Works, Drainage, External Services & Landscaping | Volume (m³), Length (m), Area (m²), Enumerated (nr), Item | AED | 60 | Fuzzy | ⚠ |  | Citywalk Plot 5.11 Main Works Contract BOQ (1).xlsx |  |  |  | CITYWALK PHASE-05, PLOT 5.11 | Residential | CITYWALK RESIDENTIAL 1 LLC
502 | G | To BOH corridors; WF-20 | 189 | m² | 23 | 4347 | J — Finishes | J | J05 | J0501 | J5 Suspended ceilings | 3.01 | Finishes – Wall Coverings | Area (m²) | AED | 75 | AI | ⚠ |  | Citywalk Plot 5.11 Main Works Contract BOQ (1).xlsx |  |  |  | CITYWALK PHASE-05, PLOT 5.11 | Residential | CITYWALK RESIDENTIAL 1 LLC
▸ Anti carbonation pure acrylic paint applied on cement plaster, above 100mm, PVA primer with acoustic insulation including board ; including surface preparation, primer, coatings and all necessary accessories
506 | H | To generator room; WF-17 | 168 | m² | 0 | As per tender query respone 4/200, finish for generator room is changed to WF-20 | J — Finishes | J | J03 | J0301 | J3 Finishings | 3.01 | Finishes – Wall Finishes | Area (m²) | AED | 85 | AI | ✓ |  | Citywalk Plot 5.11 Main Works Contract BOQ (1).xlsx |  |  |  | CITYWALK PHASE-05, PLOT 5.11 | Residential | CITYWALK RESIDENTIAL 1 LLC
509 |  |  |  | To Collection AED |  | 74053 | [8 empty] | AED |  |  |  |  | Citywalk Plot 5.11 Main Works Contract BOQ (1).xlsx |  |  |  | CITYWALK PHASE-05, PLOT 5.11 | Residential | CITYWALK RESIDENTIAL 1 LLC
▸ DECORATIONS (Cont'd)
▸ Anti carbonation pure acrylic paint applied on smooth finished concrete ready to receive finish; with wall marking on walls for traffic directions and on columns for parking area code; including surface preparation, primer, coatings and all necessary accessories
517 | A | To parking area; WF-22 | 3876 | m² | 29 | 112404 | J — Finishes | J | J03 | J0301 | J3 Finishings | 3.01 | Finishes – Wall Finishes | Area (m²) | AED | 85 | AI | ✓ |  | Citywalk Plot 5.11 Main Works Contract BOQ (1).xlsx |  |  |  | CITYWALK PHASE-05, PLOT 5.11 | Residential | CITYWALK RESIDENTIAL 1 LLC
519 | B | To parking area circular column; WF-22 | 44 | m² | 29 | 1276 | C — Concrete Work | C | C04 | C0406 | C4 Shuttering | 2.01 | Frame / Concrete Work | Volume (m³), Weight (t), Area (m²), Length (m), Enumerated (nr) | AED | 63 | Fuzzy | ⚠ |  | Citywalk Plot 5.11 Main Works Contract BOQ (1).xlsx |  |  |  | CITYWALK PHASE-05, PLOT 5.11 | Residential | CITYWALK RESIDENTIAL 1 LLC
▸ Dust sealer applied on smooth finished concrete ready to receive finish; including surface preparation, primer, coatings and all necessary accessories
523 | C | To F/S lift; WF-23 | 104 | m² | 30 | 3120 | J — Finishes | J | J03 | J0301 | J3 Finishings | 3.01 | Finishes – Wall Finishes | Area (m²) | AED | 85 | AI | ✓ |  | Citywalk Plot 5.11 Main Works Contract BOQ (1).xlsx |  |  |  | CITYWALK PHASE-05, PLOT 5.11 | Residential | CITYWALK RESIDENTIAL 1 LLC
▸ Accent wall paint; applied on cement plaster (measured separately); including surface preparation, primer, coatings and all necessary accessories
527 | D | To lift lobby; C-PA-03 | 10 | m² | 0 | N/A | J — Finishes | J | J03 | J0301 | J3 Finishings | 3.01 | Finishes – Wall Finishes | Area (m²) | AED | 85 | AI | ✓ |  | Citywalk Plot 5.11 Main Works Contract BOQ (1).xlsx |  |  |  | CITYWALK PHASE-05, PLOT 5.11 | Residential | CITYWALK RESIDENTIAL 1 LLC
▸ External grade pure acrylic wall paint; applied on cement plaster (measured separately); including surface preparation, primer, coatings and all necessary accessories
531 | E | To MEP shafts | 316 | m² | 0 | N/A as per TQR 154 | B — Site Work | B | B24 | B2401 | B24 Tunnel excavation | 8.01 | Site Works, Drainage, External Services & Landscaping | Volume (m³), Length (m), Area (m²), Enumerated (nr), Item | AED | 66 | Fuzzy | ⚠ |  | Citywalk Plot 5.11 Main Works Contract BOQ (1).xlsx |  |  |  | CITYWALK PHASE-05, PLOT 5.11 | Residential | CITYWALK RESIDENTIAL 1 LLC
540 |  |  |  | To Collection AED |  | 116800 | [8 empty] | AED |  |  |  |  | Citywalk Plot 5.11 Main Works Contract BOQ (1).xlsx |  |  |  | CITYWALK PHASE-05, PLOT 5.11 | Residential | CITYWALK RESIDENTIAL 1 LLC
▸ DECORATIONS (Cont'd)
▸ Epoxy paint; unto 1350mm from third level; applied on cement plaster (measured separately); including surface preparation, primer, coatings and all necessary accessories
548 | A | To stair; WF-18 | 134 | m² | 23 | 3082 | J — Finishes | J | J03 | J0301 | J3 Finishings | 3.01 | Finishes – Wall Finishes | Area (m²) | AED | 85 | AI | ✓ |  | Citywalk Plot 5.11 Main Works Contract BOQ (1).xlsx |  |  |  | CITYWALK PHASE-05, PLOT 5.11 | Residential | CITYWALK RESIDENTIAL 1 LLC
▸ Highly washable, stain resistant pure acrylic emulsion paint applied on cement plaster (measured separately); including surface preparation, primer, coatings and all necessary accessories
552 | B | To staircases; WF-18 | 214 | m² | 23 | 4922 | C — Concrete Work | C | C02 | C0201 | C2 Poured concrete | 2.01 | Frame | Volume (m³) | AED | 93 | Rule | ✓ |  | Citywalk Plot 5.11 Main Works Contract BOQ (1).xlsx |  |  |  | CITYWALK PHASE-05, PLOT 5.11 | Residential | CITYWALK RESIDENTIAL 1 LLC
▸ Paint type C-PA-10/C-PT-10; applied on MDF wood panel (measured separately); including surface preparation, primer, coatings and all necessary accessories
556 | C | To door top board fixed to the wall | 2 | m² | 81 | 162 | H — Doors And Windows | H | H00 | H0000 |  | 2.06 | Windows and External Doors | Enumerated (nr), Area (m²), Length (m) | AED | 64 | Fuzzy | ⚠ |  | Citywalk Plot 5.11 Main Works Contract BOQ (1).xlsx |  |  |  | CITYWALK PHASE-05, PLOT 5.11 | Residential | CITYWALK RESIDENTIAL 1 LLC
▸ Ceiling Finishes
▸ To Public Areas
▸ Emulsion paint; Fenomastic hygiene; Matt / RAL 9016 - traffic white; including surface preparation, base and final coat, accessories and all ancillary works as necessary; to C-PT-01
564 | D | To gypsum board ceiling | 202 | m² | 23 | 4646 | J — Finishes | J | J02 | J0201 | J2 Backgrounds | 3.01 | Internal Finishes | Area (m²), Length (m) | AED | 72 | Fuzzy | ⚠ |  | Citywalk Plot 5.11 Main Works Contract BOQ (1).xlsx |  |  |  | CITYWALK PHASE-05, PLOT 5.11 | Residential | CITYWALK RESIDENTIAL 1 LLC
566 | E | To bulkheads and light coves | 78 | m² | 23 | 1794 | J — Finishes | J | J05 | J0501 | J5 Suspended ceilings | 3.01 | Internal Finishes | Area (m²), Length (m) | AED | 71 | Fuzzy | ⚠ |  | Citywalk Plot 5.11 Main Works Contract BOQ (1).xlsx |  |  |  | CITYWALK PHASE-05, PLOT 5.11 | Residential | CITYWALK RESIDENTIAL 1 LLC
574 |  |  |  | To Collection AED |  | 14606 | [8 empty] | AED |  |  |  |  | Citywalk Plot 5.11 Main Works Contract BOQ (1).xlsx |  |  |  | CITYWALK PHASE-05, PLOT 5.11 | Residential | CITYWALK RESIDENTIAL 1 LLC
▸ DECORATIONS (Cont'd)
▸ Anti Carbonation Pure Acrylic paint; to parking; including skim coat (if required), surface preparation, primer, coatings, accessories and all ancillary works as necessary; to CF-02
582 | A | To ceiling soffit | 4453 | m² | 35 | 155855 | J — Finishes | J | J02 | J0201 | J2 Backgrounds | 3.01 | Internal Finishes | Area (m²), Length (m) | AED | 79 | Fuzzy | ⚠ |  | Citywalk Plot 5.11 Main Works Contract BOQ (1).xlsx |  |  |  | CITYWALK PHASE-05, PLOT 5.11 | Residential | CITYWALK RESIDENTIAL 1 LLC
▸ Dust sealer; including surface preparation, accessories and all ancillary works as necessary; to CF-03
586 | B | To ceiling soffit | 4 | m² | 23 | 92 | J — Finishes | J | J02 | J0201 | J2 Backgrounds | 3.01 | Internal Finishes | Area (m²), Length (m) | AED | 79 | Fuzzy | ⚠ |  | Citywalk Plot 5.11 Main Works Contract BOQ (1).xlsx |  |  |  | CITYWALK PHASE-05, PLOT 5.11 | Residential | CITYWALK RESIDENTIAL 1 LLC
▸ Paint finish; including surface preparation, primer, coatings, accessories and all ancillary works as necessary; to CF-13
590 | C | To cement board ceiling | 830 | m² | 23 | 19090 | J — Finishes | J | J02 | J0201 | J2 Backgrounds | 3.01 | Internal Finishes | Area (m²), Length (m) | AED | 72 | Fuzzy | ⚠ |  | Citywalk Plot 5.11 Main Works Contract BOQ (1).xlsx |  |  |  | CITYWALK PHASE-05, PLOT 5.11 | Residential | CITYWALK RESIDENTIAL 1 LLC
592 | D | To bulkheads and light coves | 63 | m² | 23 | 1449 | J — Finishes | J | J05 | J0501 | J5 Suspended ceilings | 3.01 | Internal Finishes | Area (m²), Length (m) | AED | 71 | Fuzzy | ⚠ |  | Citywalk Plot 5.11 Main Works Contract BOQ (1).xlsx |  |  |  | CITYWALK PHASE-05, PLOT 5.11 | Residential | CITYWALK RESIDENTIAL 1 LLC
▸ Pure acrylic emulsion paint; highly washable, stain resistant; apply on closed cell phenolic insulation board (measured separately); including skim coat (if required), surface preparation, primer, coatings, accessories and all ancillary works as necessary; to CF-12a
596 | E | To ceiling soffit | 366 | m² | 23 | 8418 | J — Finishes | J | J02 | J0201 | J2 Backgrounds | 3.01 | Internal Finishes | Area (m²), Length (m) | AED | 79 | Fuzzy | ⚠ |  | Citywalk Plot 5.11 Main Works Contract BOQ (1).xlsx |  |  |  | CITYWALK PHASE-05, PLOT 5.11 | Residential | CITYWALK RESIDENTIAL 1 LLC
▸ Anti- carbonation pure acrylic paint; apply on closed cell phenolic insulation board (measured separately); including skim coat (if required), surface preparation, primer, coatings, accessories and all ancillary works as necessary; to CF-12c
600 | F | To ceiling soffit | 255 | m² | 29 | 7395 | J — Finishes | J | J02 | J0201 | J2 Backgrounds | 3.01 | Internal Finishes | Area (m²), Length (m) | AED | 79 | Fuzzy | ⚠ |  | Citywalk Plot 5.11 Main Works Contract BOQ (1).xlsx |  |  |  | CITYWALK PHASE-05, PLOT 5.11 | Residential | CITYWALK RESIDENTIAL 1 LLC
605 |  |  |  | To Collection AED |  | 192299 | [8 empty] | AED |  |  |  |  | Citywalk Plot 5.11 Main Works Contract BOQ (1).xlsx |  |  |  | CITYWALK PHASE-05, PLOT 5.11 | Residential | CITYWALK RESIDENTIAL 1 LLC
▸ DECORATIONS (Cont'd)
▸ Acrylic emulsion paint; non-combustible, anti-bacterial, anti-fungal, hygienic; including skim coat (if required), surface preparation, base and final coat, accessories and all ancillary works as necessary; to CF-16
613 | A | To ceiling soffit | 113 | m² | 23 | 2599 | J — Finishes | J | J02 | J0201 | J2 Backgrounds | 3.01 | Internal Finishes | Area (m²), Length (m) | AED | 79 | Fuzzy | ⚠ |  | Citywalk Plot 5.11 Main Works Contract BOQ (1).xlsx |  |  |  | CITYWALK PHASE-05, PLOT 5.11 | Residential | CITYWALK RESIDENTIAL 1 LLC
▸ Pure acrylic emulsion paint; highly washable, stain resistant; including skim coat (if required), surface preparation, base and final coat, accessories and all ancillary works as necessary; to CF-19
617 | B | To ceiling soffit | 519 | m² | 23 | 11937 | J — Finishes | J | J02 | J0201 | J2 Backgrounds | 3.01 | Internal Finishes | Area (m²), Length (m) | AED | 79 | Fuzzy | ⚠ |  | Citywalk Plot 5.11 Main Works Contract BOQ (1).xlsx |  |  |  | CITYWALK PHASE-05, PLOT 5.11 | Residential | CITYWALK RESIDENTIAL 1 LLC
619 | C | To stair soffit | 114 | m² | 23 | 2622 | J — Finishes | J | J03 | J0301 | J3 Finishings | 3.01 | Finishes – Wall/Ceiling Finishes | Area (m²) | AED | 80 | AI | ⚠ |  | Citywalk Plot 5.11 Main Works Contract BOQ (1).xlsx |  |  |  | CITYWALK PHASE-05, PLOT 5.11 | Residential | CITYWALK RESIDENTIAL 1 LLC
▸ External
▸ Wall finishes
▸ Wall paint; with pure acrylic external paint finish; UV stable, Carbon dioxide and Alkali resistant shield paint; including surface preparation, 1 coat of primer, 2 coats of finish coatings and all necessary accessories; refer specification section 09 90 00
627 | D | To block walls above entrance lobby; Grey colour | 7 | m² | 0 | 0 | F — Woodwork | F | F02 | F0201 | F2 Structural timbers | 2.01 | Frame / Woodwork | Length (m), Area (m²), Enumerated (nr) | AED | 78 | Fuzzy | ⚠ |  | Citywalk Plot 5.11 Main Works Contract BOQ (1).xlsx |  |  |  | CITYWALK PHASE-05, PLOT 5.11 | Residential | CITYWALK RESIDENTIAL 1 LLC
▸ Wall paint; rendered exterior paint finish; colour: white; including surface preparation, primer, coatings and all necessary accessories
631 | E | To stepped planter walls; type-W01 | 418 | m² | 45 | 18810 | C — Concrete Work | C | C02 | C0201 | C2 Poured concrete | 2.01 | Upper Floors / Walls | Volume (m³) | AED | 93 | Rule | ✓ |  | Citywalk Plot 5.11 Main Works Contract BOQ (1).xlsx |  |  |  | CITYWALK PHASE-05, PLOT 5.11 | Residential | CITYWALK RESIDENTIAL 1 LLC
635 |  |  |  | To Collection AED |  | 35968 | [8 empty] | AED |  |  |  |  | Citywalk Plot 5.11 Main Works Contract BOQ (1).xlsx |  |  |  | CITYWALK PHASE-05, PLOT 5.11 | Residential | CITYWALK RESIDENTIAL 1 LLC
▸ SIGNWRITING
▸ Note: Refer to the following:
▸ 1. Specification;
▸ DHRE0017-KP-XX-XX-SPC-MW-108001_Architectural, ID and Civil Specs
▸ 2.Drawings;
▸ DHRE0017-PWS-XX-B1-DWG-SW-100001 - BASEMENT 1 SIGN LOCATION PLAN
▸ DHRE0017-PWS-XX-GF-DWG-SW-100002 - GROUND FLOOR SIGN LOCATION PLAN
▸ Road marking; RAL 9003 , white epoxy paint as per engineer's approval; including all accessories
655 | A | Straight arrow | 9 | Nr. | 69 | 621 | B — Site Work | B | B24 | B2401 | B24 Tunnel excavation | 8.01 | Site Works, Drainage, External Services & Landscaping | Volume (m³), Length (m), Area (m²), Enumerated (nr), Item | AED | 72 | Fuzzy | ⚠ |  | Citywalk Plot 5.11 Main Works Contract BOQ (1).xlsx |  |  |  | CITYWALK PHASE-05, PLOT 5.11 | Residential | CITYWALK RESIDENTIAL 1 LLC
657 | B | Right turn arrow | 10 | Nr. | 94 | 940 | K — Accessories | K | K02 | K0204 | K2 Partitions | 5.12 | Communication & Security – Signage | Number | AED | 82 | AI | ⚠ |  | Citywalk Plot 5.11 Main Works Contract BOQ (1).xlsx |  |  |  | CITYWALK PHASE-05, PLOT 5.11 | Residential | CITYWALK RESIDENTIAL 1 LLC
659 | C | Left turn arrow | 3 | Nr. | 94 | 282 | K — Accessories | K | K02 | K0204 | K2 Partitions | 5.12 | Communication & Security – Signage | Number | AED | 82 | AI | ⚠ |  | Citywalk Plot 5.11 Main Works Contract BOQ (1).xlsx |  |  |  | CITYWALK PHASE-05, PLOT 5.11 | Residential | CITYWALK RESIDENTIAL 1 LLC
661 | D | Left and right turn arrow | 2 | Nr. | 69 | 138 | K — Accessories | K | K02 | K0204 | K2 Partitions | 5.12 | Communication & Security – Signage | Number | AED | 82 | AI | ⚠ |  | Citywalk Plot 5.11 Main Works Contract BOQ (1).xlsx |  |  |  | CITYWALK PHASE-05, PLOT 5.11 | Residential | CITYWALK RESIDENTIAL 1 LLC
663 | E | Straight/left arrow | 1 | Nr. | 94 | 94 | K — Accessories | K | K02 | K0204 | K2 Partitions | 5.12 | Communication & Security – Signage | Number | AED | 82 | AI | ⚠ |  | Citywalk Plot 5.11 Main Works Contract BOQ (1).xlsx |  |  |  | CITYWALK PHASE-05, PLOT 5.11 | Residential | CITYWALK RESIDENTIAL 1 LLC
665 | F | Straight/left/right arrow | 3 | Nr. | 94 | 282 | K — Accessories | K | K02 | K0204 | K2 Partitions | 5.12 | Communication & Security – Signage | Number | AED | 82 | AI | ⚠ |  | Citywalk Plot 5.11 Main Works Contract BOQ (1).xlsx |  |  |  | CITYWALK PHASE-05, PLOT 5.11 | Residential | CITYWALK RESIDENTIAL 1 LLC
667 | G | Separation lines; 100mm wide | 1403 | m | 13 | 18239 | J — Finishes | J | J03 | J0302 | J3 Finishings | 3.01 | Finishes – Floor Markings | Length (m) | AED | 80 | AI | ⚠ |  | Citywalk Plot 5.11 Main Works Contract BOQ (1).xlsx |  |  |  | CITYWALK PHASE-05, PLOT 5.11 | Residential | CITYWALK RESIDENTIAL 1 LLC
669 | H | Line Marking | 78 | m | 8 | 624 | B — Site Work | B | B12 | B1201 | B12 Filling | 8.01 | Site Works, Drainage, External Services & Landscaping | Volume (m³), Length (m), Area (m²), Enumerated (nr), Item | AED | 63 | Fuzzy | ⚠ |  | Citywalk Plot 5.11 Main Works Contract BOQ (1).xlsx |  |  |  | CITYWALK PHASE-05, PLOT 5.11 | Residential | CITYWALK RESIDENTIAL 1 LLC
671 | J | Type CP1-RG01; Disabled Sign | 3 | Nr. | 219 | 657 | K — Accessories | K | K02 | K0204 | K2 Partitions | 5.12 | Communication & Security – Signage | Number | AED | 85 | AI | ✓ |  | Citywalk Plot 5.11 Main Works Contract BOQ (1).xlsx |  |  |  | CITYWALK PHASE-05, PLOT 5.11 | Residential | CITYWALK RESIDENTIAL 1 LLC
673 | K | Type CP1-RG01 Prefered Parking Sign | 3 | Nr. | 219 | 657 | K — Accessories | K | K02 | K0204 | K2 Partitions | 5.12 | Communication & Security – Signage | Number | AED | 85 | AI | ✓ |  | Citywalk Plot 5.11 Main Works Contract BOQ (1).xlsx |  |  |  | CITYWALK PHASE-05, PLOT 5.11 | Residential | CITYWALK RESIDENTIAL 1 LLC
675 | L | Parking Lot Sign | 132 | Nr. | 31 | 4092 | K — Accessories | K | K02 | K0204 | K2 Partitions | 5.12 | Communication & Security – Signage | Number | AED | 85 | AI | ✓ |  | Citywalk Plot 5.11 Main Works Contract BOQ (1).xlsx |  |  |  | CITYWALK PHASE-05, PLOT 5.11 | Residential | CITYWALK RESIDENTIAL 1 LLC
677 | M | Floor paint marking | 2 | m² | 125 | 250 | J — Finishes | J | J03 | J0301 | J3 Finishings | 3.01 | Internal Finishes | Area (m²), Length (m) | AED | 62 | Fuzzy | ⚠ |  | Citywalk Plot 5.11 Main Works Contract BOQ (1).xlsx |  |  |  | CITYWALK PHASE-05, PLOT 5.11 | Residential | CITYWALK RESIDENTIAL 1 LLC
680 |  |  |  | To Collection AED |  | 26876 | [8 empty] | AED |  |  |  |  | Citywalk Plot 5.11 Main Works Contract BOQ (1).xlsx |  |  |  | CITYWALK PHASE-05, PLOT 5.11 | Residential | CITYWALK RESIDENTIAL 1 LLC
▸ GENERALLY
685 | A | Allow for any other works which are not included above and which are required to complete the Finishes in accordance with the Specification and the Drawings (Tenderer to list below) | 0 | Item | 0 | 0 | A — General Requirements | A | A01 | A0101 | Conditions of contract | 9.01 | Preliminaries – Contingency | Item | AED | 90 | Rule | ✓ |  | Citywalk Plot 5.11 Main Works Contract BOQ (1).xlsx |  |  |  | CITYWALK PHASE-05, PLOT 5.11 | Residential | CITYWALK RESIDENTIAL 1 LLC
▸ ADDITION ITEM
687 | 1 | Spray plaster to exposed ceiling | 613 | m² | 30 | 18390 | J — Finishes | J | J05 | J0500 | J5 Suspended ceilings | 3.01 | Internal Finishes | Area (m²), Length (m) | AED | 71 | Fuzzy | ⚠ |  | Citywalk Plot 5.11 Main Works Contract BOQ (1).xlsx |  |  |  | CITYWALK PHASE-05, PLOT 5.11 | Residential | CITYWALK RESIDENTIAL 1 LLC
688 | 2 | Transition trim to common areas | 15 | m | 81 | 1215 | J — Finishes | J | J03 | J0301 | J3 Finishings | 3.01 | Finishes – Trim & Transitions | Length (m) | AED | 78 | AI | ⚠ |  | Citywalk Plot 5.11 Main Works Contract BOQ (1).xlsx |  |  |  | CITYWALK PHASE-05, PLOT 5.11 | Residential | CITYWALK RESIDENTIAL 1 LLC
689 | 3 | Wall paint; with pure acrylic external paint finish To block walls above entrance lobby; Grey colour | 13 | m² | 45 | 585 | F — Woodwork | F | F02 | F0201 | F2 Structural timbers | 2.01 | Frame / Woodwork | Length (m), Area (m²), Enumerated (nr) | AED | 72 | Fuzzy | ⚠ |  | Citywalk Plot 5.11 Main Works Contract BOQ (1).xlsx |  |  |  | CITYWALK PHASE-05, PLOT 5.11 | Residential | CITYWALK RESIDENTIAL 1 LLC
690 | 4 | End trim to Garbage room walls | 37 | m | 61 | 2257 | F — Woodwork | F | F02 | F0201 | F2 Structural timbers | 2.01 | Frame / Woodwork | Length (m), Area (m²), Enumerated (nr) | AED | 79 | Fuzzy | ⚠ |  | Citywalk Plot 5.11 Main Works Contract BOQ (1).xlsx |  |  |  | CITYWALK PHASE-05, PLOT 5.11 | Residential | CITYWALK RESIDENTIAL 1 LLC
▸ ADDITION TO & DEDUCTION TO
692 | 2/J/1/A | 50mm thick; to receive tiles | -1 | m² | 100 | -100 | B — Site Work | B | B09 | B0901 | B9 Excavation | 8.01 | Site Works, Drainage, External Services & Landscaping | Volume (m³), Length (m), Area (m²), Enumerated (nr), Item | AED | 62 | Fuzzy | ⚠ |  | Citywalk Plot 5.11 Main Works Contract BOQ (1).xlsx |  |  |  | CITYWALK PHASE-05, PLOT 5.11 | Residential | CITYWALK RESIDENTIAL 1 LLC
693 | 2/J/1/B | 50mm thick; to receive Epoxy Paint | 37 | m² | 100 | 3700 | J — Finishes | J | J03 | J0303 | J3 Finishings | 3.01 | Finishes – Painting & Coatings | Area (m²) | AED | 82 | AI | ⚠ |  | Citywalk Plot 5.11 Main Works Contract BOQ (1).xlsx |  |  |  | CITYWALK PHASE-05, PLOT 5.11 | Residential | CITYWALK RESIDENTIAL 1 LLC
694 | 2/J/1/C | Plaster; to walls receive tiles | -173 | m² | 46 | -7958 | J — Finishes | J | J02 | J0201 | J2 Backgrounds | 3.01 | Finishes – Wall | Area (m²) | AED | 88 | Rule | ✓ |  | Citywalk Plot 5.11 Main Works Contract BOQ (1).xlsx |  |  |  | CITYWALK PHASE-05, PLOT 5.11 | Residential | CITYWALK RESIDENTIAL 1 LLC
695 | 2/J/1/D | Plaster; to walls receive paint | -890 | m² | 46 | -40940 | J — Finishes | J | J02 | J0201 | J2 Backgrounds | 3.01 | Finishes – Wall | Area (m²) | AED | 88 | Rule | ✓ |  | Citywalk Plot 5.11 Main Works Contract BOQ (1).xlsx |  |  |  | CITYWALK PHASE-05, PLOT 5.11 | Residential | CITYWALK RESIDENTIAL 1 LLC
696 | 2/J/1/E | Plaster; to walls receive GRP lining | 228 | m² | 46 | 10488 | J — Finishes | J | J02 | J0201 | J2 Backgrounds | 3.01 | Finishes – Wall | Area (m²) | AED | 88 | Rule | ✓ |  | Citywalk Plot 5.11 Main Works Contract BOQ (1).xlsx |  |  |  | CITYWALK PHASE-05, PLOT 5.11 | Residential | CITYWALK RESIDENTIAL 1 LLC
697 | 2/J/2/A | Plaster; to walls receive galvanized rolled sheet plates and metal sheet coverings | 23 | m² | 46 | 1058 | J — Finishes | J | J02 | J0201 | J2 Backgrounds | 3.01 | Finishes – Wall | Area (m²) | AED | 88 | Rule | ✓ |  | Citywalk Plot 5.11 Main Works Contract BOQ (1).xlsx |  |  |  | CITYWALK PHASE-05, PLOT 5.11 | Residential | CITYWALK RESIDENTIAL 1 LLC
698 | 2/J/2/B | To stepped planter walls; type-W01 | -76 | m² | 62 | -4712 | C — Concrete Work | C | C02 | C0201 | C2 Poured concrete | 2.01 | Upper Floors / Walls | Volume (m³) | AED | 93 | Rule | ✓ |  | Citywalk Plot 5.11 Main Works Contract BOQ (1).xlsx |  |  |  | CITYWALK PHASE-05, PLOT 5.11 | Residential | CITYWALK RESIDENTIAL 1 LLC
699 | 2/J/3/A | Type FF01a; size 300 x 300 x 10mm; to dry area | 1 | m² | 43 | 43 | J — Finishes | J | J03 | J0301 | J3 Finishings | 3.01 | Finishes – Floor Finishes | Area (m²) | AED | 85 | AI | ✓ |  | Citywalk Plot 5.11 Main Works Contract BOQ (1).xlsx |  |  |  | CITYWALK PHASE-05, PLOT 5.11 | Residential | CITYWALK RESIDENTIAL 1 LLC
700 | 2/J/3/B | Type FF17; size 300 x 300 x 13mm; to Service lobby | 1 | m² | 64 | 64 | J — Finishes | J | J03 | J0301 | J3 Finishings | 3.01 | Finishes – Floor Finishes | Area (m²) | AED | 85 | AI | ✓ |  | Citywalk Plot 5.11 Main Works Contract BOQ (1).xlsx |  |  |  | CITYWALK PHASE-05, PLOT 5.11 | Residential | CITYWALK RESIDENTIAL 1 LLC
701 | 2/J/3/B | Type FF01b; size 300 x 300 x 10mm; to dry area | -7 | m² | 43 | -301 | J — Finishes | J | J03 | J0301 | J3 Finishings | 3.01 | Finishes – Floor Finishes | Area (m²) | AED | 85 | AI | ✓ |  | Citywalk Plot 5.11 Main Works Contract BOQ (1).xlsx |  |  |  | CITYWALK PHASE-05, PLOT 5.11 | Residential | CITYWALK RESIDENTIAL 1 LLC
702 | 2/J/4/B | Type FF08; size 300 x 300 x 10mm; to main Garbage Room | 1 | m² | 43 | 43 | J — Finishes | J | J03 | J0301 | J3 Finishings | 3.01 | Finishes – Floor Finishes | Area (m²) | AED | 85 | AI | ✓ |  | Citywalk Plot 5.11 Main Works Contract BOQ (1).xlsx |  |  |  | CITYWALK PHASE-05, PLOT 5.11 | Residential | CITYWALK RESIDENTIAL 1 LLC
703 | 2/J/4/C | Type C-FL-01; Tundra grey marble floor; to main lobby | -11 | m² | 682 | -7502 | J — Finishes | J | J03 | J0301 | J3 Finishings | 3.01 | Finishes – Floor Finishes | Area (m²) | AED | 88 | AI | ✓ |  | Citywalk Plot 5.11 Main Works Contract BOQ (1).xlsx |  |  |  | CITYWALK PHASE-05, PLOT 5.11 | Residential | CITYWALK RESIDENTIAL 1 LLC
704 | 2/J/5/A | Type SK-01; 100mm high | -25 | m | 9 | -225 | J — Finishes | J | J03 | J0301 | J3 Finishings | 3.01 | Finishes – Skirtings & Trims | Length (m) | AED | 85 | AI | ✓ |  | Citywalk Plot 5.11 Main Works Contract BOQ (1).xlsx |  |  |  | CITYWALK PHASE-05, PLOT 5.11 | Residential | CITYWALK RESIDENTIAL 1 LLC
705 | 2/J/5/C | Type C-SK-01 | -9 | m | 57 | -513 | J — Finishes | J | J03 | J0301 | J3 Finishings | 3.01 | Finishes – Skirtings & Trims | Length (m) | AED | 85 | AI | ✓ |  | Citywalk Plot 5.11 Main Works Contract BOQ (1).xlsx |  |  |  | CITYWALK PHASE-05, PLOT 5.11 | Residential | CITYWALK RESIDENTIAL 1 LLC
706 | 2/J/5/D | Type FF01a; size 300 x 300 x 10mm; to wet area | 1 | m² | 56 | 56 | J — Finishes | J | J03 | J0301 | J3 Finishings | 3.01 | Finishes – Floor Finishes | Area (m²) | AED | 85 | AI | ✓ |  | Citywalk Plot 5.11 Main Works Contract BOQ (1).xlsx |  |  |  | CITYWALK PHASE-05, PLOT 5.11 | Residential | CITYWALK RESIDENTIAL 1 LLC
707 | 2/J/5/E | Type FF17; size 300 x 300 x 13mm; to Service lobby | 1 | m² | 51 | 51 | J — Finishes | J | J03 | J0301 | J3 Finishings | 3.01 | Finishes – Floor Finishes | Area (m²) | AED | 85 | AI | ✓ |  | Citywalk Plot 5.11 Main Works Contract BOQ (1).xlsx |  |  |  | CITYWALK PHASE-05, PLOT 5.11 | Residential | CITYWALK RESIDENTIAL 1 LLC
716 |  |  |  | To Collection AED |  | -24301 | [8 empty] | AED |  |  |  |  | Citywalk Plot 5.11 Main Works Contract BOQ (1).xlsx |  |  |  | CITYWALK PHASE-05, PLOT 5.11 | Residential | CITYWALK RESIDENTIAL 1 LLC
▸ GENERALLY (Cont'd)
721 | A | Allow for any other works which are not included above and which are required to complete the Finishes in accordance with the Specification and the Drawings (Tenderer to list below) | 0 | Item | 0 | 0 | A — General Requirements | A | A01 | A0101 | Conditions of contract | 9.01 | Preliminaries – Contingency | Item | AED | 90 | Rule | ✓ |  | Citywalk Plot 5.11 Main Works Contract BOQ (1).xlsx |  |  |  | CITYWALK PHASE-05, PLOT 5.11 | Residential | CITYWALK RESIDENTIAL 1 LLC
▸ ADDITION ITEM
724 | 2/J/5/E | Type FF01b; size 300 x 300 x 10mm; to wet area | -7 | m² | 56 | -392 | J — Finishes | J | J03 | J0301 | J3 Finishings | 3.01 | Finishes – Floor Finishes | Area (m²) | AED | 85 | AI | ✓ |  | Citywalk Plot 5.11 Main Works Contract BOQ (1).xlsx |  |  |  | CITYWALK PHASE-05, PLOT 5.11 | Residential | CITYWALK RESIDENTIAL 1 LLC
725 | 2/J/6/B | Type FF08; size 300 x 300 x 10mm; to main Garbage Room | 1 | m² | 56 | 56 | J — Finishes | J | J03 | J0301 | J3 Finishings | 3.01 | Finishes – Floor Finishes | Area (m²) | AED | 85 | AI | ✓ |  | Citywalk Plot 5.11 Main Works Contract BOQ (1).xlsx |  |  |  | CITYWALK PHASE-05, PLOT 5.11 | Residential | CITYWALK RESIDENTIAL 1 LLC
726 | 2/J/6/C | Type C-FL-01; Tundra grey marble floor; to main lobby | -11 | m² | 93 | -1023 | J — Finishes | J | J03 | J0301 | J3 Finishings | 3.01 | Finishes – Floor Finishes | Area (m²) | AED | 88 | AI | ✓ |  | Citywalk Plot 5.11 Main Works Contract BOQ (1).xlsx |  |  |  | CITYWALK PHASE-05, PLOT 5.11 | Residential | CITYWALK RESIDENTIAL 1 LLC
727 | 2/J/6/D | Type A-TH-01; 130mm wide; to apartment | -2 | m | 69 | -138 | J — Finishes | J | J03 | J0301 | J3 Finishings | 3.01 | Finishes – Trims & Thresholds | Length (m) | AED | 82 | AI | ⚠ |  | Citywalk Plot 5.11 Main Works Contract BOQ (1).xlsx |  |  |  | CITYWALK PHASE-05, PLOT 5.11 | Residential | CITYWALK RESIDENTIAL 1 LLC
728 | 2/J/6/E | Type SK-01; 100mm high | -25 | m | 13 | -325 | J — Finishes | J | J03 | J0301 | J3 Finishings | 3.01 | Finishes – Skirtings & Trims | Length (m) | AED | 85 | AI | ✓ |  | Citywalk Plot 5.11 Main Works Contract BOQ (1).xlsx |  |  |  | CITYWALK PHASE-05, PLOT 5.11 | Residential | CITYWALK RESIDENTIAL 1 LLC
729 | 2/J/7/A | Type C-SK-01 | -9 | m | 25 | -225 | J — Finishes | J | J03 | J0301 | J3 Finishings | 3.01 | Finishes – Skirtings & Trims | Length (m) | AED | 85 | AI | ✓ |  | Citywalk Plot 5.11 Main Works Contract BOQ (1).xlsx |  |  |  | CITYWALK PHASE-05, PLOT 5.11 | Residential | CITYWALK RESIDENTIAL 1 LLC
730 | 2/J/7/C | To main lobby | -44 | m² | 135 | -5940 | R — Electrical Engineering Installations | R | R02 | R0201 | R2 Main circuits | 5.08 | Electrical Engineering Installations | Length (m), Enumerated (nr), Item | AED | 65 | Fuzzy | ⚠ |  | Citywalk Plot 5.11 Main Works Contract BOQ (1).xlsx |  |  |  | CITYWALK PHASE-05, PLOT 5.11 | Residential | CITYWALK RESIDENTIAL 1 LLC
731 | 2/J/7/E | To garbage room | 0 | m² | 43 | 0 | J — Finishes | J | J03 | J0301 | J3 Finishings | 3.01 | Finishes – Wall Finishes | Area (m²) | AED | 80 | AI | ⚠ |  | Citywalk Plot 5.11 Main Works Contract BOQ (1).xlsx |  |  |  | CITYWALK PHASE-05, PLOT 5.11 | Residential | CITYWALK RESIDENTIAL 1 LLC
732 | 2/J/8/A | To main lobby | -47 | m² | 58 | -2726 | R — Electrical Engineering Installations | R | R02 | R0201 | R2 Main circuits | 5.08 | Electrical Engineering Installations | Length (m), Enumerated (nr), Item | AED | 65 | Fuzzy | ⚠ |  | Citywalk Plot 5.11 Main Works Contract BOQ (1).xlsx |  |  |  | CITYWALK PHASE-05, PLOT 5.11 | Residential | CITYWALK RESIDENTIAL 1 LLC
733 | 2/J/8/F | To service Lobby; WF-16 | 25 | m² | 1250 | 31250 | J — Finishes | J | J03 | J0301 | J3 Finishings | 3.01 | Finishes – Wall Finishes | Area (m²) | AED | 80 | AI | ⚠ |  | Citywalk Plot 5.11 Main Works Contract BOQ (1).xlsx |  |  |  | CITYWALK PHASE-05, PLOT 5.11 | Residential | CITYWALK RESIDENTIAL 1 LLC
734 | 2/J/9/D | To lift lobby | -9 | m² | 1100 | -9900 | J — Finishes | J | J03 | J0301 | J3 Finishings | 3.01 | Finishes – Wall Finishes | Area (m²) | AED | 85 | AI | ✓ |  | Citywalk Plot 5.11 Main Works Contract BOQ (1).xlsx |  |  |  | CITYWALK PHASE-05, PLOT 5.11 | Residential | CITYWALK RESIDENTIAL 1 LLC
735 | 2/J/9/E | To main lobby | -2 | m² | 1100 | -2200 | R — Electrical Engineering Installations | R | R02 | R0201 | R2 Main circuits | 5.08 | Electrical Engineering Installations | Length (m), Enumerated (nr), Item | AED | 65 | Fuzzy | ⚠ |  | Citywalk Plot 5.11 Main Works Contract BOQ (1).xlsx |  |  |  | CITYWALK PHASE-05, PLOT 5.11 | Residential | CITYWALK RESIDENTIAL 1 LLC
736 | 2/J/10/B | To ceilings; ceiling drop over 500mm but not exceeding 1000mm | -5 | m² | 100 | -500 | J — Finishes | J | J05 | J0501 | J5 Suspended ceilings | 3.01 | Internal Finishes | Area (m²), Length (m) | AED | 77 | Fuzzy | ⚠ |  | Citywalk Plot 5.11 Main Works Contract BOQ (1).xlsx |  |  |  | CITYWALK PHASE-05, PLOT 5.11 | Residential | CITYWALK RESIDENTIAL 1 LLC
737 | 2/J/10/C | Bulkhead; 200mm high | -40 | m² | 25 | -1000 | J — Finishes | J | J05 | J0501 | J5 Suspended ceilings | 3.01 | Finishes – Gypsum Bulkhead | Length (m) | AED | 95 | Rule | ✓ |  | Citywalk Plot 5.11 Main Works Contract BOQ (1).xlsx |  |  |  | CITYWALK PHASE-05, PLOT 5.11 | Residential | CITYWALK RESIDENTIAL 1 LLC
738 | 2/J/10/D | Bulkhead; 300mm high | 5 | m | 38 | 190 | J — Finishes | J | J05 | J0501 | J5 Suspended ceilings | 3.01 | Finishes – Gypsum Bulkhead | Length (m) | AED | 95 | Rule | ✓ |  | Citywalk Plot 5.11 Main Works Contract BOQ (1).xlsx |  |  |  | CITYWALK PHASE-05, PLOT 5.11 | Residential | CITYWALK RESIDENTIAL 1 LLC
739 | 2/J/10/E | Cove light; 150 x 100mm | -19 | m | 63 | -1197 | K — Accessories | K | K01 | K0106 | K1 Generally | 3.01 | Finishes – Lighting Features | Number | AED | 78 | AI | ⚠ |  | Citywalk Plot 5.11 Main Works Contract BOQ (1).xlsx |  |  |  | CITYWALK PHASE-05, PLOT 5.11 | Residential | CITYWALK RESIDENTIAL 1 LLC
740 | 2/J/11/C | To ceilings; ceiling drop over 2500mm but not exceeding 3000mm | -4 | m² | 110 | -440 | J — Finishes | J | J05 | J0501 | J5 Suspended ceilings | 3.01 | Internal Finishes | Area (m²), Length (m) | AED | 76 | Fuzzy | ⚠ |  | Citywalk Plot 5.11 Main Works Contract BOQ (1).xlsx |  |  |  | CITYWALK PHASE-05, PLOT 5.11 | Residential | CITYWALK RESIDENTIAL 1 LLC
753 |  |  |  | To Collection AED |  | 5490 | [8 empty] | AED |  |  |  |  | Citywalk Plot 5.11 Main Works Contract BOQ (1).xlsx |  |  |  | CITYWALK PHASE-05, PLOT 5.11 | Residential | CITYWALK RESIDENTIAL 1 LLC
▸ GENERALLY (Cont'd)
759 | A | Allow for any other works which are not included above and which are required to complete the Finishes in accordance with the Specification and the Drawings (Tenderer to list below) | 0 | Item | 0 | 0 | A — General Requirements | A | A01 | A0101 | Conditions of contract | 9.01 | Preliminaries – Contingency | Item | AED | 90 | Rule | ✓ |  | Citywalk Plot 5.11 Main Works Contract BOQ (1).xlsx |  |  |  | CITYWALK PHASE-05, PLOT 5.11 | Residential | CITYWALK RESIDENTIAL 1 LLC
▸ ADDITION TO & DEDUCTION TO
762 | 2/J/11/D | To ceilings; ceiling drop over 2000mm but not exceeding 2500mm | 72 | m² | 183 | 13176 | J — Finishes | J | J05 | J0501 | J5 Suspended ceilings | 3.01 | Internal Finishes | Area (m²), Length (m) | AED | 76 | Fuzzy | ⚠ |  | Citywalk Plot 5.11 Main Works Contract BOQ (1).xlsx |  |  |  | CITYWALK PHASE-05, PLOT 5.11 | Residential | CITYWALK RESIDENTIAL 1 LLC
763 | 2/J/11/E | Bulkhead; 300mm high | 6 | m | 44 | 264 | J — Finishes | J | J05 | J0501 | J5 Suspended ceilings | 3.01 | Finishes – Gypsum Bulkhead | Length (m) | AED | 95 | Rule | ✓ |  | Citywalk Plot 5.11 Main Works Contract BOQ (1).xlsx |  |  |  | CITYWALK PHASE-05, PLOT 5.11 | Residential | CITYWALK RESIDENTIAL 1 LLC
764 | 2/J/11/F | Cove light; 150 x 100mm | 26 | m | 88 | 2288 | K — Accessories | K | K01 | K0106 | K1 Generally | 3.01 | Finishes – Lighting Features | Number | AED | 78 | AI | ⚠ |  | Citywalk Plot 5.11 Main Works Contract BOQ (1).xlsx |  |  |  | CITYWALK PHASE-05, PLOT 5.11 | Residential | CITYWALK RESIDENTIAL 1 LLC
765 | 2/J/11/J | To ceilings; ceiling drop over 2500mm but not exceeding 3000mm | 1 | m² | 350 | 350 | J — Finishes | J | J05 | J0501 | J5 Suspended ceilings | 3.01 | Internal Finishes | Area (m²), Length (m) | AED | 76 | Fuzzy | ⚠ |  | Citywalk Plot 5.11 Main Works Contract BOQ (1).xlsx |  |  |  | CITYWALK PHASE-05, PLOT 5.11 | Residential | CITYWALK RESIDENTIAL 1 LLC
766 | 2/J/12/A | Type FF10; to floors | -93 | m² | 73 | -6789 | N — Special Construction | N | N01 | N0101 | N1 Generally | 8.01 | Special Construction – Water Feature | Area (m²) | AED | 88 | Rule | ✓ |  | Citywalk Plot 5.11 Main Works Contract BOQ (1).xlsx |  |  |  | CITYWALK PHASE-05, PLOT 5.11 | Residential | CITYWALK RESIDENTIAL 1 LLC
767 | 2/J/12/B | Type FF11; to Parking & driveway | 616 | m² | 69 | 42504 | J — Finishes | J | J03 | J0301 | J3 Finishings | 3.01 | Finishes – Floor Finishes | Area (m²) | AED | 85 | AI | ✓ |  | Citywalk Plot 5.11 Main Works Contract BOQ (1).xlsx |  |  |  | CITYWALK PHASE-05, PLOT 5.11 | Residential | CITYWALK RESIDENTIAL 1 LLC
768 | 2/J/13/A | Type FF11b; to floors | -135 | m² | 58 | -7830 | N — Special Construction | N | N01 | N0101 | N1 Generally | 8.01 | Special Construction – Water Feature | Area (m²) | AED | 88 | Rule | ✓ |  | Citywalk Plot 5.11 Main Works Contract BOQ (1).xlsx |  |  |  | CITYWALK PHASE-05, PLOT 5.11 | Residential | CITYWALK RESIDENTIAL 1 LLC
769 | 2/J/13/B | Type FF12 | 103 | m² | 73 | 7519 | B — Site Work | B | B09 | B0901 | B9 Excavation | 8.01 | Site Works, Drainage, External Services & Landscaping | Volume (m³), Length (m), Area (m²), Enumerated (nr), Item | AED | 62 | Fuzzy | ⚠ |  | Citywalk Plot 5.11 Main Works Contract BOQ (1).xlsx |  |  |  | CITYWALK PHASE-05, PLOT 5.11 | Residential | CITYWALK RESIDENTIAL 1 LLC
770 | 2/J/13/C | Type FF13 | -29 | m² | 73 | -2117 | B — Site Work | B | B09 | B0901 | B9 Excavation | 8.01 | Site Works, Drainage, External Services & Landscaping | Volume (m³), Length (m), Area (m²), Enumerated (nr), Item | AED | 62 | Fuzzy | ⚠ |  | Citywalk Plot 5.11 Main Works Contract BOQ (1).xlsx |  |  |  | CITYWALK PHASE-05, PLOT 5.11 | Residential | CITYWALK RESIDENTIAL 1 LLC
771 | 2/J/13/D | Type FF16; to stairs | 42 | m² | 73 | 3066 | J — Finishes | J | J03 | J0301 | J3 Finishings | 3.01 | Finishes – Floor Finishes | Area (m²) | AED | 85 | AI | ✓ |  | Citywalk Plot 5.11 Main Works Contract BOQ (1).xlsx |  |  |  | CITYWALK PHASE-05, PLOT 5.11 | Residential | CITYWALK RESIDENTIAL 1 LLC
772 | 2/J/13/E | Type SK-04; 100mm high | 42 | m | 24 | 1008 | J — Finishes | J | J03 | J0301 | J3 Finishings | 3.01 | Finishes – Skirtings & Trims | Length (m) | AED | 85 | AI | ✓ |  | Citywalk Plot 5.11 Main Works Contract BOQ (1).xlsx |  |  |  | CITYWALK PHASE-05, PLOT 5.11 | Residential | CITYWALK RESIDENTIAL 1 LLC
773 | 2/J/13/F | Type SK-06; 100mm high | 49 | m | 24 | 1176 | J — Finishes | J | J05 | J0502 | J5 Suspended ceilings | 3.01 | Finishes – Road/Pavement Markings | Linear metre (m) | AED | 72 | AI | ⚠ |  | Citywalk Plot 5.11 Main Works Contract BOQ (1).xlsx |  |  |  | CITYWALK PHASE-05, PLOT 5.11 | Residential | CITYWALK RESIDENTIAL 1 LLC
774 | 2/J/14/A | To walls BOH toilets and Janitor room; WF-05 | 6 | m² | 4 | 24 | J — Finishes | J | J02 | J0201 | J2 Backgrounds | 3.01 | Finishes – Wall | Area (m²) | AED | 88 | Rule | ✓ |  | Citywalk Plot 5.11 Main Works Contract BOQ (1).xlsx |  |  |  | CITYWALK PHASE-05, PLOT 5.11 | Residential | CITYWALK RESIDENTIAL 1 LLC
775 | 2/J/14/ | To walls garbage room; WF-06 | 6 | m² | 4 | 24 | J — Finishes | J | J02 | J0201 | J2 Backgrounds | 3.01 | Finishes – Wall | Area (m²) | AED | 88 | Rule | ✓ |  | Citywalk Plot 5.11 Main Works Contract BOQ (1).xlsx |  |  |  | CITYWALK PHASE-05, PLOT 5.11 | Residential | CITYWALK RESIDENTIAL 1 LLC
776 | 2/J/14/C | To walls service lobby; WF-16 | -6 | m² | 4 | -24 | J — Finishes | J | J02 | J0201 | J2 Backgrounds | 3.01 | Finishes – Wall | Area (m²) | AED | 88 | Rule | ✓ |  | Citywalk Plot 5.11 Main Works Contract BOQ (1).xlsx |  |  |  | CITYWALK PHASE-05, PLOT 5.11 | Residential | CITYWALK RESIDENTIAL 1 LLC
777 | 2/J/14/D | To walls WM room; WF-19 | 6 | m² | 4 | 24 | J — Finishes | J | J02 | J0201 | J2 Backgrounds | 3.01 | Finishes – Wall | Area (m²) | AED | 88 | Rule | ✓ |  | Citywalk Plot 5.11 Main Works Contract BOQ (1).xlsx |  |  |  | CITYWALK PHASE-05, PLOT 5.11 | Residential | CITYWALK RESIDENTIAL 1 LLC
778 | 2/J/14/E | To bulk waste; WF-15 | 1 | m² | 23 | 23 | Q — Mechanical Engineering Installations | Q | Q03 | Q0301 | Q3 Ductwork | 5.06 | Mechanical Engineering Installations | Length (m), Weight (t), Area (m²), Enumerated (nr), Item | AED | 68 | Fuzzy | ⚠ |  | Citywalk Plot 5.11 Main Works Contract BOQ (1).xlsx |  |  |  | CITYWALK PHASE-05, PLOT 5.11 | Residential | CITYWALK RESIDENTIAL 1 LLC
779 | 2/J/14/F | To service areas and corridors; WF-20 | -92 | m² | 23 | -2116 | B — Site Work | B | B09 | B0902 | B9 Excavation | 8.01 | Site Works, Drainage, External Services & Landscaping | Volume (m³), Length (m), Area (m²), Enumerated (nr), Item | AED | 60 | Fuzzy | ⚠ |  | Citywalk Plot 5.11 Main Works Contract BOQ (1).xlsx |  |  |  | CITYWALK PHASE-05, PLOT 5.11 | Residential | CITYWALK RESIDENTIAL 1 LLC
780 | 2/J/15/A | To parking area; WF-22 | -360 | m² | 29 | -10440 | J — Finishes | J | J05 | J0502 | J5 Suspended ceilings | 8.01 | External Works – Parking Area Markings | Area (m²) | AED | 75 | AI | ⚠ |  | Citywalk Plot 5.11 Main Works Contract BOQ (1).xlsx |  |  |  | CITYWALK PHASE-05, PLOT 5.11 | Residential | CITYWALK RESIDENTIAL 1 LLC
781 | 2/J/15/C | To F/S lift; WF-23 | 215 | m² | 30 | 6450 | P — Conveying Systems | P | P03 | P0301 | P3 Work incidental to conveying systems | 5.10 | Lift and Conveyor Installations | Enumerated (nr), Item | AED | 53 | Fuzzy | ⚠ |  | Citywalk Plot 5.11 Main Works Contract BOQ (1).xlsx |  |  |  | CITYWALK PHASE-05, PLOT 5.11 | Residential | CITYWALK RESIDENTIAL 1 LLC
791 |  |  |  | To Collection AED |  | 48580 | [8 empty] | AED |  |  |  |  | Citywalk Plot 5.11 Main Works Contract BOQ (1).xlsx |  |  |  | CITYWALK PHASE-05, PLOT 5.11 | Residential | CITYWALK RESIDENTIAL 1 LLC
▸ GENERALLY (Cont'd)
797 | A | Allow for any other works which are not included above and which are required to complete the Finishes in accordance with the Specification and the Drawings (Tenderer to list below) | 0 | Item | 0 | 0 | A — General Requirements | A | A01 | A0101 | Conditions of contract | 9.01 | Preliminaries – Contingency | Item | AED | 90 | Rule | ✓ |  | Citywalk Plot 5.11 Main Works Contract BOQ (1).xlsx |  |  |  | CITYWALK PHASE-05, PLOT 5.11 | Residential | CITYWALK RESIDENTIAL 1 LLC
▸ ADDITION TO & DEDUCTION TO
800 | 2/J/16/B | To staircases; WF-18 | 8 | m² | 23 | 184 | C — Concrete Work | C | C02 | C0201 | C2 Poured concrete | 2.01 | Frame | Volume (m³) | AED | 93 | Rule | ✓ |  | Citywalk Plot 5.11 Main Works Contract BOQ (1).xlsx |  |  |  | CITYWALK PHASE-05, PLOT 5.11 | Residential | CITYWALK RESIDENTIAL 1 LLC
801 | 2/J/16/D | To gypsum board ceiling | -6 | m² | 23 | -138 | J — Finishes | J | J02 | J0201 | J2 Backgrounds | 3.01 | Internal Finishes | Area (m²), Length (m) | AED | 72 | Fuzzy | ⚠ |  | Citywalk Plot 5.11 Main Works Contract BOQ (1).xlsx |  |  |  | CITYWALK PHASE-05, PLOT 5.11 | Residential | CITYWALK RESIDENTIAL 1 LLC
802 | 2/J/17/A | To ceiling soffit | 69 | m² | 35 | 2415 | J — Finishes | J | J02 | J0201 | J2 Backgrounds | 3.01 | Internal Finishes | Area (m²), Length (m) | AED | 79 | Fuzzy | ⚠ |  | Citywalk Plot 5.11 Main Works Contract BOQ (1).xlsx |  |  |  | CITYWALK PHASE-05, PLOT 5.11 | Residential | CITYWALK RESIDENTIAL 1 LLC
803 | 2/J/17/B | To ceiling soffit | 18 | m² | 23 | 414 | J — Finishes | J | J02 | J0201 | J2 Backgrounds | 3.01 | Internal Finishes | Area (m²), Length (m) | AED | 79 | Fuzzy | ⚠ |  | Citywalk Plot 5.11 Main Works Contract BOQ (1).xlsx |  |  |  | CITYWALK PHASE-05, PLOT 5.11 | Residential | CITYWALK RESIDENTIAL 1 LLC
804 | 2/J/17/C | To cement board ceiling | 72 | m² | 23 | 1656 | J — Finishes | J | J02 | J0201 | J2 Backgrounds | 3.01 | Internal Finishes | Area (m²), Length (m) | AED | 72 | Fuzzy | ⚠ |  | Citywalk Plot 5.11 Main Works Contract BOQ (1).xlsx |  |  |  | CITYWALK PHASE-05, PLOT 5.11 | Residential | CITYWALK RESIDENTIAL 1 LLC
805 | 2/J/17/D | To bulkheads and light coves | 2 | m² | 23 | 46 | J — Finishes | J | J05 | J0501 | J5 Suspended ceilings | 3.01 | Internal Finishes | Area (m²), Length (m) | AED | 71 | Fuzzy | ⚠ |  | Citywalk Plot 5.11 Main Works Contract BOQ (1).xlsx |  |  |  | CITYWALK PHASE-05, PLOT 5.11 | Residential | CITYWALK RESIDENTIAL 1 LLC
806 | 2/J/17/E | To ceiling soffit | 592 | m² | 23 | 13616 | J — Finishes | J | J02 | J0201 | J2 Backgrounds | 3.01 | Internal Finishes | Area (m²), Length (m) | AED | 79 | Fuzzy | ⚠ |  | Citywalk Plot 5.11 Main Works Contract BOQ (1).xlsx |  |  |  | CITYWALK PHASE-05, PLOT 5.11 | Residential | CITYWALK RESIDENTIAL 1 LLC
807 | 2/J/17/F | To ceiling soffit | 3 | m² | 29 | 87 | J — Finishes | J | J02 | J0201 | J2 Backgrounds | 3.01 | Internal Finishes | Area (m²), Length (m) | AED | 79 | Fuzzy | ⚠ |  | Citywalk Plot 5.11 Main Works Contract BOQ (1).xlsx |  |  |  | CITYWALK PHASE-05, PLOT 5.11 | Residential | CITYWALK RESIDENTIAL 1 LLC
808 | 2/J/18/A | To ceiling soffit | 4 | m² | 23 | 92 | J — Finishes | J | J02 | J0201 | J2 Backgrounds | 3.01 | Internal Finishes | Area (m²), Length (m) | AED | 79 | Fuzzy | ⚠ |  | Citywalk Plot 5.11 Main Works Contract BOQ (1).xlsx |  |  |  | CITYWALK PHASE-05, PLOT 5.11 | Residential | CITYWALK RESIDENTIAL 1 LLC
809 | 2/J/18/B | To ceiling soffit | -206 | m² | 23 | -4738 | J — Finishes | J | J02 | J0201 | J2 Backgrounds | 3.01 | Internal Finishes | Area (m²), Length (m) | AED | 79 | Fuzzy | ⚠ |  | Citywalk Plot 5.11 Main Works Contract BOQ (1).xlsx |  |  |  | CITYWALK PHASE-05, PLOT 5.11 | Residential | CITYWALK RESIDENTIAL 1 LLC
810 | 2/J/18/C | To stair soffit | 19 | m² | 23 | 437 | J — Finishes | J | J02 | J0201 | J2 Backgrounds | 3.01 | Finishes – Ceiling Treatments | Area (m²) | AED | 70 | AI | ⚠ |  | Citywalk Plot 5.11 Main Works Contract BOQ (1).xlsx |  |  |  | CITYWALK PHASE-05, PLOT 5.11 | Residential | CITYWALK RESIDENTIAL 1 LLC
811 | 2/J/18/E | To stepped planter walls; type-W01 | -89 | m² | 45 | -4005 | C — Concrete Work | C | C02 | C0201 | C2 Poured concrete | 2.01 | Upper Floors / Walls | Volume (m³) | AED | 93 | Rule | ✓ |  | Citywalk Plot 5.11 Main Works Contract BOQ (1).xlsx |  |  |  | CITYWALK PHASE-05, PLOT 5.11 | Residential | CITYWALK RESIDENTIAL 1 LLC
812 | 2/J/19/A | Straight arrow | 2 | Nr. | 69 | 138 | B — Site Work | B | B24 | B2401 | B24 Tunnel excavation | 8.01 | Site Works, Drainage, External Services & Landscaping | Volume (m³), Length (m), Area (m²), Enumerated (nr), Item | AED | 72 | Fuzzy | ⚠ |  | Citywalk Plot 5.11 Main Works Contract BOQ (1).xlsx |  |  |  | CITYWALK PHASE-05, PLOT 5.11 | Residential | CITYWALK RESIDENTIAL 1 LLC
813 | 2/J/19/B | Right turn arrow | -1 | Nr. | 94 | -94 | J — Finishes | J | J05 | J0502 | J5 Suspended ceilings | 8.01 | External Works – Road Markings – Directional Arrows | Item | AED | 76 | AI | ⚠ |  | Citywalk Plot 5.11 Main Works Contract BOQ (1).xlsx |  |  |  | CITYWALK PHASE-05, PLOT 5.11 | Residential | CITYWALK RESIDENTIAL 1 LLC
814 | 2/J/19/C | Left turn arrow | -1 | Nr. | 94 | -94 | J — Finishes | J | J05 | J0502 | J5 Suspended ceilings | 8.01 | External Works – Road Markings – Directional Arrows | Item | AED | 76 | AI | ⚠ |  | Citywalk Plot 5.11 Main Works Contract BOQ (1).xlsx |  |  |  | CITYWALK PHASE-05, PLOT 5.11 | Residential | CITYWALK RESIDENTIAL 1 LLC
815 | 2/J/19/D | Left and right turn arrow | -1 | Nr. | 69 | -69 | J — Finishes | J | J05 | J0502 | J5 Suspended ceilings | 8.01 | External Works – Road Markings – Directional Arrows | Item | AED | 76 | AI | ⚠ |  | Citywalk Plot 5.11 Main Works Contract BOQ (1).xlsx |  |  |  | CITYWALK PHASE-05, PLOT 5.11 | Residential | CITYWALK RESIDENTIAL 1 LLC
816 | 2/J/19/G | Separation lines; 100mm wide | 22 | m | 13 | 286 | J — Finishes | J | J05 | J0502 | J5 Suspended ceilings | 8.01 | External Works – Road Markings – Line Markings | Linear metre (m) | AED | 77 | AI | ⚠ |  | Citywalk Plot 5.11 Main Works Contract BOQ (1).xlsx |  |  |  | CITYWALK PHASE-05, PLOT 5.11 | Residential | CITYWALK RESIDENTIAL 1 LLC
817 | 2/J/19/L | Parking Lot Sign | -1 | Nr. | 31 | -31 | K — Accessories | K | K02 | K0201 | K2 Partitions | 8.01 | External Works – Signage & Safety Equipment | Item | AED | 73 | AI | ⚠ |  | Citywalk Plot 5.11 Main Works Contract BOQ (1).xlsx |  |  |  | CITYWALK PHASE-05, PLOT 5.11 | Residential | CITYWALK RESIDENTIAL 1 LLC
828 |  |  |  | To Collection AED |  | 10202 | [8 empty] | AED |  |  |  |  | Citywalk Plot 5.11 Main Works Contract BOQ (1).xlsx |  |  |  | CITYWALK PHASE-05, PLOT 5.11 | Residential | CITYWALK RESIDENTIAL 1 LLC
831 |  | COLLECTION | [12 empty] | AED |  |  |  |  | Citywalk Plot 5.11 Main Works Contract BOQ (1).xlsx |  |  |  | CITYWALK PHASE-05, PLOT 5.11 | Residential | CITYWALK RESIDENTIAL 1 LLC
833 |  | Page 2/J/1 |  |  |  | 521124 | [8 empty] | AED |  |  |  |  | Citywalk Plot 5.11 Main Works Contract BOQ (1).xlsx |  |  |  | CITYWALK PHASE-05, PLOT 5.11 | Residential | CITYWALK RESIDENTIAL 1 LLC
835 |  | Page 2/J/2 |  |  |  | 28446 | [8 empty] | AED |  |  |  |  | Citywalk Plot 5.11 Main Works Contract BOQ (1).xlsx |  |  |  | CITYWALK PHASE-05, PLOT 5.11 | Residential | CITYWALK RESIDENTIAL 1 LLC
837 |  | Page 2/J/3 |  |  |  | 3941 | [8 empty] | AED |  |  |  |  | Citywalk Plot 5.11 Main Works Contract BOQ (1).xlsx |  |  |  | CITYWALK PHASE-05, PLOT 5.11 | Residential | CITYWALK RESIDENTIAL 1 LLC
839 |  | Page 2/J/4 |  |  |  | 137613 | [8 empty] | AED |  |  |  |  | Citywalk Plot 5.11 Main Works Contract BOQ (1).xlsx |  |  |  | CITYWALK PHASE-05, PLOT 5.11 | Residential | CITYWALK RESIDENTIAL 1 LLC
841 |  | Page 2/J/5 |  |  |  | 9934 | [8 empty] | AED |  |  |  |  | Citywalk Plot 5.11 Main Works Contract BOQ (1).xlsx |  |  |  | CITYWALK PHASE-05, PLOT 5.11 | Residential | CITYWALK RESIDENTIAL 1 LLC
843 |  | Page 2/J/6 |  |  |  | 26773 | [8 empty] | AED |  |  |  |  | Citywalk Plot 5.11 Main Works Contract BOQ (1).xlsx |  |  |  | CITYWALK PHASE-05, PLOT 5.11 | Residential | CITYWALK RESIDENTIAL 1 LLC
845 |  | Page 2/J/7 |  |  |  | 84598 | [8 empty] | AED |  |  |  |  | Citywalk Plot 5.11 Main Works Contract BOQ (1).xlsx |  |  |  | CITYWALK PHASE-05, PLOT 5.11 | Residential | CITYWALK RESIDENTIAL 1 LLC
847 |  | Page 2/J/8 |  |  |  | 107679 | [8 empty] | AED |  |  |  |  | Citywalk Plot 5.11 Main Works Contract BOQ (1).xlsx |  |  |  | CITYWALK PHASE-05, PLOT 5.11 | Residential | CITYWALK RESIDENTIAL 1 LLC
849 |  | Page 2/J/9 |  |  |  | 54380 | [8 empty] | AED |  |  |  |  | Citywalk Plot 5.11 Main Works Contract BOQ (1).xlsx |  |  |  | CITYWALK PHASE-05, PLOT 5.11 | Residential | CITYWALK RESIDENTIAL 1 LLC
851 |  | Page 2/J/10 |  |  |  | 11250 | [8 empty] | AED |  |  |  |  | Citywalk Plot 5.11 Main Works Contract BOQ (1).xlsx |  |  |  | CITYWALK PHASE-05, PLOT 5.11 | Residential | CITYWALK RESIDENTIAL 1 LLC
853 |  | Page 2/J/11 |  |  |  | 32570 | [8 empty] | AED |  |  |  |  | Citywalk Plot 5.11 Main Works Contract BOQ (1).xlsx |  |  |  | CITYWALK PHASE-05, PLOT 5.11 | Residential | CITYWALK RESIDENTIAL 1 LLC
855 |  | Page 2/J/12 |  |  |  | 192223 | [8 empty] | AED |  |  |  |  | Citywalk Plot 5.11 Main Works Contract BOQ (1).xlsx |  |  |  | CITYWALK PHASE-05, PLOT 5.11 | Residential | CITYWALK RESIDENTIAL 1 LLC
857 |  | Page 2/J/13 |  |  |  | 309931 | [8 empty] | AED |  |  |  |  | Citywalk Plot 5.11 Main Works Contract BOQ (1).xlsx |  |  |  | CITYWALK PHASE-05, PLOT 5.11 | Residential | CITYWALK RESIDENTIAL 1 LLC
859 |  | Page 2/J/14 |  |  |  | 86031 | [8 empty] | AED |  |  |  |  | Citywalk Plot 5.11 Main Works Contract BOQ (1).xlsx |  |  |  | CITYWALK PHASE-05, PLOT 5.11 | Residential | CITYWALK RESIDENTIAL 1 LLC
861 |  | Page 2/J/15 |  |  |  | 74053 | [8 empty] | AED |  |  |  |  | Citywalk Plot 5.11 Main Works Contract BOQ (1).xlsx |  |  |  | CITYWALK PHASE-05, PLOT 5.11 | Residential | CITYWALK RESIDENTIAL 1 LLC
863 |  | Page 2/J/16 |  |  |  | 116800 | [8 empty] | AED |  |  |  |  | Citywalk Plot 5.11 Main Works Contract BOQ (1).xlsx |  |  |  | CITYWALK PHASE-05, PLOT 5.11 | Residential | CITYWALK RESIDENTIAL 1 LLC
865 |  | Page 2/J/17 |  |  |  | 14606 | [8 empty] | AED |  |  |  |  | Citywalk Plot 5.11 Main Works Contract BOQ (1).xlsx |  |  |  | CITYWALK PHASE-05, PLOT 5.11 | Residential | CITYWALK RESIDENTIAL 1 LLC
867 |  | Page 2/J/18 |  |  |  | 192299 | [8 empty] | AED |  |  |  |  | Citywalk Plot 5.11 Main Works Contract BOQ (1).xlsx |  |  |  | CITYWALK PHASE-05, PLOT 5.11 | Residential | CITYWALK RESIDENTIAL 1 LLC
869 |  | Page 2/J/19 |  |  |  | 35968 | [8 empty] | AED |  |  |  |  | Citywalk Plot 5.11 Main Works Contract BOQ (1).xlsx |  |  |  | CITYWALK PHASE-05, PLOT 5.11 | Residential | CITYWALK RESIDENTIAL 1 LLC
871 |  | Page 2/J/20 |  |  |  | 26876 | [8 empty] | AED |  |  |  |  | Citywalk Plot 5.11 Main Works Contract BOQ (1).xlsx |  |  |  | CITYWALK PHASE-05, PLOT 5.11 | Residential | CITYWALK RESIDENTIAL 1 LLC
873 |  | Page 2/J/21 |  |  |  | -24301 | [8 empty] | AED |  |  |  |  | Citywalk Plot 5.11 Main Works Contract BOQ (1).xlsx |  |  |  | CITYWALK PHASE-05, PLOT 5.11 | Residential | CITYWALK RESIDENTIAL 1 LLC
875 |  | Page 2/J/22 |  |  |  | 5490 | [8 empty] | AED |  |  |  |  | Citywalk Plot 5.11 Main Works Contract BOQ (1).xlsx |  |  |  | CITYWALK PHASE-05, PLOT 5.11 | Residential | CITYWALK RESIDENTIAL 1 LLC
878 |  |  |  | Carried Forward AED |  | 2048284 | [8 empty] | AED |  |  |  |  | Citywalk Plot 5.11 Main Works Contract BOQ (1).xlsx |  |  |  | CITYWALK PHASE-05, PLOT 5.11 | Residential | CITYWALK RESIDENTIAL 1 LLC
881 |  | COLLECTION | [12 empty] | AED |  |  |  |  | Citywalk Plot 5.11 Main Works Contract BOQ (1).xlsx |  |  |  | CITYWALK PHASE-05, PLOT 5.11 | Residential | CITYWALK RESIDENTIAL 1 LLC
883 |  | Brought Forward |  |  |  | 2048284 | [8 empty] | AED |  |  |  |  | Citywalk Plot 5.11 Main Works Contract BOQ (1).xlsx |  |  |  | CITYWALK PHASE-05, PLOT 5.11 | Residential | CITYWALK RESIDENTIAL 1 LLC
885 |  | Page 2/J/23 |  |  |  | 48580 | [8 empty] | AED |  |  |  |  | Citywalk Plot 5.11 Main Works Contract BOQ (1).xlsx |  |  |  | CITYWALK PHASE-05, PLOT 5.11 | Residential | CITYWALK RESIDENTIAL 1 LLC
887 |  | Page 2/J/24 |  |  |  | 10202 | [8 empty] | AED |  |  |  |  | Citywalk Plot 5.11 Main Works Contract BOQ (1).xlsx |  |  |  | CITYWALK PHASE-05, PLOT 5.11 | Residential | CITYWALK RESIDENTIAL 1 LLC
928 |  |  |  | Carried To Summary AED |  | 2107066 | [8 empty] | AED |  |  |  |  | Citywalk Plot 5.11 Main Works Contract BOQ (1).xlsx |  |  |  | CITYWALK PHASE-05, PLOT 5.11 | Residential | CITYWALK RESIDENTIAL 1 LLC
1220 | [5 empty] | 0 | [8 empty] | AED |  |  |  |  | Citywalk Plot 5.11 Main Works Contract BOQ (1).xlsx |  |  |  | CITYWALK PHASE-05, PLOT 5.11 | Residential | CITYWALK RESIDENTIAL 1 LLC
Items coded: 191 · Auto ✓: 74 · Flagged ⚠: 117 · Auto rate: 39%

## 2K
Citywalk Plot 5.11 Main Works Contract BOQ (1) · 2K
A–G = original bill data · H–S = POMI + NRM coding · T–AB = project metadata · ✓ ≥85% · ⚠ <85% = review
Row | REF | Description | Qty | Unit | Rate | Amount | POMI Section | Code 1 | Code 2 | Code 3 | POMI Sub Section | NRM | NRM Description | Measurement | Currency | Conf% | Stage | Flag | ACTION | BATCH | Country | City | Asset | Project | Type | Employer | Contract Type
▸ ACCESSORIES
▸ PARTITIONS
▸ Note: Refer to the following:
▸ 1. Drawings;
▸ DHRE0017-KP-XX-B1-DWG-AR-101201_B1 PARTIAL GA_1 OF 4, 101202, 101204
▸ 50mm thick insulated wall lining
16 | A | To basement; EWT-04 | 130 | m² | 156 | 20280 | B — Site Work | B | B09 | B0901 | B9 Excavation | 8.01 | Site Works, Drainage, External Services & Landscaping | Volume (m³), Length (m), Area (m²), Enumerated (nr), Item | AED | 62 | Fuzzy | ⚠ |  | Citywalk Plot 5.11 Main Works Contract BOQ (1).xlsx |  |  |  | CITYWALK PHASE-05, PLOT 5.11 | Residential | CITYWALK RESIDENTIAL 1 LLC
18 | B | To ground floor; EWT-04 | 112 | m² | 156 | 17472 | R — Electrical Engineering Installations | R | R01 | R0102 | R1 Generally | 5.08 | Electrical Engineering Installations | Length (m), Enumerated (nr), Item | AED | 68 | Fuzzy | ⚠ |  | Citywalk Plot 5.11 Main Works Contract BOQ (1).xlsx |  |  |  | CITYWALK PHASE-05, PLOT 5.11 | Residential | CITYWALK RESIDENTIAL 1 LLC
47 |  |  |  | To Collection AED |  | 37752 | [8 empty] | AED |  |  |  |  | Citywalk Plot 5.11 Main Works Contract BOQ (1).xlsx |  |  |  | CITYWALK PHASE-05, PLOT 5.11 | Residential | CITYWALK RESIDENTIAL 1 LLC
▸ SIGNAGE AND WAYFINDINGS
▸ Note: Refer to the following:
▸ 1. Specification;
▸ DHRE0017-PSW-XX-XX-SPC-SW-108013_Signage and Way finding Specs
▸ 2.Drawings;
▸ DHRE0017-PWS-XX-B1-DWG-SW-100001 to 100003
▸ Signage and Way finding; internal; including finishes, fixings, accessories and all ancillary works as necessary
▸ Identification sign
67 | A | Type IDI-1D02; floor level identification sign + FEP +in case of fire | 4 | Nr. | 1394 | 5576 | K — Accessories | K | K02 | K0201 | K2 Partitions | 4.01 | Accessories – Internal Signage | Number | AED | 75 | AI | ⚠ |  | Citywalk Plot 5.11 Main Works Contract BOQ (1).xlsx |  |  |  | CITYWALK PHASE-05, PLOT 5.11 | Residential | CITYWALK RESIDENTIAL 1 LLC
69 | B | Type IDI-1D04; room identification sign (BOH) | 35 | Nr. | 138 | 4830 | K — Accessories | K | K02 | K0201 | K2 Partitions | 4.01 | Accessories – Internal Signage | Number | AED | 75 | AI | ⚠ |  | Citywalk Plot 5.11 Main Works Contract BOQ (1).xlsx |  |  |  | CITYWALK PHASE-05, PLOT 5.11 | Residential | CITYWALK RESIDENTIAL 1 LLC
71 | C | Type IDI-ID07; amenity identification sign | 1 | Nr. | 531 | 531 | K — Accessories | K | K02 | K0201 | K2 Partitions | 4.01 | Accessories – Internal Signage | Number | AED | 75 | AI | ⚠ |  | Citywalk Plot 5.11 Main Works Contract BOQ (1).xlsx |  |  |  | CITYWALK PHASE-05, PLOT 5.11 | Residential | CITYWALK RESIDENTIAL 1 LLC
73 | D | Type IDI-1D09; staircase identification sign | 6 | Nr. | 531 | 3186 | C — Concrete Work | C | C02 | C0201 | C2 Poured concrete | 2.01 | Frame | Volume (m³) | AED | 93 | Rule | ✓ |  | Citywalk Plot 5.11 Main Works Contract BOQ (1).xlsx |  |  |  | CITYWALK PHASE-05, PLOT 5.11 | Residential | CITYWALK RESIDENTIAL 1 LLC
75 | E | Type IDI-1D10; staircase level identification sign | 6 | Nr. | 269 | 1614 | C — Concrete Work | C | C02 | C0201 | C2 Poured concrete | 2.01 | Frame | Volume (m³) | AED | 93 | Rule | ✓ |  | Citywalk Plot 5.11 Main Works Contract BOQ (1).xlsx |  |  |  | CITYWALK PHASE-05, PLOT 5.11 | Residential | CITYWALK RESIDENTIAL 1 LLC
77 | F | Type IDI-1D11; FHC identification sign | 8 | Nr. | 406 | 3248 | K — Accessories | K | K02 | K0201 | K2 Partitions | 4.01 | Accessories – Internal Signage | Number | AED | 75 | AI | ⚠ |  | Citywalk Plot 5.11 Main Works Contract BOQ (1).xlsx |  |  |  | CITYWALK PHASE-05, PLOT 5.11 | Residential | CITYWALK RESIDENTIAL 1 LLC
79 | G | Type IDI-1D12; service / fire lift identification sign + in case of fire | 2 | Nr. | 281 | 562 | P — Conveying Systems | P | P03 | P0303 | P3 Work incidental to conveying systems | 5.10 | Lift and Conveyor Installations | Enumerated (nr), Item | AED | 63 | Fuzzy | ⚠ |  | Citywalk Plot 5.11 Main Works Contract BOQ (1).xlsx |  |  |  | CITYWALK PHASE-05, PLOT 5.11 | Residential | CITYWALK RESIDENTIAL 1 LLC
81 | H | Type IDE-1D01.1; Building identification sign (N1) | 1 | Nr. | 26246 | 26246 | K — Accessories | K | K02 | K0202 | K2 Partitions | 4.01 | Accessories – External Signage | Number | AED | 80 | AI | ⚠ |  | Citywalk Plot 5.11 Main Works Contract BOQ (1).xlsx |  |  |  | CITYWALK PHASE-05, PLOT 5.11 | Residential | CITYWALK RESIDENTIAL 1 LLC
▸ Illuminated identification sign
85 | J | Type IDE-1D02.1; Building entrance sign (N1) | 1 | Nr. | 26246 | 26246 | K — Accessories | K | K02 | K0202 | K2 Partitions | 4.01 | Accessories – External Signage | Number | AED | 80 | AI | ⚠ |  | Citywalk Plot 5.11 Main Works Contract BOQ (1).xlsx |  |  |  | CITYWALK PHASE-05, PLOT 5.11 | Residential | CITYWALK RESIDENTIAL 1 LLC
89 |  |  |  | To Collection AED |  | 72039 | [8 empty] | AED |  |  |  |  | Citywalk Plot 5.11 Main Works Contract BOQ (1).xlsx |  |  |  | CITYWALK PHASE-05, PLOT 5.11 | Residential | CITYWALK RESIDENTIAL 1 LLC
▸ SIGNAGE AND WAYFINDINGS (Cont'd)
95 | A | Type IDE-1D03; Feature wall identification sign (N1) | 1 | Nr. | 1911 | 1911 | K — Accessories | K | K02 | K0202 | K2 Partitions | 4.01 | Accessories – External Signage | Number | AED | 80 | AI | ⚠ |  | Citywalk Plot 5.11 Main Works Contract BOQ (1).xlsx |  |  |  | CITYWALK PHASE-05, PLOT 5.11 | Residential | CITYWALK RESIDENTIAL 1 LLC
▸ Regulatory sign
99 | B | Type IDI-RG01; fire evacuation plan sign | 4 | Nr. | 406 | 1624 | K — Accessories | K | K01 | K0105 | K1 Generally | 5.11 | Fire & Lightning Protection – Fire Safety Signs | Number | AED | 85 | AI | ✓ |  | Citywalk Plot 5.11 Main Works Contract BOQ (1).xlsx |  |  |  | CITYWALK PHASE-05, PLOT 5.11 | Residential | CITYWALK RESIDENTIAL 1 LLC
101 | C | Type IDI-RG03; warning sign | 1 | Nr. | 206 | 206 | K — Accessories | K | K01 | K0105 | K1 Generally | 5.11 | Fire & Lightning Protection – Warning Signs | Number | AED | 80 | AI | ⚠ |  | Citywalk Plot 5.11 Main Works Contract BOQ (1).xlsx |  |  |  | CITYWALK PHASE-05, PLOT 5.11 | Residential | CITYWALK RESIDENTIAL 1 LLC
103 | D | Type IDI-RG04; no smoking sign | 2 | Nr. | 206 | 412 | K — Accessories | K | K01 | K0105 | K1 Generally | 5.11 | Fire & Lightning Protection – Regulatory Signs | Number | AED | 80 | AI | ⚠ |  | Citywalk Plot 5.11 Main Works Contract BOQ (1).xlsx |  |  |  | CITYWALK PHASE-05, PLOT 5.11 | Residential | CITYWALK RESIDENTIAL 1 LLC
105 | E | Type IDI-RG05; in case of fire sign | 2 | Nr. | 1106 | 2212 | K — Accessories | K | K01 | K0105 | K1 Generally | 5.11 | Fire & Lightning Protection – Fire Safety Signs | Number | AED | 85 | AI | ✓ |  | Citywalk Plot 5.11 Main Works Contract BOQ (1).xlsx |  |  |  | CITYWALK PHASE-05, PLOT 5.11 | Residential | CITYWALK RESIDENTIAL 1 LLC
▸ Parking sign
109 | F | Type CPI-ID02; lift lobby identification sign | 1 | Nr. | 206 | 206 | P — Conveying Systems | P | P02 | P0201 | P2 Sundries | 5.10 | Lift and Conveyor Installations | Enumerated (nr), Item | AED | 60 | Fuzzy | ⚠ |  | Citywalk Plot 5.11 Main Works Contract BOQ (1).xlsx |  |  |  | CITYWALK PHASE-05, PLOT 5.11 | Residential | CITYWALK RESIDENTIAL 1 LLC
111 | G | Type CPI-ID03; bay number identification sign | 132 | Nr. | 169 | 22308 | K — Accessories | K | K02 | K0201 | K2 Partitions | 4.01 | Accessories – Parking Signage | Number | AED | 75 | AI | ⚠ |  | Citywalk Plot 5.11 Main Works Contract BOQ (1).xlsx |  |  |  | CITYWALK PHASE-05, PLOT 5.11 | Residential | CITYWALK RESIDENTIAL 1 LLC
113 | H | Type CPI-ID04; bicycle parking sign | 1 | Nr. | 619 | 619 | K — Accessories | K | K02 | K0201 | K2 Partitions | 4.01 | Accessories – Parking Signage | Number | AED | 75 | AI | ⚠ |  | Citywalk Plot 5.11 Main Works Contract BOQ (1).xlsx |  |  |  | CITYWALK PHASE-05, PLOT 5.11 | Residential | CITYWALK RESIDENTIAL 1 LLC
115 | J | Type CPI-DR01; parking directional sign | 11 | Nr. | 2475 | 27225 | K — Accessories | K | K02 | K0201 | K2 Partitions | 4.01 | Accessories – Parking Signage | Number | AED | 75 | AI | ⚠ |  | Citywalk Plot 5.11 Main Works Contract BOQ (1).xlsx |  |  |  | CITYWALK PHASE-05, PLOT 5.11 | Residential | CITYWALK RESIDENTIAL 1 LLC
▸ Illuminated parking sign
119 | K | Type CPI-ID01; parking entrance ID sign with max. height limit | 1 | Nr. | 7938 | 7938 | K — Accessories | K | K02 | K0201 | K2 Partitions | 4.01 | Accessories – Parking Signage | Number | AED | 80 | AI | ⚠ |  | Citywalk Plot 5.11 Main Works Contract BOQ (1).xlsx |  |  |  | CITYWALK PHASE-05, PLOT 5.11 | Residential | CITYWALK RESIDENTIAL 1 LLC
▸ Parking regulatory sign
123 | L | Type CPI-RG01; parking area specific sign | 6 | Nr. | 481 | 2886 | K — Accessories | K | K02 | K0201 | K2 Partitions | 4.01 | Accessories – Parking Signage | Number | AED | 75 | AI | ⚠ |  | Citywalk Plot 5.11 Main Works Contract BOQ (1).xlsx |  |  |  | CITYWALK PHASE-05, PLOT 5.11 | Residential | CITYWALK RESIDENTIAL 1 LLC
125 | M | Type CPI-RG02; parking area disclaimer sign | 2 | Nr. | 1206 | 2412 | K — Accessories | K | K02 | K0201 | K2 Partitions | 4.01 | Accessories – Parking Signage | Number | AED | 75 | AI | ⚠ |  | Citywalk Plot 5.11 Main Works Contract BOQ (1).xlsx |  |  |  | CITYWALK PHASE-05, PLOT 5.11 | Residential | CITYWALK RESIDENTIAL 1 LLC
135 |  |  |  | To Collection AED |  | 69959 | [8 empty] | AED |  |  |  |  | Citywalk Plot 5.11 Main Works Contract BOQ (1).xlsx |  |  |  | CITYWALK PHASE-05, PLOT 5.11 | Residential | CITYWALK RESIDENTIAL 1 LLC
▸ SIGNAGE AND WAYFINDINGS (Cont'd)
▸ Signage and Way finding; internal; including finishes, fixings, accessories and all ancillary works as necessary
▸ External Sign
145 | A | Type IDE-DR01; free standing directional sign | 2 | Nr. | 14110 | 28220 | K — Accessories | K | K02 | K0202 | K2 Partitions | 4.01 | Accessories – External Signage | Number | AED | 80 | AI | ⚠ |  | Citywalk Plot 5.11 Main Works Contract BOQ (1).xlsx |  |  |  | CITYWALK PHASE-05, PLOT 5.11 | Residential | CITYWALK RESIDENTIAL 1 LLC
147 | B | Type IDE-RG01; facility rules and regulations sign | 3 | Nr. | 8335 | 25005 | A — General Requirements | A | A09 | A0901 | Sundry items | 9.01 | Preliminaries / General Requirements | Item | AED | 66 | Fuzzy | ⚠ |  | Citywalk Plot 5.11 Main Works Contract BOQ (1).xlsx |  |  |  | CITYWALK PHASE-05, PLOT 5.11 | Residential | CITYWALK RESIDENTIAL 1 LLC
149 | C | Type IDE-RG02; pool depth/ no diving sign | 1 | Nr. | 558 | 558 | K — Accessories | K | K02 | K0202 | K2 Partitions | 4.01 | Accessories – External Signage | Number | AED | 80 | AI | ⚠ |  | Citywalk Plot 5.11 Main Works Contract BOQ (1).xlsx |  |  |  | CITYWALK PHASE-05, PLOT 5.11 | Residential | CITYWALK RESIDENTIAL 1 LLC
180 |  |  |  | To Collection AED |  | 53783 | [8 empty] | AED |  |  |  |  | Citywalk Plot 5.11 Main Works Contract BOQ (1).xlsx |  |  |  | CITYWALK PHASE-05, PLOT 5.11 | Residential | CITYWALK RESIDENTIAL 1 LLC
▸ GENERALLY
186 | A | Allow for any other works which are not included above and which are required to complete the Accessories in accordance with the Specification and the Drawings (Tenderer to list below) | 0 | Item | 0 | 0 | A — General Requirements | A | A01 | A0101 | Conditions of contract | 9.01 | Preliminaries – Contingency | Item | AED | 90 | Rule | ✓ |  | Citywalk Plot 5.11 Main Works Contract BOQ (1).xlsx |  |  |  | CITYWALK PHASE-05, PLOT 5.11 | Residential | CITYWALK RESIDENTIAL 1 LLC
224 |  |  |  | To Collection AED |  | 0 | [8 empty] | AED |  |  |  |  | Citywalk Plot 5.11 Main Works Contract BOQ (1).xlsx |  |  |  | CITYWALK PHASE-05, PLOT 5.11 | Residential | CITYWALK RESIDENTIAL 1 LLC
227 |  | COLLECTION | [12 empty] | AED |  |  |  |  | Citywalk Plot 5.11 Main Works Contract BOQ (1).xlsx |  |  |  | CITYWALK PHASE-05, PLOT 5.11 | Residential | CITYWALK RESIDENTIAL 1 LLC
229 |  | Page 2/K/1 |  |  |  | 37752 | [8 empty] | AED |  |  |  |  | Citywalk Plot 5.11 Main Works Contract BOQ (1).xlsx |  |  |  | CITYWALK PHASE-05, PLOT 5.11 | Residential | CITYWALK RESIDENTIAL 1 LLC
231 |  | Page 2/K/2 |  |  |  | 72039 | [8 empty] | AED |  |  |  |  | Citywalk Plot 5.11 Main Works Contract BOQ (1).xlsx |  |  |  | CITYWALK PHASE-05, PLOT 5.11 | Residential | CITYWALK RESIDENTIAL 1 LLC
233 |  | Page 2/K/3 |  |  |  | 69959 | [8 empty] | AED |  |  |  |  | Citywalk Plot 5.11 Main Works Contract BOQ (1).xlsx |  |  |  | CITYWALK PHASE-05, PLOT 5.11 | Residential | CITYWALK RESIDENTIAL 1 LLC
235 |  | Page 2/K/4 |  |  |  | 53783 | [8 empty] | AED |  |  |  |  | Citywalk Plot 5.11 Main Works Contract BOQ (1).xlsx |  |  |  | CITYWALK PHASE-05, PLOT 5.11 | Residential | CITYWALK RESIDENTIAL 1 LLC
237 |  | Page 2/K/5 |  |  |  | 0 | [8 empty] | AED |  |  |  |  | Citywalk Plot 5.11 Main Works Contract BOQ (1).xlsx |  |  |  | CITYWALK PHASE-05, PLOT 5.11 | Residential | CITYWALK RESIDENTIAL 1 LLC
274 |  |  |  | Carried To Summary AED |  | 233533 | [8 empty] | AED |  |  |  |  | Citywalk Plot 5.11 Main Works Contract BOQ (1).xlsx |  |  |  | CITYWALK PHASE-05, PLOT 5.11 | Residential | CITYWALK RESIDENTIAL 1 LLC
1146 | [5 empty] | 0 | [8 empty] | AED |  |  |  |  | Citywalk Plot 5.11 Main Works Contract BOQ (1).xlsx |  |  |  | CITYWALK PHASE-05, PLOT 5.11 | Residential | CITYWALK RESIDENTIAL 1 LLC
Items coded: 27 · Auto ✓: 5 · Flagged ⚠: 22 · Auto rate: 19%

## 2L
Citywalk Plot 5.11 Main Works Contract BOQ (1) · 2L
A–G = original bill data · H–S = POMI + NRM coding · T–AB = project metadata · ✓ ≥85% · ⚠ <85% = review
Row | REF | Description | Qty | Unit | Rate | Amount | POMI Section | Code 1 | Code 2 | Code 3 | POMI Sub Section | NRM | NRM Description | Measurement | Currency | Conf% | Stage | Flag | ACTION | BATCH | Country | City | Asset | Project | Type | Employer | Contract Type
▸ EQUIPMENT
▸ PLAY EQUIPMENT
▸ Note: Refer to the following:
▸ 1. Specification;
▸ DHRE0017-DI-XX-XX-SPC-LA-108007
▸ 2.Drawings;
▸ DHRE0017- DNK- XX- 01- DWG- LS- 100210
▸ Play equipment; external; including finishes, fixings, accessories and all ancillary works as necessary
20 | A | Bee rocking; PE08 | 1 | Nr. | 6555 | 6555 | M — Furnishings | M | M05 | M0501 |  | 4.01 | Furnishings & Equipment – Play Equipment | Item | AED | 75 | AI | ⚠ |  | Citywalk Plot 5.11 Main Works Contract BOQ (1).xlsx |  |  |  | CITYWALK PHASE-05, PLOT 5.11 | Residential | CITYWALK RESIDENTIAL 1 LLC
22 | B | Climbing spider thekla; PE04 | 1 | Nr. | 42455 | 42455 | M — Furnishings | M | M05 | M0501 |  | 4.01 | Furnishings & Equipment – Play Equipment | Item | AED | 75 | AI | ⚠ |  | Citywalk Plot 5.11 Main Works Contract BOQ (1).xlsx |  |  |  | CITYWALK PHASE-05, PLOT 5.11 | Residential | CITYWALK RESIDENTIAL 1 LLC
24 | C | Custom double bird house with slide; PE01 | 1 | Nr. | 43656 | 43656 | M — Furnishings | M | M05 | M0501 |  | 4.01 | Furnishings & Equipment – Play Equipment | Item | AED | 78 | AI | ⚠ |  | Citywalk Plot 5.11 Main Works Contract BOQ (1).xlsx |  |  |  | CITYWALK PHASE-05, PLOT 5.11 | Residential | CITYWALK RESIDENTIAL 1 LLC
26 | D | Grass hopper rocking; PE07 | 1 | Nr. | 6555 | 6555 | M — Furnishings | M | M05 | M0501 |  | 4.01 | Furnishings & Equipment – Play Equipment | Item | AED | 75 | AI | ⚠ |  | Citywalk Plot 5.11 Main Works Contract BOQ (1).xlsx |  |  |  | CITYWALK PHASE-05, PLOT 5.11 | Residential | CITYWALK RESIDENTIAL 1 LLC
28 | E | Small play hut; PE05 | 1 | Nr. | 16333 | 16333 | M — Furnishings | M | M05 | M0501 |  | 4.01 | Furnishings & Equipment – Play Equipment | Item | AED | 76 | AI | ⚠ |  | Citywalk Plot 5.11 Main Works Contract BOQ (1).xlsx |  |  |  | CITYWALK PHASE-05, PLOT 5.11 | Residential | CITYWALK RESIDENTIAL 1 LLC
30 | F | Wooden birdhouse/ birdfeeder; PE13 | 9 | Nr. | 2704 | 24336 | M — Furnishings | M | M05 | M0501 |  | 4.01 | Furnishings & Equipment – Play Equipment | Item | AED | 72 | AI | ⚠ |  | Citywalk Plot 5.11 Main Works Contract BOQ (1).xlsx |  |  |  | CITYWALK PHASE-05, PLOT 5.11 | Residential | CITYWALK RESIDENTIAL 1 LLC
32 | G | Wooden birdhouse/ birdfeeder; PE14 | 1 | Nr. | 3824 | 3824 | M — Furnishings | M | M05 | M0501 |  | 4.01 | Furnishings & Equipment – Play Equipment | Item | AED | 72 | AI | ⚠ |  | Citywalk Plot 5.11 Main Works Contract BOQ (1).xlsx |  |  |  | CITYWALK PHASE-05, PLOT 5.11 | Residential | CITYWALK RESIDENTIAL 1 LLC
34 | H | Wooden log kids table-stool set; PE11 | 1 | Nr. | 6555 | 6555 | M — Furnishings | M | M05 | M0501 |  | 4.01 | Furnishings & Equipment – Play Equipment | Item | AED | 77 | AI | ⚠ |  | Citywalk Plot 5.11 Main Works Contract BOQ (1).xlsx |  |  |  | CITYWALK PHASE-05, PLOT 5.11 | Residential | CITYWALK RESIDENTIAL 1 LLC
36 | J | Wooden log seat; PE12 | 4 | Nr. | 4316 | 17264 | M — Furnishings | M | M05 | M0501 |  | 4.01 | Furnishings & Equipment – Play Equipment | Item | AED | 76 | AI | ⚠ |  | Citywalk Plot 5.11 Main Works Contract BOQ (1).xlsx |  |  |  | CITYWALK PHASE-05, PLOT 5.11 | Residential | CITYWALK RESIDENTIAL 1 LLC
38 | K | Wooden log steppies; PE10 | 9 | Nr. | 10871 | 97839 | M — Furnishings | M | M05 | M0501 |  | 4.01 | Furnishings & Equipment – Play Equipment | Item | AED | 75 | AI | ⚠ |  | Citywalk Plot 5.11 Main Works Contract BOQ (1).xlsx |  |  |  | CITYWALK PHASE-05, PLOT 5.11 | Residential | CITYWALK RESIDENTIAL 1 LLC
40 | L | Wooden tee-pee; PE09 | 1 | Nr. | 37145 | 37145 | M — Furnishings | M | M05 | M0501 |  | 4.01 | Furnishings & Equipment – Play Equipment | Item | AED | 77 | AI | ⚠ |  | Citywalk Plot 5.11 Main Works Contract BOQ (1).xlsx |  |  |  | CITYWALK PHASE-05, PLOT 5.11 | Residential | CITYWALK RESIDENTIAL 1 LLC
42 | M | Wooden 2 seater see-saw; PE03 | 1 | Nr. | 13056 | 13056 | M — Furnishings | M | M05 | M0501 |  | 4.01 | Furnishings & Equipment – Play Equipment | Item | AED | 78 | AI | ⚠ |  | Citywalk Plot 5.11 Main Works Contract BOQ (1).xlsx |  |  |  | CITYWALK PHASE-05, PLOT 5.11 | Residential | CITYWALK RESIDENTIAL 1 LLC
44 | N | 2m stump; PE06 | 14 | Nr. | 14148 | 198072 | M — Furnishings | M | M05 | M0501 |  | 4.01 | Furnishings & Equipment – Play Equipment | Item | AED | 74 | AI | ⚠ |  | Citywalk Plot 5.11 Main Works Contract BOQ (1).xlsx |  |  |  | CITYWALK PHASE-05, PLOT 5.11 | Residential | CITYWALK RESIDENTIAL 1 LLC
46 | P | Wooden owl sculpture; PE15 | 1 | Nr. | 20485 | 20485 | M — Furnishings | M | M05 | M0501 |  | 4.01 | Furnishings & Equipment – Play Equipment | Item | AED | 73 | AI | ⚠ |  | Citywalk Plot 5.11 Main Works Contract BOQ (1).xlsx |  |  |  | CITYWALK PHASE-05, PLOT 5.11 | Residential | CITYWALK RESIDENTIAL 1 LLC
48 | Q | Wooden parrot sculpture; PE16 | 1 | Nr. | 17207 | 17207 | M — Furnishings | M | M05 | M0501 |  | 4.01 | Furnishings & Equipment – Play Equipment | Item | AED | 73 | AI | ⚠ |  | Citywalk Plot 5.11 Main Works Contract BOQ (1).xlsx |  |  |  | CITYWALK PHASE-05, PLOT 5.11 | Residential | CITYWALK RESIDENTIAL 1 LLC
52 |  |  |  | To Collection AED |  | 551337 | [8 empty] | AED |  |  |  |  | Citywalk Plot 5.11 Main Works Contract BOQ (1).xlsx |  |  |  | CITYWALK PHASE-05, PLOT 5.11 | Residential | CITYWALK RESIDENTIAL 1 LLC
▸ GENERALLY
58 | A | Allow for any other works which are not included above and which are required to complete the Equipment in accordance with the Specification and the Drawings (Tenderer to list below) | 0 | Item |  |  | A — General Requirements | A | A01 | A0101 | Conditions of contract | 9.01 | Preliminaries – Contingency | Item | AED | 90 | Rule | ✓ |  | Citywalk Plot 5.11 Main Works Contract BOQ (1).xlsx |  |  |  | CITYWALK PHASE-05, PLOT 5.11 | Residential | CITYWALK RESIDENTIAL 1 LLC
97 |  |  |  | To Collection AED |  | 0 | [8 empty] | AED |  |  |  |  | Citywalk Plot 5.11 Main Works Contract BOQ (1).xlsx |  |  |  | CITYWALK PHASE-05, PLOT 5.11 | Residential | CITYWALK RESIDENTIAL 1 LLC
100 |  | COLLECTION | [12 empty] | AED |  |  |  |  | Citywalk Plot 5.11 Main Works Contract BOQ (1).xlsx |  |  |  | CITYWALK PHASE-05, PLOT 5.11 | Residential | CITYWALK RESIDENTIAL 1 LLC
102 |  | Page 2/L/1 |  |  |  | 551337 | [8 empty] | AED |  |  |  |  | Citywalk Plot 5.11 Main Works Contract BOQ (1).xlsx |  |  |  | CITYWALK PHASE-05, PLOT 5.11 | Residential | CITYWALK RESIDENTIAL 1 LLC
104 |  | Page 2/L/2 |  |  |  | 0 | [8 empty] | AED |  |  |  |  | Citywalk Plot 5.11 Main Works Contract BOQ (1).xlsx |  |  |  | CITYWALK PHASE-05, PLOT 5.11 | Residential | CITYWALK RESIDENTIAL 1 LLC
147 |  |  |  | Carried To Summary AED |  | 551337 | [8 empty] | AED |  |  |  |  | Citywalk Plot 5.11 Main Works Contract BOQ (1).xlsx |  |  |  | CITYWALK PHASE-05, PLOT 5.11 | Residential | CITYWALK RESIDENTIAL 1 LLC
1148 | [5 empty] | 0 | [8 empty] | AED |  |  |  |  | Citywalk Plot 5.11 Main Works Contract BOQ (1).xlsx |  |  |  | CITYWALK PHASE-05, PLOT 5.11 | Residential | CITYWALK RESIDENTIAL 1 LLC
Items coded: 16 · Auto ✓: 1 · Flagged ⚠: 15 · Auto rate: 6%

## 2M
Citywalk Plot 5.11 Main Works Contract BOQ (1) · 2M
A–G = original bill data · H–S = POMI + NRM coding · T–AB = project metadata · ✓ ≥85% · ⚠ <85% = review
Row | REF | Description | Qty | Unit | Rate | Amount | POMI Section | Code 1 | Code 2 | Code 3 | POMI Sub Section | NRM | NRM Description | Measurement | Currency | Conf% | Stage | Flag | ACTION | BATCH | Country | City | Asset | Project | Type | Employer | Contract Type
▸ FURNISHINGS
▸ FITTINGS
▸ Note: Refer to the following:
▸ 1. Specification;
▸ DHRE0017-KP-XX-XX-SPC-MW-108001
▸ 2. Drawings;
▸ DHRE0017-KP-XX-01-DWG-ID-104301
▸ DHRE0017-KP-XX-01-DWG-ID-104202
▸ DHRE0017-KP-XX-ZZ-DWG-ID-104102
▸ Motorized sheer blinds - double height; including all necessary works
24 | A | 8200mm high; C-DP-01; Ground floor | 11 | m | 12308 | 135388 | H — Doors And Windows | H | H07 | H0701 |  | 2.06 | Windows & External Doors – Blinds & Shading | Number | AED | 85 | AI | ✓ |  | Citywalk Plot 5.11 Main Works Contract BOQ (1).xlsx |  |  |  | CITYWALK PHASE-05, PLOT 5.11 | Residential | CITYWALK RESIDENTIAL 1 LLC
▸ Garbage collection room
28 | B | Waste bin - 1100 Liter capacity - green color (GR-01) | 6 | Nr. | 2575 | 15450 | K — Accessories | K | K01 | K0101 | K1 Generally | 4.01 | FF&E – Waste Management & Storage | Number | AED | 80 | AI | ⚠ |  | Citywalk Plot 5.11 Main Works Contract BOQ (1).xlsx |  |  |  | CITYWALK PHASE-05, PLOT 5.11 | Residential | CITYWALK RESIDENTIAL 1 LLC
30 | C | Waste bin - 1100 Liter capacity - black color (GR-02) | 5 | Nr. | 2575 | 12875 | K — Accessories | K | K01 | K0101 | K1 Generally | 4.01 | FF&E – Waste Management & Storage | Number | AED | 80 | AI | ⚠ |  | Citywalk Plot 5.11 Main Works Contract BOQ (1).xlsx |  |  |  | CITYWALK PHASE-05, PLOT 5.11 | Residential | CITYWALK RESIDENTIAL 1 LLC
32 | D | Hand wash sink unit (GR-03); including all necessary supports and fixings | 1 | Nr. | 2961 | 2961 | K — Accessories | K | K02 | K0203 | K2 Partitions | 5.01 | Sanitary Appliances – Wash Basins | Number | AED | 82 | AI | ⚠ |  | Citywalk Plot 5.11 Main Works Contract BOQ (1).xlsx |  |  |  | CITYWALK PHASE-05, PLOT 5.11 | Residential | CITYWALK RESIDENTIAL 1 LLC
34 | E | Garbage storing table (GR-04); size: 1680 x 700mm | 1 | Nr. | 9013 | 9013 | K — Accessories | K | K01 | K0101 | K1 Generally | 4.01 | FF&E – Storage & Work Surfaces | Number | AED | 75 | AI | ⚠ |  | Citywalk Plot 5.11 Main Works Contract BOQ (1).xlsx |  |  |  | CITYWALK PHASE-05, PLOT 5.11 | Residential | CITYWALK RESIDENTIAL 1 LLC
36 | F | Pre spray rinse unit (GR-05); including all fixings | 1 | Nr. | 3219 | 3219 | Q — Mechanical Engineering Installations | Q | Q07 | Q0703 | Q7 Insulation, including linings and protective coverings | 5.06 | Mechanical Engineering Installations | Length (m), Weight (t), Area (m²), Enumerated (nr), Item | AED | 61 | Fuzzy | ⚠ |  | Citywalk Plot 5.11 Main Works Contract BOQ (1).xlsx |  |  |  | CITYWALK PHASE-05, PLOT 5.11 | Residential | CITYWALK RESIDENTIAL 1 LLC
38 | G | Upright storage cabinet (GR-06); including all necessary supports and fixings as per drawing | 2 | Nr. | 6438 | 12876 | F — Woodwork | F | F03 | F0301 | F3 Boarding and flooring | 2.01 | Frame / Woodwork | Length (m), Area (m²), Enumerated (nr) | AED | 65 | Fuzzy | ⚠ |  | Citywalk Plot 5.11 Main Works Contract BOQ (1).xlsx |  |  |  | CITYWALK PHASE-05, PLOT 5.11 | Residential | CITYWALK RESIDENTIAL 1 LLC
40 | H | Flushing hose reel (GR-07); including all necessary supports and fixings as per drawing | 1 | Nr. | 3219 | 3219 | Q — Mechanical Engineering Installations | Q | Q07 | Q0700 | Q7 Insulation, including linings and protective coverings | 5.06 | Mechanical Engineering Installations | Length (m), Weight (t), Area (m²), Enumerated (nr), Item | AED | 71 | Fuzzy | ⚠ |  | Citywalk Plot 5.11 Main Works Contract BOQ (1).xlsx |  |  |  | CITYWALK PHASE-05, PLOT 5.11 | Residential | CITYWALK RESIDENTIAL 1 LLC
43 |  |  |  | To Collection AED |  | 195001 | [8 empty] | AED |  |  |  |  | Citywalk Plot 5.11 Main Works Contract BOQ (1).xlsx |  |  |  | CITYWALK PHASE-05, PLOT 5.11 | Residential | CITYWALK RESIDENTIAL 1 LLC
▸ FITTINGS (Cont'd)
49 | A | Drain trough grating (GR-08); Size 1700 x 1300mm | 1 | Nr. | 2704 | 2704 | Q — Mechanical Engineering Installations | Q | Q03 | Q0303 | Q3 Ductwork | 5.06 | Mechanical Engineering Installations | Length (m), Weight (t), Area (m²), Enumerated (nr), Item | AED | 60 | Fuzzy | ⚠ |  | Citywalk Plot 5.11 Main Works Contract BOQ (1).xlsx |  |  |  | CITYWALK PHASE-05, PLOT 5.11 | Residential | CITYWALK RESIDENTIAL 1 LLC
51 | B | Insect-O-cutter (GR-09) | 1 | Nr. | 3219 | 3219 | K — Accessories | K | K01 | K0101 | K1 Generally | 4.01 | FF&E – Specialized Fittings | Number | AED | 70 | AI | ⚠ |  | Citywalk Plot 5.11 Main Works Contract BOQ (1).xlsx |  |  |  | CITYWALK PHASE-05, PLOT 5.11 | Residential | CITYWALK RESIDENTIAL 1 LLC
53 | C | Air curtain (GR-10); 1200mm long | 2 | Nr. | 0 | Included in MEP | M — Furnishings | M | M02 | M0200 | M2 Curtain track | 4.01 | Furnishings | Enumerated (nr), Length (m), Item | AED | 67 | Fuzzy | ⚠ |  | Citywalk Plot 5.11 Main Works Contract BOQ (1).xlsx |  |  |  | CITYWALK PHASE-05, PLOT 5.11 | Residential | CITYWALK RESIDENTIAL 1 LLC
55 | D | Garbage chute system (GR-11) complete; 300mm diameter tubes; garbage chute with access door at each floor and vents; connected to the surrounding shaft structure through anti-vibration mounts; the chute wrapped with minimum 4mm thick Mass Loaded Vinyl (MLV) membrane to minimize noise transfer, minimum 4kg/m2 to be used; including all necessary supports and fixings | 78 | m | 2056 | 160368 | H — Doors And Windows | H | H02 | H0201 | H2 Windows | 2.06 | Windows and External Doors | Enumerated (nr), Area (m²), Length (m) | AED | 63 | Fuzzy | ⚠ |  | Citywalk Plot 5.11 Main Works Contract BOQ (1).xlsx |  |  |  | CITYWALK PHASE-05, PLOT 5.11 | Residential | CITYWALK RESIDENTIAL 1 LLC
57 | E | Intake doors (GT-11); S/S grade 304; including all necessary supports and fixings | 2 | Nr. | 0 | Included | H — Doors And Windows | H | H01 | H0100 | H1 Doors | 2.06 | Windows and External Doors | Enumerated (nr), Area (m²), Length (m) | AED | 79 | Fuzzy | ⚠ |  | Citywalk Plot 5.11 Main Works Contract BOQ (1).xlsx |  |  |  | CITYWALK PHASE-05, PLOT 5.11 | Residential | CITYWALK RESIDENTIAL 1 LLC
59 | F | Rubber guard rails | 31 | m | 89 | 2759 | B — Site Work | B | B23 | B2301 | B23 Railway work | 8.01 | Site Works, Drainage, External Services & Landscaping | Volume (m³), Length (m), Area (m²), Enumerated (nr), Item | AED | 77 | Fuzzy | ⚠ |  | Citywalk Plot 5.11 Main Works Contract BOQ (1).xlsx |  |  |  | CITYWALK PHASE-05, PLOT 5.11 | Residential | CITYWALK RESIDENTIAL 1 LLC
▸ Access hatch; including finishes, metal supports, fixings, accessories and all ancillary works as necessary
63 | G | Size 800 x 800mm; to domestic water pump room | 2 | Nr. | 1875 | 3750 | Q — Mechanical Engineering Installations | Q | Q06 | Q0600 | Q6 Connections to supply mains | 5.06 | Mechanical Engineering Installations | Length (m), Weight (t), Area (m²), Enumerated (nr), Item | AED | 61 | Fuzzy | ⚠ |  | Citywalk Plot 5.11 Main Works Contract BOQ (1).xlsx |  |  |  | CITYWALK PHASE-05, PLOT 5.11 | Residential | CITYWALK RESIDENTIAL 1 LLC
▸ Ladder; 25mm diameter fluted tube finished with polyurethane paint as step rungs; 50 x 50 x 6mm square grip tube finished with polyurethane paint as side rails on either side; fixed to wall using 65x10mm s/s bracket finished with polyurethane paint as suited; including all necessary finishes, fittings and fixings accessories
67 | H | Cat ladder Type 1; 600 x 2300mm high; to domestic water pump room | 2 | Nr. | 2156 | 4312 | Q — Mechanical Engineering Installations | Q | Q03 | Q0301 | Q3 Ductwork | 5.06 | Mechanical Engineering Installations | Length (m), Weight (t), Area (m²), Enumerated (nr), Item | AED | 63 | Fuzzy | ⚠ |  | Citywalk Plot 5.11 Main Works Contract BOQ (1).xlsx |  |  |  | CITYWALK PHASE-05, PLOT 5.11 | Residential | CITYWALK RESIDENTIAL 1 LLC
71 |  |  |  | To Collection AED |  | 177112 | [8 empty] | AED |  |  |  |  | Citywalk Plot 5.11 Main Works Contract BOQ (1).xlsx |  |  |  | CITYWALK PHASE-05, PLOT 5.11 | Residential | CITYWALK RESIDENTIAL 1 LLC
▸ FITTINGS (Cont'd)
77 | A | Cat ladder Type 2; 600 x 2300mm high; to Fire/domestic water tank 01 and 02 | 2 | Nr. | 2906 | 5812 | K — Accessories | K | K01 | K0102 | K1 Generally | 4.01 | FF&E – Access Equipment & Ladders | Number | AED | 78 | AI | ⚠ |  | Citywalk Plot 5.11 Main Works Contract BOQ (1).xlsx |  |  |  | CITYWALK PHASE-05, PLOT 5.11 | Residential | CITYWALK RESIDENTIAL 1 LLC
▸ Grab handle; 50mm diameter; finished with polyurethane paint; including metal supports, fixings, accessories and all ancillary works as necessary
81 | B | Size 900mm high; to domestic water pump room | 2 | Nr. | 1250 | 2500 | Q — Mechanical Engineering Installations | Q | Q03 | Q0303 | Q3 Ductwork | 5.06 | Mechanical Engineering Installations | Length (m), Weight (t), Area (m²), Enumerated (nr), Item | AED | 62 | Fuzzy | ⚠ |  | Citywalk Plot 5.11 Main Works Contract BOQ (1).xlsx |  |  |  | CITYWALK PHASE-05, PLOT 5.11 | Residential | CITYWALK RESIDENTIAL 1 LLC
▸ Ladder; 25mm galvanized round bar as step rungs; 50 x 50 x 6mm galvanized square tube as side rails on either side; fixed to wall using 65 x 10mm thick fabricated steel angle fixed with M10 anchor bolt as suited; pre-treated; finished with polyurethane paint; including all necessary finishes, fittings and fixings accessories
85 | C | Ladder Type 2 to lift pit; 3100mm high | 3 | Nr. | 2906 | 8718 | K — Accessories | K | K01 | K0102 | K1 Generally | 4.01 | FF&E – Access Equipment & Ladders | Number | AED | 78 | AI | ⚠ |  | Citywalk Plot 5.11 Main Works Contract BOQ (1).xlsx |  |  |  | CITYWALK PHASE-05, PLOT 5.11 | Residential | CITYWALK RESIDENTIAL 1 LLC
▸ Pit guard screen; including all necessary finishes, fittings and fixings accessories
89 | D | Size 2350 x 4500mm high; to lift pit | 1 | Nr. | 13219 | 13219 | K — Accessories | K | K01 | K0102 | K1 Generally | 4.01 | FF&E – Access Equipment & Platforms | Number | AED | 75 | AI | ⚠ |  | Citywalk Plot 5.11 Main Works Contract BOQ (1).xlsx |  |  |  | CITYWALK PHASE-05, PLOT 5.11 | Residential | CITYWALK RESIDENTIAL 1 LLC
▸ Parking accessories
93 | E | Precast wheel stoppers; 1800 x 200 x 100mm; fixed to the floor slab; painted yellow | 110 | Nr. | 149 | 16390 | C — Concrete Work | C | C05 | C0500 | C5 Precast concrete | 2.01 | Frame / Concrete Work | Volume (m³), Weight (t), Area (m²), Length (m), Enumerated (nr) | AED | 78 | Fuzzy | ⚠ |  | Citywalk Plot 5.11 Main Works Contract BOQ (1).xlsx |  |  |  | CITYWALK PHASE-05, PLOT 5.11 | Residential | CITYWALK RESIDENTIAL 1 LLC
95 | F | Speed hump; 3000 x 400 x 50mm high; high impact resistance extruded rubber; alternate black and yellow colour; including 2nr "cats eyes" reflectors on longer sides and 2nr end caps on shorter sides; fixed with stainless steel bolt anchors | 1 | Nr. | 545 | 545 | K — Accessories | K | K01 | K0103 | K1 Generally | 8.01 | External Works – Traffic Control & Safety | Number | AED | 85 | AI | ✓ |  | Citywalk Plot 5.11 Main Works Contract BOQ (1).xlsx |  |  |  | CITYWALK PHASE-05, PLOT 5.11 | Residential | CITYWALK RESIDENTIAL 1 LLC
101 |  |  |  | To Collection AED |  | 47184 | [8 empty] | AED |  |  |  |  | Citywalk Plot 5.11 Main Works Contract BOQ (1).xlsx |  |  |  | CITYWALK PHASE-05, PLOT 5.11 | Residential | CITYWALK RESIDENTIAL 1 LLC
▸ FITTINGS (Cont'd)
107 | A | Speed hump; 3500 x 400 x 50mm high; high impact resistance extruded rubber; alternate black and yellow colour; including 2nr "cats eyes" reflectors on longer sides and 2nr end caps on shorter sides; fixed with stainless steel bolt anchors | 1 | Nr. | 625 | 625 | K — Accessories | K | K01 | K0103 | K1 Generally | 8.01 | External Works – Traffic Control & Safety | Number | AED | 85 | AI | ✓ |  | Citywalk Plot 5.11 Main Works Contract BOQ (1).xlsx |  |  |  | CITYWALK PHASE-05, PLOT 5.11 | Residential | CITYWALK RESIDENTIAL 1 LLC
109 | B | Speed hump; 5500 x 400 x 50mm high; high impact resistance extruded rubber; alternate black and yellow colour; including 2nr "cats eyes" reflectors on longer sides and 2nr end caps on shorter sides; fixed with stainless steel bolt anchors | 2 | Nr. | 868 | 1736 | K — Accessories | K | K01 | K0103 | K1 Generally | 8.01 | External Works – Traffic Control & Safety | Number | AED | 85 | AI | ✓ |  | Citywalk Plot 5.11 Main Works Contract BOQ (1).xlsx |  |  |  | CITYWALK PHASE-05, PLOT 5.11 | Residential | CITYWALK RESIDENTIAL 1 LLC
111 | C | Speed hump; 6000 x 400 x 75mm high; high impact resistance extruded rubber; alternate black and yellow colour; including 2nr "cats eyes" reflectors on longer sides and 2nr end caps on shorter sides; fixed with stainless steel bolt anchors | 1 | Nr. | 1028 | 1028 | K — Accessories | K | K01 | K0103 | K1 Generally | 8.01 | External Works – Traffic Control & Safety | Number | AED | 85 | AI | ✓ |  | Citywalk Plot 5.11 Main Works Contract BOQ (1).xlsx |  |  |  | CITYWALK PHASE-05, PLOT 5.11 | Residential | CITYWALK RESIDENTIAL 1 LLC
113 | D | Column guards; 1000mm high; heavy-duty assembly in high impact-resistant neoprene profile with yellow reflective strips; mechanically anchored to the corner of wall/column; galvanized clip inserts anchored to wall as required | 286 | Nr. | 56 | 16016 | C — Concrete Work | C | C01 | C0102 | C1 Generally | 2.01 | Frame / Concrete Work | Volume (m³), Weight (t), Area (m²), Length (m), Enumerated (nr) | AED | 67 | Fuzzy | ⚠ |  | Citywalk Plot 5.11 Main Works Contract BOQ (1).xlsx |  |  |  | CITYWALK PHASE-05, PLOT 5.11 | Residential | CITYWALK RESIDENTIAL 1 LLC
115 | E | Circular column guards; 1000mm high; heavy-duty assembly in high impact-resistant neoprene profile with yellow reflective strips; mechanically anchored to the corner of wall/column; galvanized clip inserts anchored to wall as required | 12 | Nr. | 98 | 1176 | C — Concrete Work | C | C01 | C0102 | C1 Generally | 2.01 | Frame / Concrete Work | Volume (m³), Weight (t), Area (m²), Length (m), Enumerated (nr) | AED | 66 | Fuzzy | ⚠ |  | Citywalk Plot 5.11 Main Works Contract BOQ (1).xlsx |  |  |  | CITYWALK PHASE-05, PLOT 5.11 | Residential | CITYWALK RESIDENTIAL 1 LLC
117 | F | Bike Rack | 8 | Nr. | 938 | 7504 | K — Accessories | K | K01 | K0103 | K1 Generally | 8.01 | External Works – Parking Accessories | Number | AED | 82 | AI | ⚠ |  | Citywalk Plot 5.11 Main Works Contract BOQ (1).xlsx |  |  |  | CITYWALK PHASE-05, PLOT 5.11 | Residential | CITYWALK RESIDENTIAL 1 LLC
119 | G | Crash guard alongside the ramp | 122 | m | 89 | 10858 | K — Accessories | K | K01 | K0103 | K1 Generally | 4.01 | FF&E – Safety & Protection | Length (m) | AED | 78 | AI | ⚠ |  | Citywalk Plot 5.11 Main Works Contract BOQ (1).xlsx |  |  |  | CITYWALK PHASE-05, PLOT 5.11 | Residential | CITYWALK RESIDENTIAL 1 LLC
121 | H | Curved crash guard alongside the ramp | 39 | m | 100 | 3900 | B — Site Work | B | B24 | B2401 | B24 Tunnel excavation | 8.01 | Site Works, Drainage, External Services & Landscaping | Volume (m³), Length (m), Area (m²), Enumerated (nr), Item | AED | 64 | Fuzzy | ⚠ |  | Citywalk Plot 5.11 Main Works Contract BOQ (1).xlsx |  |  |  | CITYWALK PHASE-05, PLOT 5.11 | Residential | CITYWALK RESIDENTIAL 1 LLC
125 |  |  |  | To Collection AED |  | 42843 | [8 empty] | AED |  |  |  |  | Citywalk Plot 5.11 Main Works Contract BOQ (1).xlsx |  |  |  | CITYWALK PHASE-05, PLOT 5.11 | Residential | CITYWALK RESIDENTIAL 1 LLC
▸ FITTINGS (Cont'd)
131 | A | Grating cover; 300mm wide; heavy-duty cast iron; continuous metal frames and support for grating | 15 | m | 1063 | 15945 | K — Accessories | K | K01 | K0102 | K1 Generally | 4.01 | FF&E – Floor Covers & Gratings | Length (m) | AED | 80 | AI | ⚠ |  | Citywalk Plot 5.11 Main Works Contract BOQ (1).xlsx |  |  |  | CITYWALK PHASE-05, PLOT 5.11 | Residential | CITYWALK RESIDENTIAL 1 LLC
133 | B | Traffic mirror; stainless steel; including highly polished stainless steel convex mirror face | 1 | Item | 443 | 443 | K — Accessories | K | K02 | K0201 | K2 Partitions | 3.01 | Accessories – Mirror | Enumerated (nr) | AED | 93 | Rule | ✓ |  | Citywalk Plot 5.11 Main Works Contract BOQ (1).xlsx |  |  |  | CITYWALK PHASE-05, PLOT 5.11 | Residential | CITYWALK RESIDENTIAL 1 LLC
▸ Miscellaneous accessories
137 | C | PVC/Rubber crash rails at BOH corridors | 1 | Item | 2670 | 2670 | K — Accessories | K | K01 | K0101 | K1 Generally | 4.01 | FF&E – Protection Fittings | Length (m) | AED | 75 | AI | ⚠ |  | Citywalk Plot 5.11 Main Works Contract BOQ (1).xlsx |  |  |  | CITYWALK PHASE-05, PLOT 5.11 | Residential | CITYWALK RESIDENTIAL 1 LLC
139 | D | Built-up concrete kerb; to edges of parking islands | 1 | Item | 17181 | 17181 | C — Concrete Work | C | C02 | C0200 | C2 Poured concrete | 2.01 | Frame / Concrete Work | Volume (m³), Weight (t), Area (m²), Length (m), Enumerated (nr) | AED | 79 | Fuzzy | ⚠ |  | Citywalk Plot 5.11 Main Works Contract BOQ (1).xlsx |  |  |  | CITYWALK PHASE-05, PLOT 5.11 | Residential | CITYWALK RESIDENTIAL 1 LLC
▸ Mirror to BOH toilet; including required backing and all necessary works
143 | E | Mirror | 1 | Nr. | 625 | 625 | K — Accessories | K | K02 | K0201 | K2 Partitions | 3.01 | Accessories – Mirror | Enumerated (nr) | AED | 93 | Rule | ✓ |  | Citywalk Plot 5.11 Main Works Contract BOQ (1).xlsx |  |  |  | CITYWALK PHASE-05, PLOT 5.11 | Residential | CITYWALK RESIDENTIAL 1 LLC
▸ ID Lighting
▸ Supply of ID Lights
149 | F | IDLO-1; 3x10W LED decorative pendent light, IP20 | 1 | Nr. | 12750 | 12750 | L — Equipment | L | L01 | L0101 | L1 Generally | 5.08 | Electrical Installations – Light Fittings Supply | Number | AED | 88 | AI | ✓ |  | Citywalk Plot 5.11 Main Works Contract BOQ (1).xlsx |  |  |  | CITYWALK PHASE-05, PLOT 5.11 | Residential | CITYWALK RESIDENTIAL 1 LLC
151 | G | IDLO-4; black fishing arched floor lamp, 197cm height x 167cm width, black metal finish | 1 | Nr. | 2550 | 2550 | L — Equipment | L | L01 | L0101 | L1 Generally | 5.08 | Electrical Installations – Light Fittings Supply | Number | AED | 88 | AI | ✓ |  | Citywalk Plot 5.11 Main Works Contract BOQ (1).xlsx |  |  |  | CITYWALK PHASE-05, PLOT 5.11 | Residential | CITYWALK RESIDENTIAL 1 LLC
▸ Install of ID Lights
155 | H | IDLO-1; 3x10W LED decorative pendent light, IP20 | 1 | Nr. | 50 | 50 | L — Equipment | L | L01 | L0101 | L1 Generally | 5.08 | Electrical Installations – Light Fittings Installation | Number | AED | 88 | AI | ✓ |  | Citywalk Plot 5.11 Main Works Contract BOQ (1).xlsx |  |  |  | CITYWALK PHASE-05, PLOT 5.11 | Residential | CITYWALK RESIDENTIAL 1 LLC
157 | J | IDLO-4; black fishing arched floor lamp, 197cm height x 167cm width, black metal finish | 1 | Nr. | 50 | 50 | L — Equipment | L | L01 | L0101 | L1 Generally | 5.08 | Electrical Installations – Light Fittings Installation | Number | AED | 88 | AI | ✓ |  | Citywalk Plot 5.11 Main Works Contract BOQ (1).xlsx |  |  |  | CITYWALK PHASE-05, PLOT 5.11 | Residential | CITYWALK RESIDENTIAL 1 LLC
162 |  |  |  | To Collection AED |  | 52264 | [8 empty] | AED |  |  |  |  | Citywalk Plot 5.11 Main Works Contract BOQ (1).xlsx |  |  |  | CITYWALK PHASE-05, PLOT 5.11 | Residential | CITYWALK RESIDENTIAL 1 LLC
▸ LOOSE FURNITURE
▸ Note: Refer to the following:
▸ 1. Specification;
▸ DHRE0017-KP-XX-XX-SPC-MW-108001
▸ 2. Drawings;
▸ DHRE0017-KP-XX-01-DWG-ID-104301
▸ DHRE0017-KP-XX-01-DWG-ID-104202
▸ DHRE0017-KP-XX-ZZ-DWG-ID-104102
▸ Artwork to lift lobby; including fixings, fittings and all ancillary works
184 | A | C-AC-03; 1200 x 1200mm high | 1 | Nr. | 3235 | 3235 | E — Metalwork | E | E03 | E0301 | E3 Non-structural metalwork | 3.01 | Metalwork – Handrail / Balustrade | Length (m) | AED | 90 | Rule | ✓ |  | Citywalk Plot 5.11 Main Works Contract BOQ (1).xlsx |  |  |  | CITYWALK PHASE-05, PLOT 5.11 | Residential | CITYWALK RESIDENTIAL 1 LLC
▸ Artwork to main lobby; including fixings, fittings and all ancillary works
188 | B | C-AC-01; 1200 x 2400mm high | 1 | Nr. | 3705 | 3705 | M — Furnishings | M | M01 | M0101 | M1 Generally | 4.01 | FF&E – Artwork & Decoration | Number | AED | 85 | AI | ✓ |  | Citywalk Plot 5.11 Main Works Contract BOQ (1).xlsx |  |  |  | CITYWALK PHASE-05, PLOT 5.11 | Residential | CITYWALK RESIDENTIAL 1 LLC
190 | C | C-AC-05; 1800 x 4800mm high | 1 | Nr. | 7885 | 7885 | M — Furnishings | M | M01 | M0101 | M1 Generally | 4.01 | FF&E – Artwork & Decoration | Number | AED | 85 | AI | ✓ |  | Citywalk Plot 5.11 Main Works Contract BOQ (1).xlsx |  |  |  | CITYWALK PHASE-05, PLOT 5.11 | Residential | CITYWALK RESIDENTIAL 1 LLC
192 | D | C-AC-07A; 1200 x 2400mm high | 1 | Nr. | 3705 | 3705 | M — Furnishings | M | M01 | M0101 | M1 Generally | 4.01 | FF&E – Artwork & Decoration | Number | AED | 85 | AI | ✓ |  | Citywalk Plot 5.11 Main Works Contract BOQ (1).xlsx |  |  |  | CITYWALK PHASE-05, PLOT 5.11 | Residential | CITYWALK RESIDENTIAL 1 LLC
194 | E | C-AC-07B; 1200 x 2400mm high | 1 | Nr. | 3705 | 3705 | M — Furnishings | M | M01 | M0101 | M1 Generally | 4.01 | FF&E – Artwork & Decoration | Number | AED | 85 | AI | ✓ |  | Citywalk Plot 5.11 Main Works Contract BOQ (1).xlsx |  |  |  | CITYWALK PHASE-05, PLOT 5.11 | Residential | CITYWALK RESIDENTIAL 1 LLC
196 | F | C-AC-14; 1000 x 1750mm high | 1 | Nr. | 3235 | 3235 | M — Furnishings | M | M01 | M0101 | M1 Generally | 4.01 | FF&E – Artwork & Decoration | Number | AED | 85 | AI | ✓ |  | Citywalk Plot 5.11 Main Works Contract BOQ (1).xlsx |  |  |  | CITYWALK PHASE-05, PLOT 5.11 | Residential | CITYWALK RESIDENTIAL 1 LLC
▸ To FCC room
199 | G | Chair | 3 | Nr. | 1615 | 4845 | M — Furnishings | M | M01 | M0102 | M1 Generally | 4.01 | FF&E – Furniture & Seating | Number | AED | 88 | AI | ✓ |  | Citywalk Plot 5.11 Main Works Contract BOQ (1).xlsx |  |  |  | CITYWALK PHASE-05, PLOT 5.11 | Residential | CITYWALK RESIDENTIAL 1 LLC
201 | H | Desk | 3 | Nr. | 2660 | 7980 | M — Furnishings | M | M01 | M0102 | M1 Generally | 4.01 | FF&E – Furniture & Work Surfaces | Number | AED | 88 | AI | ✓ |  | Citywalk Plot 5.11 Main Works Contract BOQ (1).xlsx |  |  |  | CITYWALK PHASE-05, PLOT 5.11 | Residential | CITYWALK RESIDENTIAL 1 LLC
▸ Main Lobby
205 | J | Planter; C-FF-01; including the plant, soil and the pot | 2 | Nr. | 3801 | 7602 | M — Furnishings | M | M01 | M0101 | M1 Generally | 3.01 | Furnishings – Planter | Enumerated (nr) | AED | 90 | Rule | ✓ |  | Citywalk Plot 5.11 Main Works Contract BOQ (1).xlsx |  |  |  | CITYWALK PHASE-05, PLOT 5.11 | Residential | CITYWALK RESIDENTIAL 1 LLC
207 | K | Planter; C-FF-01A; including the plant, soil and the pot | 1 | Nr. | 6527 | 6527 | M — Furnishings | M | M01 | M0101 | M1 Generally | 3.01 | Furnishings – Planter | Enumerated (nr) | AED | 90 | Rule | ✓ |  | Citywalk Plot 5.11 Main Works Contract BOQ (1).xlsx |  |  |  | CITYWALK PHASE-05, PLOT 5.11 | Residential | CITYWALK RESIDENTIAL 1 LLC
210 |  |  |  | To Collection AED |  | 52424 | [8 empty] | AED |  |  |  |  | Citywalk Plot 5.11 Main Works Contract BOQ (1).xlsx |  |  |  | CITYWALK PHASE-05, PLOT 5.11 | Residential | CITYWALK RESIDENTIAL 1 LLC
▸ LOOSE FURNITURE (Cont'd)
216 | A | Reception Chair; C-FF-02 | 1 | Nr. | 3705 | 3705 | M — Furnishings | M | M00 | M0000 |  | 4.01 | Furnishings | Enumerated (nr), Length (m), Item | AED | 62 | Fuzzy | ⚠ |  | Citywalk Plot 5.11 Main Works Contract BOQ (1).xlsx |  |  |  | CITYWALK PHASE-05, PLOT 5.11 | Residential | CITYWALK RESIDENTIAL 1 LLC
218 | B | Coffee Table; C-FF-03 | 3 | Nr. | 6648 | 19944 | M — Furnishings | M | M01 | M0102 | M1 Generally | 4.01 | FF&E – Furniture & Tables | Number | AED | 88 | AI | ✓ |  | Citywalk Plot 5.11 Main Works Contract BOQ (1).xlsx |  |  |  | CITYWALK PHASE-05, PLOT 5.11 | Residential | CITYWALK RESIDENTIAL 1 LLC
220 | C | Coffee Table; C-FF-03A | 2 | Nr. | 4513 | 9026 | M — Furnishings | M | M01 | M0102 | M1 Generally | 4.01 | FF&E – Furniture & Tables | Number | AED | 88 | AI | ✓ |  | Citywalk Plot 5.11 Main Works Contract BOQ (1).xlsx |  |  |  | CITYWALK PHASE-05, PLOT 5.11 | Residential | CITYWALK RESIDENTIAL 1 LLC
222 | D | Armchair; C-FF-04 | 3 | Nr. | 4674 | 14022 | M — Furnishings | M | M01 | M0102 | M1 Generally | 4.01 | FF&E – Furniture & Seating | Number | AED | 88 | AI | ✓ |  | Citywalk Plot 5.11 Main Works Contract BOQ (1).xlsx |  |  |  | CITYWALK PHASE-05, PLOT 5.11 | Residential | CITYWALK RESIDENTIAL 1 LLC
224 | E | Sofa; C-FF-06 | 1 | Nr. | 43614 | 43614 | M — Furnishings | M | M01 | M0102 | M1 Generally | 4.01 | FF&E – Furniture & Seating | Number | AED | 88 | AI | ✓ |  | Citywalk Plot 5.11 Main Works Contract BOQ (1).xlsx |  |  |  | CITYWALK PHASE-05, PLOT 5.11 | Residential | CITYWALK RESIDENTIAL 1 LLC
226 | F | Sofa; C-FF-07 | 1 | Nr. | 11448 | 11448 | M — Furnishings | M | M01 | M0102 | M1 Generally | 4.01 | FF&E – Furniture & Seating | Number | AED | 88 | AI | ✓ |  | Citywalk Plot 5.11 Main Works Contract BOQ (1).xlsx |  |  |  | CITYWALK PHASE-05, PLOT 5.11 | Residential | CITYWALK RESIDENTIAL 1 LLC
228 | G | Sofa; C-FF-07A | 1 | Nr. | 10908 | 10908 | M — Furnishings | M | M01 | M0102 | M1 Generally | 4.01 | FF&E – Furniture & Seating | Number | AED | 88 | AI | ✓ |  | Citywalk Plot 5.11 Main Works Contract BOQ (1).xlsx |  |  |  | CITYWALK PHASE-05, PLOT 5.11 | Residential | CITYWALK RESIDENTIAL 1 LLC
230 | H | Ottoman; C-FF-08 | 1 | Nr. | 6151 | 6151 | M — Furnishings | M | M01 | M0102 | M1 Generally | 4.01 | FF&E – Furniture & Seating | Number | AED | 88 | AI | ✓ |  | Citywalk Plot 5.11 Main Works Contract BOQ (1).xlsx |  |  |  | CITYWALK PHASE-05, PLOT 5.11 | Residential | CITYWALK RESIDENTIAL 1 LLC
232 | J | Custom table; C-FF-09 | 2 | Nr. | 1909 | 3818 | M — Furnishings | M | M01 | M0102 | M1 Generally | 4.01 | FF&E – Furniture & Tables | Number | AED | 88 | AI | ✓ |  | Citywalk Plot 5.11 Main Works Contract BOQ (1).xlsx |  |  |  | CITYWALK PHASE-05, PLOT 5.11 | Residential | CITYWALK RESIDENTIAL 1 LLC
234 | K | Custom table; C-FF-09A | 2 | Nr. | 1979 | 3958 | M — Furnishings | M | M01 | M0102 | M1 Generally | 4.01 | FF&E – Furniture & Tables | Number | AED | 88 | AI | ✓ |  | Citywalk Plot 5.11 Main Works Contract BOQ (1).xlsx |  |  |  | CITYWALK PHASE-05, PLOT 5.11 | Residential | CITYWALK RESIDENTIAL 1 LLC
236 | L | Carpet; C-CA-02 | 5 | m² | 1099 | 5495 | M — Furnishings | M | M01 | M0103 | M1 Generally | 3.01 | Finishes – Carpeting | Area (m²) | AED | 85 | AI | ✓ |  | Citywalk Plot 5.11 Main Works Contract BOQ (1).xlsx |  |  |  | CITYWALK PHASE-05, PLOT 5.11 | Residential | CITYWALK RESIDENTIAL 1 LLC
238 | M | Carpet; C-CA-03 | 23 | m² | 1099 | 25277 | M — Furnishings | M | M01 | M0103 | M1 Generally | 3.01 | Finishes – Carpeting | Area (m²) | AED | 85 | AI | ✓ |  | Citywalk Plot 5.11 Main Works Contract BOQ (1).xlsx |  |  |  | CITYWALK PHASE-05, PLOT 5.11 | Residential | CITYWALK RESIDENTIAL 1 LLC
240 | N | Loose cushions; C-FF-32 | 8 | Nr. | 142 | 1136 | M — Furnishings | M | M00 | M0000 |  | 4.01 | Furnishings | Enumerated (nr), Length (m), Item | AED | 63 | Fuzzy | ⚠ |  | Citywalk Plot 5.11 Main Works Contract BOQ (1).xlsx |  |  |  | CITYWALK PHASE-05, PLOT 5.11 | Residential | CITYWALK RESIDENTIAL 1 LLC
254 |  |  |  | To Collection AED |  | 158502 | [8 empty] | AED |  |  |  |  | Citywalk Plot 5.11 Main Works Contract BOQ (1).xlsx |  |  |  | CITYWALK PHASE-05, PLOT 5.11 | Residential | CITYWALK RESIDENTIAL 1 LLC
▸ SITE FURNITURE
▸ Note: Refer to the following:
▸ 1. Specification;
▸ DHRE0017-DI-XX-XX-SPC-LA-108007
▸ 2. Drawings;
▸ DHRE0017- DNK- XX- 01- DWG- LS- 100206, 100207, 100208
▸ Site furniture; including accessories and all ancillary works as necessary
272 | A | Lifeguard chair with umbrella; F56 | 1 | Nr. | 6250 | 6250 | M — Furnishings | M | M01 | M0101 | M1 Generally | 8.01 | External Works – Site Furniture | Number | AED | 85 | AI | ✓ |  | Citywalk Plot 5.11 Main Works Contract BOQ (1).xlsx |  |  |  | CITYWALK PHASE-05, PLOT 5.11 | Residential | CITYWALK RESIDENTIAL 1 LLC
274 | B | Litter bin: F01 | 8 | Nr. | 1250 | 10000 | K — Accessories | K | K02 | K0201 | K2 Partitions | 4.01 | FF&E – Site Furniture | Item (No.) | AED | 85 | AI | ✓ |  | Citywalk Plot 5.11 Main Works Contract BOQ (1).xlsx |  |  |  | CITYWALK PHASE-05, PLOT 5.11 | Residential | CITYWALK RESIDENTIAL 1 LLC
276 | C | Outdoor shower; F07 | 2 | Nr. | 3125 | 6250 | H — Doors And Windows | H | H01 | H0100 | H1 Doors | 2.06 | Windows and External Doors | Enumerated (nr), Area (m²), Length (m) | AED | 69 | Fuzzy | ⚠ |  | Citywalk Plot 5.11 Main Works Contract BOQ (1).xlsx |  |  |  | CITYWALK PHASE-05, PLOT 5.11 | Residential | CITYWALK RESIDENTIAL 1 LLC
278 | D | Pool side table; F52 | 10 | Nr. | 1875 | 18750 | M — Furnishings | M | M01 | M0101 | M1 Generally | 4.01 | FF&E – Furnishings | Item (No.) | AED | 82 | AI | ⚠ |  | Citywalk Plot 5.11 Main Works Contract BOQ (1).xlsx |  |  |  | CITYWALK PHASE-05, PLOT 5.11 | Residential | CITYWALK RESIDENTIAL 1 LLC
280 | E | Pool side umbrella; F53 | 10 | Nr. | 3125 | 31250 | M — Furnishings | M | M01 | M0102 | M1 Generally | 4.01 | FF&E – Furnishings | Item (No.) | AED | 82 | AI | ⚠ |  | Citywalk Plot 5.11 Main Works Contract BOQ (1).xlsx |  |  |  | CITYWALK PHASE-05, PLOT 5.11 | Residential | CITYWALK RESIDENTIAL 1 LLC
282 | F | Seat wall: F02 | 14 | m | 1250 | 17500 | K — Accessories | K | K02 | K0201 | K2 Partitions | 4.01 | FF&E – Site Furniture | Item (No.) | AED | 85 | AI | ✓ |  | Citywalk Plot 5.11 Main Works Contract BOQ (1).xlsx |  |  |  | CITYWALK PHASE-05, PLOT 5.11 | Residential | CITYWALK RESIDENTIAL 1 LLC
284 | G | Seat wall - curved; F02 | 25 | m | 1875 | 46875 | K — Accessories | K | K02 | K0201 | K2 Partitions | 4.01 | FF&E – Site Furniture | Item (No.) | AED | 85 | AI | ✓ |  | Citywalk Plot 5.11 Main Works Contract BOQ (1).xlsx |  |  |  | CITYWALK PHASE-05, PLOT 5.11 | Residential | CITYWALK RESIDENTIAL 1 LLC
286 | H | Aluminium Wood bollards; F11 | 10 | Nr. | 1250 | 12500 | K — Accessories | K | K02 | K0202 | K2 Partitions | 4.01 | FF&E – Bollards & Posts | Item (No.) | AED | 88 | AI | ✓ |  | Citywalk Plot 5.11 Main Works Contract BOQ (1).xlsx |  |  |  | CITYWALK PHASE-05, PLOT 5.11 | Residential | CITYWALK RESIDENTIAL 1 LLC
288 | J | Sunbed with cushion; F51 | 20 | Nr. | 3750 | 75000 | M — Furnishings | M | M01 | M0101 | M1 Generally | 4.01 | FF&E – Furnishings | Item (No.) | AED | 84 | AI | ⚠ |  | Citywalk Plot 5.11 Main Works Contract BOQ (1).xlsx |  |  |  | CITYWALK PHASE-05, PLOT 5.11 | Residential | CITYWALK RESIDENTIAL 1 LLC
290 | K | Stainless steel grate with recessed paving; 1100mm high | 20 | Nr. | 1875 | 37500 | K — Accessories | K | K02 | K0203 | K2 Partitions | 4.01 | FF&E – Site Gratings & Covers | Item (No.) | AED | 80 | AI | ⚠ |  | Citywalk Plot 5.11 Main Works Contract BOQ (1).xlsx |  |  |  | CITYWALK PHASE-05, PLOT 5.11 | Residential | CITYWALK RESIDENTIAL 1 LLC
▸ Steel Shade Structure; with HDPE polymer fabric lock-stitch knitted shade to powder coated steel structure; including accessories and all ancillary works as necessary
294 | L | Shade structures | 105 | m² | 635 | 66675 | B — Site Work | B | B05 | B0503 | B5 Demolitions and alterations | 8.01 | Site Works, Drainage, External Services & Landscaping | Volume (m³), Length (m), Area (m²), Enumerated (nr), Item | AED | 72 | Fuzzy | ⚠ |  | Citywalk Plot 5.11 Main Works Contract BOQ (1).xlsx |  |  |  | CITYWALK PHASE-05, PLOT 5.11 | Residential | CITYWALK RESIDENTIAL 1 LLC
▸ Landscape sculpture (1 Nr.)
298 | M | Ground Level | 1 | Nr. | 25781 | 25781 | B — Site Work | B | B15 | B1501 | B15 Bored piling | 8.01 | Site Works, Drainage, External Services & Landscaping | Volume (m³), Length (m), Area (m²), Enumerated (nr), Item | AED | 79 | Fuzzy | ⚠ |  | Citywalk Plot 5.11 Main Works Contract BOQ (1).xlsx |  |  |  | CITYWALK PHASE-05, PLOT 5.11 | Residential | CITYWALK RESIDENTIAL 1 LLC
301 |  |  |  | To Collection AED |  | 354331 | [8 empty] | AED |  |  |  |  | Citywalk Plot 5.11 Main Works Contract BOQ (1).xlsx |  |  |  | CITYWALK PHASE-05, PLOT 5.11 | Residential | CITYWALK RESIDENTIAL 1 LLC
▸ GENERALLY
307 | A | Allow for any other works which are not included above and which are required to complete the Furnishings in accordance with the Specification and the Drawings (Tenderer to list below) | 0 | Item | 0 | 0 | A — General Requirements | A | A01 | A0101 | Conditions of contract | 9.01 | Preliminaries – Contingency | Item | AED | 90 | Rule | ✓ |  | Citywalk Plot 5.11 Main Works Contract BOQ (1).xlsx |  |  |  | CITYWALK PHASE-05, PLOT 5.11 | Residential | CITYWALK RESIDENTIAL 1 LLC
309 |  | Access hatch; including finishes, metal supports, fixings, accessories and all ancillary works as necessary |  |  |  |  | R — Electrical Engineering Installations | R | R05 | R0500 | R5 Accessories | 5.08 | Electrical Engineering Installations | Length (m), Enumerated (nr), Item | AED | 79 | Fuzzy | ⚠ |  | Citywalk Plot 5.11 Main Works Contract BOQ (1).xlsx |  |  |  | CITYWALK PHASE-05, PLOT 5.11 | Residential | CITYWALK RESIDENTIAL 1 LLC
310 | [14 empty] | AED |  |  |  |  | Citywalk Plot 5.11 Main Works Contract BOQ (1).xlsx |  |  |  | CITYWALK PHASE-05, PLOT 5.11 | Residential | CITYWALK RESIDENTIAL 1 LLC
311 | B | Size 800 x 800mm; to irrigation tank and pump room | 2 | Nr. | 0 | Included | Q — Mechanical Engineering Installations | Q | Q02 | Q0200 | Q2 Pipework and gutterwork | 5.06 | Mechanical Engineering Installations | Length (m), Weight (t), Area (m²), Enumerated (nr), Item | AED | 63 | Fuzzy | ⚠ |  | Citywalk Plot 5.11 Main Works Contract BOQ (1).xlsx |  |  |  | CITYWALK PHASE-05, PLOT 5.11 | Residential | CITYWALK RESIDENTIAL 1 LLC
312 | [14 empty] | AED |  |  |  |  | Citywalk Plot 5.11 Main Works Contract BOQ (1).xlsx |  |  |  | CITYWALK PHASE-05, PLOT 5.11 | Residential | CITYWALK RESIDENTIAL 1 LLC
313 | C | Size 800 x 800mm; to water tank | 1 | Nr. | 1875 | 1875 | L — Equipment | L | L02 | L0201 |  | 5.04 | Water Installations – Access Covers | Item (No.) | AED | 82 | AI | ⚠ |  | Citywalk Plot 5.11 Main Works Contract BOQ (1).xlsx |  |  |  | CITYWALK PHASE-05, PLOT 5.11 | Residential | CITYWALK RESIDENTIAL 1 LLC
314 | [14 empty] | AED |  |  |  |  | Citywalk Plot 5.11 Main Works Contract BOQ (1).xlsx |  |  |  | CITYWALK PHASE-05, PLOT 5.11 | Residential | CITYWALK RESIDENTIAL 1 LLC
315 | D | Size 800 x 800mm; to pool plant room | 1 | Nr. | 1875 | 1875 | L — Equipment | L | L02 | L0201 |  | 5.04 | Water Installations – Access Covers | Item (No.) | AED | 82 | AI | ⚠ |  | Citywalk Plot 5.11 Main Works Contract BOQ (1).xlsx |  |  |  | CITYWALK PHASE-05, PLOT 5.11 | Residential | CITYWALK RESIDENTIAL 1 LLC
316 | [14 empty] | AED |  |  |  |  | Citywalk Plot 5.11 Main Works Contract BOQ (1).xlsx |  |  |  | CITYWALK PHASE-05, PLOT 5.11 | Residential | CITYWALK RESIDENTIAL 1 LLC
317 |  | Ladder; 25mm diameter fluted tube finished with polyurethane paint as step rungs; 50 x 50 x 6mm square grip tube finished with polyurethane paint as side rails on either side; fixed to wall using 65x10mm s/s bracket finished with polyurethane paint as suited; including all necessary finishes, fittings and fixings accessories |  |  |  |  | Q — Mechanical Engineering Installations | Q | Q02 | Q0201 | Q2 Pipework and gutterwork | 3.01 | Mechanical – Pipe | Length (m) | AED | 90 | Rule | ✓ |  | Citywalk Plot 5.11 Main Works Contract BOQ (1).xlsx |  |  |  | CITYWALK PHASE-05, PLOT 5.11 | Residential | CITYWALK RESIDENTIAL 1 LLC
318 | [14 empty] | AED |  |  |  |  | Citywalk Plot 5.11 Main Works Contract BOQ (1).xlsx |  |  |  | CITYWALK PHASE-05, PLOT 5.11 | Residential | CITYWALK RESIDENTIAL 1 LLC
319 | E | Ladder; 600 x 2300mm high; to irrigation tank and pump room | 2 | Nr. | 2188 | 4376 | Q — Mechanical Engineering Installations | Q | Q03 | Q0303 | Q3 Ductwork | 5.06 | Mechanical Engineering Installations | Length (m), Weight (t), Area (m²), Enumerated (nr), Item | AED | 64 | Fuzzy | ⚠ |  | Citywalk Plot 5.11 Main Works Contract BOQ (1).xlsx |  |  |  | CITYWALK PHASE-05, PLOT 5.11 | Residential | CITYWALK RESIDENTIAL 1 LLC
320 | [14 empty] | AED |  |  |  |  | Citywalk Plot 5.11 Main Works Contract BOQ (1).xlsx |  |  |  | CITYWALK PHASE-05, PLOT 5.11 | Residential | CITYWALK RESIDENTIAL 1 LLC
321 | F | Ladder; 600 x 2300mm high; to water tank | 1 | Nr. | 2188 | 2188 | L — Equipment | L | L02 | L0202 |  | 5.04 | Water Installations – Ladders & Access | Item (No.) | AED | 85 | AI | ✓ |  | Citywalk Plot 5.11 Main Works Contract BOQ (1).xlsx |  |  |  | CITYWALK PHASE-05, PLOT 5.11 | Residential | CITYWALK RESIDENTIAL 1 LLC
322 | [14 empty] | AED |  |  |  |  | Citywalk Plot 5.11 Main Works Contract BOQ (1).xlsx |  |  |  | CITYWALK PHASE-05, PLOT 5.11 | Residential | CITYWALK RESIDENTIAL 1 LLC
323 | G | Ladder; 600 x 2300mm high; to pool plant room | 1 | Nr. | 2188 | 2188 | L — Equipment | L | L02 | L0202 |  | 5.06 | Space Heating & Air Treatment – Access Equipment | Item (No.) | AED | 80 | AI | ⚠ |  | Citywalk Plot 5.11 Main Works Contract BOQ (1).xlsx |  |  |  | CITYWALK PHASE-05, PLOT 5.11 | Residential | CITYWALK RESIDENTIAL 1 LLC
331 |  |  |  | To Collection AED |  | 12502 | [8 empty] | AED |  |  |  |  | Citywalk Plot 5.11 Main Works Contract BOQ (1).xlsx |  |  |  | CITYWALK PHASE-05, PLOT 5.11 | Residential | CITYWALK RESIDENTIAL 1 LLC
▸ GENERALLY (Cont'd)
337 | A | Allow for any other works which are not included above and which are required to complete the Furnishings in accordance with the Specification and the Drawings (Tenderer to list below) | 0 | Item | 0 | 0 | A — General Requirements | A | A01 | A0101 | Conditions of contract | 9.01 | Preliminaries – Contingency | Item | AED | 90 | Rule | ✓ |  | Citywalk Plot 5.11 Main Works Contract BOQ (1).xlsx |  |  |  | CITYWALK PHASE-05, PLOT 5.11 | Residential | CITYWALK RESIDENTIAL 1 LLC
▸ ADDITION TO & DEDUCTION TO
341 | 2/M/1/B | Waste bin - 1100 Liter capacity - green color (GR-01) | -2 | Nr. | 2575 | -5150 | K — Accessories | K | K02 | K0201 | K2 Partitions | 4.01 | FF&E – Site Furniture | Item (No.) | AED | 86 | AI | ✓ |  | Citywalk Plot 5.11 Main Works Contract BOQ (1).xlsx |  |  |  | CITYWALK PHASE-05, PLOT 5.11 | Residential | CITYWALK RESIDENTIAL 1 LLC
342 | 2/M/1/C | Waste bin - 1100 Liter capacity - black color (GR-02) | -1 | Nr. | 2575 | -2575 | K — Accessories | K | K02 | K0201 | K2 Partitions | 4.01 | FF&E – Site Furniture | Item (No.) | AED | 86 | AI | ✓ |  | Citywalk Plot 5.11 Main Works Contract BOQ (1).xlsx |  |  |  | CITYWALK PHASE-05, PLOT 5.11 | Residential | CITYWALK RESIDENTIAL 1 LLC
343 | 2/M/2/F | Rubber guard rails | 4 | m | 89 | 356 | B — Site Work | B | B23 | B2301 | B23 Railway work | 8.01 | Site Works, Drainage, External Services & Landscaping | Volume (m³), Length (m), Area (m²), Enumerated (nr), Item | AED | 77 | Fuzzy | ⚠ |  | Citywalk Plot 5.11 Main Works Contract BOQ (1).xlsx |  |  |  | CITYWALK PHASE-05, PLOT 5.11 | Residential | CITYWALK RESIDENTIAL 1 LLC
344 | 2/M/3/E | Precast wheel stoppers; 1800 x 200 x 100mm; fixed to the floor slab; painted yellow | 6 | Nr. | 149 | 894 | C — Concrete Work | C | C05 | C0500 | C5 Precast concrete | 2.01 | Frame / Concrete Work | Volume (m³), Weight (t), Area (m²), Length (m), Enumerated (nr) | AED | 78 | Fuzzy | ⚠ |  | Citywalk Plot 5.11 Main Works Contract BOQ (1).xlsx |  |  |  | CITYWALK PHASE-05, PLOT 5.11 | Residential | CITYWALK RESIDENTIAL 1 LLC
345 | 2/M/3/F | Speed hump | 1 | Nr. | 868 | 868 | B — Site Work | B | B04 | B0403 | B4 Site preparation | 8.01 | External Works – Road Furniture | Item (No.) | AED | 83 | AI | ⚠ |  | Citywalk Plot 5.11 Main Works Contract BOQ (1).xlsx |  |  |  | CITYWALK PHASE-05, PLOT 5.11 | Residential | CITYWALK RESIDENTIAL 1 LLC
346 | 2/M/4/D | Column guards; 1000mm high | 4 | Nr. | 56 | 224 | C — Concrete Work | C | C04 | C0401 | C4 Shuttering | 2.01 | Frame / Concrete Work | Volume (m³), Weight (t), Area (m²), Length (m), Enumerated (nr) | AED | 60 | Fuzzy | ⚠ |  | Citywalk Plot 5.11 Main Works Contract BOQ (1).xlsx |  |  |  | CITYWALK PHASE-05, PLOT 5.11 | Residential | CITYWALK RESIDENTIAL 1 LLC
347 | 2/M/4/F | Seat wall: F02 | 11 | m | 1250 | 13750 | K — Accessories | K | K02 | K0201 | K2 Partitions | 4.01 | FF&E – Site Furniture | Item (No.) | AED | 85 | AI | ✓ |  | Citywalk Plot 5.11 Main Works Contract BOQ (1).xlsx |  |  |  | CITYWALK PHASE-05, PLOT 5.11 | Residential | CITYWALK RESIDENTIAL 1 LLC
348 | 2/M/4/G | Seat wall - curved; F02 | 22 | m | 1875 | 41250 | K — Accessories | K | K02 | K0201 | K2 Partitions | 4.01 | FF&E – Site Furniture | Item (No.) | AED | 85 | AI | ✓ |  | Citywalk Plot 5.11 Main Works Contract BOQ (1).xlsx |  |  |  | CITYWALK PHASE-05, PLOT 5.11 | Residential | CITYWALK RESIDENTIAL 1 LLC
366 |  |  |  | To Collection AED |  | 49617 | [8 empty] | AED |  |  |  |  | Citywalk Plot 5.11 Main Works Contract BOQ (1).xlsx |  |  |  | CITYWALK PHASE-05, PLOT 5.11 | Residential | CITYWALK RESIDENTIAL 1 LLC
369 |  | COLLECTION | [12 empty] | AED |  |  |  |  | Citywalk Plot 5.11 Main Works Contract BOQ (1).xlsx |  |  |  | CITYWALK PHASE-05, PLOT 5.11 | Residential | CITYWALK RESIDENTIAL 1 LLC
371 |  | Page 2/M/1 |  |  |  | 195001 | [8 empty] | AED |  |  |  |  | Citywalk Plot 5.11 Main Works Contract BOQ (1).xlsx |  |  |  | CITYWALK PHASE-05, PLOT 5.11 | Residential | CITYWALK RESIDENTIAL 1 LLC
373 |  | Page 2/M/2 |  |  |  | 177112 | [8 empty] | AED |  |  |  |  | Citywalk Plot 5.11 Main Works Contract BOQ (1).xlsx |  |  |  | CITYWALK PHASE-05, PLOT 5.11 | Residential | CITYWALK RESIDENTIAL 1 LLC
375 |  | Page 2/M/3 |  |  |  | 47184 | [8 empty] | AED |  |  |  |  | Citywalk Plot 5.11 Main Works Contract BOQ (1).xlsx |  |  |  | CITYWALK PHASE-05, PLOT 5.11 | Residential | CITYWALK RESIDENTIAL 1 LLC
377 |  | Page 2/M/4 |  |  |  | 42843 | [8 empty] | AED |  |  |  |  | Citywalk Plot 5.11 Main Works Contract BOQ (1).xlsx |  |  |  | CITYWALK PHASE-05, PLOT 5.11 | Residential | CITYWALK RESIDENTIAL 1 LLC
379 |  | Page 2/M/5 |  |  |  | 52264 | [8 empty] | AED |  |  |  |  | Citywalk Plot 5.11 Main Works Contract BOQ (1).xlsx |  |  |  | CITYWALK PHASE-05, PLOT 5.11 | Residential | CITYWALK RESIDENTIAL 1 LLC
381 |  | Page 2/M/6 |  |  |  | 52424 | [8 empty] | AED |  |  |  |  | Citywalk Plot 5.11 Main Works Contract BOQ (1).xlsx |  |  |  | CITYWALK PHASE-05, PLOT 5.11 | Residential | CITYWALK RESIDENTIAL 1 LLC
383 |  | Page 2/M/7 |  |  |  | 158502 | [8 empty] | AED |  |  |  |  | Citywalk Plot 5.11 Main Works Contract BOQ (1).xlsx |  |  |  | CITYWALK PHASE-05, PLOT 5.11 | Residential | CITYWALK RESIDENTIAL 1 LLC
385 |  | Page 2/M/8 |  |  |  | 354331 | [8 empty] | AED |  |  |  |  | Citywalk Plot 5.11 Main Works Contract BOQ (1).xlsx |  |  |  | CITYWALK PHASE-05, PLOT 5.11 | Residential | CITYWALK RESIDENTIAL 1 LLC
387 |  | Page 2/M/9 |  |  |  | 12502 | [8 empty] | AED |  |  |  |  | Citywalk Plot 5.11 Main Works Contract BOQ (1).xlsx |  |  |  | CITYWALK PHASE-05, PLOT 5.11 | Residential | CITYWALK RESIDENTIAL 1 LLC
389 |  | Page 2/M/10 |  |  |  | 49617 | [8 empty] | AED |  |  |  |  | Citywalk Plot 5.11 Main Works Contract BOQ (1).xlsx |  |  |  | CITYWALK PHASE-05, PLOT 5.11 | Residential | CITYWALK RESIDENTIAL 1 LLC
415 |  |  |  | Carried To Summary AED |  | 1141780 | [8 empty] | AED |  |  |  |  | Citywalk Plot 5.11 Main Works Contract BOQ (1).xlsx |  |  |  | CITYWALK PHASE-05, PLOT 5.11 | Residential | CITYWALK RESIDENTIAL 1 LLC
1160 | [5 empty] | 6527 | [8 empty] | AED |  |  |  |  | Citywalk Plot 5.11 Main Works Contract BOQ (1).xlsx |  |  |  | CITYWALK PHASE-05, PLOT 5.11 | Residential | CITYWALK RESIDENTIAL 1 LLC
Items coded: 92 · Auto ✓: 45 · Flagged ⚠: 47 · Auto rate: 49%

## 2N
Citywalk Plot 5.11 Main Works Contract BOQ (1) · 2N
A–G = original bill data · H–S = POMI + NRM coding · T–AB = project metadata · ✓ ≥85% · ⚠ <85% = review
Row | REF | Description | Qty | Unit | Rate | Amount | POMI Section | Code 1 | Code 2 | Code 3 | POMI Sub Section | NRM | NRM Description | Measurement | Currency | Conf% | Stage | Flag | ACTION | BATCH | Country | City | Asset | Project | Type | Employer | Contract Type
▸ SPECIAL CONSTRUCTION
▸ SWIMMING POOL
▸ Note: Refer to the following:
▸ 1. Specification;
▸ DHRE0017-WEL-XX-XX-SPC-WF-108012
▸ DHRE0017-WEL-XX-XX-SPC-WF-108012_00 - Pool equipment
▸ DHRE0017-GCE-XX-XX-SPC-MEP-108004
▸ DHRE0017-LET-XX-XX-SPC-SL-00005
▸ 2.Drawings;
▸ DHRE0017- DNK- XX- GF- DWG- LS- 100201, DHRE0017- DNK- XX- ZZ- DWG- LS- 100452
▸ DHRE0017-DNK-XX-01-DWG-LS-100201 to DHRE0017-DNK-XX-01-DWG-LS-100211
▸ DHRE0017-DNK-XX-GF-DWG-LS-100301 to DHRE0017-DNK-XX-GF-DWG-LS-100303
▸ DHRE0017-DNK-XX-ZZ-DWG-LS-100401 to DHRE0017-DNK-XX-ZZ-DWG-LS-100457
▸ DHRE0017-KP-XX-GF-DWG-WF-00014
▸ DHRE0017-KP-XX-B1-DWG-WF-00006
▸ DHRE0017-GC-XX-GF-PLN-EL-101002
▸ DHRE0017-LET-XX-01-DWG-SL-100132 to 100133
▸ Poured concrete
▸ Shotcrete concrete to adult pool
42 | A | Walls; 200mm thick | 4 | m³ | 1063 | 4252 | C — Concrete Work | C | C02 | C0201 | C2 Poured concrete | 2.01 | Upper Floors / Walls | Volume (m³) | AED | 93 | Rule | ✓ |  | Citywalk Plot 5.11 Main Works Contract BOQ (1).xlsx |  |  |  | CITYWALK PHASE-05, PLOT 5.11 | Residential | CITYWALK RESIDENTIAL 1 LLC
44 | B | Walls; 400mm thick | 12 | m³ | 1500 | 18000 | C — Concrete Work | C | C02 | C0201 | C2 Poured concrete | 2.01 | Upper Floors / Walls | Volume (m³) | AED | 93 | Rule | ✓ |  | Citywalk Plot 5.11 Main Works Contract BOQ (1).xlsx |  |  |  | CITYWALK PHASE-05, PLOT 5.11 | Residential | CITYWALK RESIDENTIAL 1 LLC
47 |  |  |  | To Collection AED |  | 22252 | [8 empty] | AED |  |  |  |  | Citywalk Plot 5.11 Main Works Contract BOQ (1).xlsx |  |  |  | CITYWALK PHASE-05, PLOT 5.11 | Residential | CITYWALK RESIDENTIAL 1 LLC
▸ SWIMMING POOL (Cont'd)
53 | A | Slab; 400mm slab (average thickness) | 43 | m³ | 1500 | 64500 | C — Concrete Work | C | C02 | C0201 | C2 Poured concrete | 2.01 | Frame / Concrete Work | Volume (m³), Weight (t), Area (m²), Length (m), Enumerated (nr) | AED | 61 | Fuzzy | ⚠ |  | Citywalk Plot 5.11 Main Works Contract BOQ (1).xlsx |  |  |  | CITYWALK PHASE-05, PLOT 5.11 | Residential | CITYWALK RESIDENTIAL 1 LLC
55 | B | Steps | 3 | m³ | 1500 | 4500 | C — Concrete Work | C | C02 | C0201 | C2 Poured concrete | 2.01 | Frame / Concrete Work | Volume (m³), Weight (t), Area (m²), Length (m), Enumerated (nr) | AED | 79 | Fuzzy | ⚠ |  | Citywalk Plot 5.11 Main Works Contract BOQ (1).xlsx |  |  |  | CITYWALK PHASE-05, PLOT 5.11 | Residential | CITYWALK RESIDENTIAL 1 LLC
▸ Shotcrete concrete; to kids pool
59 | C | Walls; 200mm thick | 1 | m³ | 1063 | 1063 | C — Concrete Work | C | C02 | C0201 | C2 Poured concrete | 2.01 | Upper Floors / Walls | Volume (m³) | AED | 93 | Rule | ✓ |  | Citywalk Plot 5.11 Main Works Contract BOQ (1).xlsx |  |  |  | CITYWALK PHASE-05, PLOT 5.11 | Residential | CITYWALK RESIDENTIAL 1 LLC
61 | D | Slab; 150mm slab | 2 | m³ | 1063 | 2126 | C — Concrete Work | C | C01 | C0102 | C1 Generally | 1.01 | Substructure – Concrete Slab | Volume (m³) | AED | 85 | AI | ✓ |  | Citywalk Plot 5.11 Main Works Contract BOQ (1).xlsx |  |  |  | CITYWALK PHASE-05, PLOT 5.11 | Residential | CITYWALK RESIDENTIAL 1 LLC
63 | E | Steps | 13 | m³ | 1500 | 19500 | C — Concrete Work | C | C02 | C0201 | C2 Poured concrete | 2.01 | Frame / Concrete Work | Volume (m³), Weight (t), Area (m²), Length (m), Enumerated (nr) | AED | 79 | Fuzzy | ⚠ |  | Citywalk Plot 5.11 Main Works Contract BOQ (1).xlsx |  |  |  | CITYWALK PHASE-05, PLOT 5.11 | Residential | CITYWALK RESIDENTIAL 1 LLC
▸ Lightweight concrete fill; including admixtures, accessories and all ancillary works as necessary
67 | F | To pool area; 1150mm thick | 50 | m³ | 875 | 43750 | C — Concrete Work | C | C01 | C0102 | C1 Generally | 1.01 | Substructure – Concrete Slab | Volume (m³) | AED | 85 | AI | ✓ |  | Citywalk Plot 5.11 Main Works Contract BOQ (1).xlsx |  |  |  | CITYWALK PHASE-05, PLOT 5.11 | Residential | CITYWALK RESIDENTIAL 1 LLC
69 | G | To pool area; 250mm thick | 37 | m³ | 875 | 32375 | C — Concrete Work | C | C01 | C0102 | C1 Generally | 1.01 | Substructure – Concrete Slab | Volume (m³) | AED | 85 | AI | ✓ |  | Citywalk Plot 5.11 Main Works Contract BOQ (1).xlsx |  |  |  | CITYWALK PHASE-05, PLOT 5.11 | Residential | CITYWALK RESIDENTIAL 1 LLC
71 | H | To pool area; 875mm thick | 29 | m³ | 875 | 25375 | C — Concrete Work | C | C01 | C0102 | C1 Generally | 1.01 | Substructure – Concrete Slab | Volume (m³) | AED | 85 | AI | ✓ |  | Citywalk Plot 5.11 Main Works Contract BOQ (1).xlsx |  |  |  | CITYWALK PHASE-05, PLOT 5.11 | Residential | CITYWALK RESIDENTIAL 1 LLC
▸ Reinforcement
▸ Reinforcing steel bars; to comply with BS4449 and strength to be (FY)=500 MPa
77 | J | To slabs; various diameter; to adult pool | 5.41 | t | 5000 | 27050 | C — Concrete Work | C | C03 | C0302 | C3 Reinforcement | 2.01 | Frame / Concrete Work | Volume (m³), Weight (t), Area (m²), Length (m), Enumerated (nr) | AED | 66 | Fuzzy | ⚠ |  | Citywalk Plot 5.11 Main Works Contract BOQ (1).xlsx |  |  |  | CITYWALK PHASE-05, PLOT 5.11 | Residential | CITYWALK RESIDENTIAL 1 LLC
79 | K | To slabs; various diameter; to kids pool | 0.29 | t | 5000 | 1450 | C — Concrete Work | C | C03 | C0302 | C3 Reinforcement | 2.01 | Frame / Concrete Work | Volume (m³), Weight (t), Area (m²), Length (m), Enumerated (nr) | AED | 66 | Fuzzy | ⚠ |  | Citywalk Plot 5.11 Main Works Contract BOQ (1).xlsx |  |  |  | CITYWALK PHASE-05, PLOT 5.11 | Residential | CITYWALK RESIDENTIAL 1 LLC
81 | L | To walls; various diameter; to adult pool | 1.58 | t | 5000 | 7900 | C — Concrete Work | C | C02 | C0201 | C2 Poured concrete | 2.01 | Upper Floors / Walls | Volume (m³) | AED | 93 | Rule | ✓ |  | Citywalk Plot 5.11 Main Works Contract BOQ (1).xlsx |  |  |  | CITYWALK PHASE-05, PLOT 5.11 | Residential | CITYWALK RESIDENTIAL 1 LLC
83 | M | To walls; various diameter; to kids pool | 0.09 | t | 5000 | 450 | C — Concrete Work | C | C02 | C0201 | C2 Poured concrete | 2.01 | Upper Floors / Walls | Volume (m³) | AED | 93 | Rule | ✓ |  | Citywalk Plot 5.11 Main Works Contract BOQ (1).xlsx |  |  |  | CITYWALK PHASE-05, PLOT 5.11 | Residential | CITYWALK RESIDENTIAL 1 LLC
85 | N | To steps various diameter; to adult pool | 0.36 | t | 5000 | 1800 | C — Concrete Work | C | C02 | C0201 | C2 Poured concrete | 1.01 | Substructure – Reinforcing Steel | Mass (kg/t) | AED | 90 | AI | ✓ |  | Citywalk Plot 5.11 Main Works Contract BOQ (1).xlsx |  |  |  | CITYWALK PHASE-05, PLOT 5.11 | Residential | CITYWALK RESIDENTIAL 1 LLC
87 | P | To steps; various diameter; to kids pool | 1.58 | t | 5000 | 7900 | C — Concrete Work | C | C02 | C0201 | C2 Poured concrete | 2.01 | Frame – Steps | Length (m) | AED | 90 | Rule | ✓ |  | Citywalk Plot 5.11 Main Works Contract BOQ (1).xlsx |  |  |  | CITYWALK PHASE-05, PLOT 5.11 | Residential | CITYWALK RESIDENTIAL 1 LLC
92 |  |  |  | To Collection AED |  | 239739 | [8 empty] | AED |  |  |  |  | Citywalk Plot 5.11 Main Works Contract BOQ (1).xlsx |  |  |  | CITYWALK PHASE-05, PLOT 5.11 | Residential | CITYWALK RESIDENTIAL 1 LLC
▸ SWIMMING POOL (Cont'd)
▸ Shuttering
▸ Shuttering; rough formed finish; including design, support system, formed finishes, temporary works, accessories and all ancillary works as necessary.
102 | A | Sides of wall; to adult pool | 93 | m² | 175 | 16275 | C — Concrete Work | C | C02 | C0203 | C2 Poured concrete | 2.01 | Upper Floors – Formwork | Area (m²) | AED | 95 | Rule | ✓ |  | Citywalk Plot 5.11 Main Works Contract BOQ (1).xlsx |  |  |  | CITYWALK PHASE-05, PLOT 5.11 | Residential | CITYWALK RESIDENTIAL 1 LLC
104 | B | Sides of Wall; to kids pool | 9 | m² | 175 | 1575 | C — Concrete Work | C | C04 | C0401 | C4 Shuttering | 2.01 | Frame / Concrete Work | Volume (m³), Weight (t), Area (m²), Length (m), Enumerated (nr) | AED | 60 | Fuzzy | ⚠ |  | Citywalk Plot 5.11 Main Works Contract BOQ (1).xlsx |  |  |  | CITYWALK PHASE-05, PLOT 5.11 | Residential | CITYWALK RESIDENTIAL 1 LLC
106 | C | Sides of steps; to adult pool | 3 | m² | 175 | 525 | C — Concrete Work | C | C04 | C0401 | C4 Shuttering | 2.01 | Frame / Concrete Work | Volume (m³), Weight (t), Area (m²), Length (m), Enumerated (nr) | AED | 67 | Fuzzy | ⚠ |  | Citywalk Plot 5.11 Main Works Contract BOQ (1).xlsx |  |  |  | CITYWALK PHASE-05, PLOT 5.11 | Residential | CITYWALK RESIDENTIAL 1 LLC
108 | D | Sides of steps; to kids pool | 4 | m² | 175 | 700 | C — Concrete Work | C | C04 | C0401 | C4 Shuttering | 2.01 | Frame / Concrete Work | Volume (m³), Weight (t), Area (m²), Length (m), Enumerated (nr) | AED | 62 | Fuzzy | ⚠ |  | Citywalk Plot 5.11 Main Works Contract BOQ (1).xlsx |  |  |  | CITYWALK PHASE-05, PLOT 5.11 | Residential | CITYWALK RESIDENTIAL 1 LLC
▸ Waterproofing
▸ Waterproofing; 4mm thick waterproofing insulation grid with Mapelastic waterproof membrane; including surface preparation, protection, accessories and all other ancillary works as necessary
114 | E | To vertical; adult pool | 46 | m² | 181 | 8326 | F — Woodwork | F | F04 | F0401 | F4 Grounds and battens | 3.01 | Woodwork – Cladding Panel | Area (m²) | AED | 85 | Rule | ✓ |  | Citywalk Plot 5.11 Main Works Contract BOQ (1).xlsx |  |  |  | CITYWALK PHASE-05, PLOT 5.11 | Residential | CITYWALK RESIDENTIAL 1 LLC
116 | F | To horizontal; adult pool | 108 | m² | 181 | 19548 | F — Woodwork | F | F04 | F0401 | F4 Grounds and battens | 3.01 | Woodwork – Cladding Panel | Area (m²) | AED | 85 | Rule | ✓ |  | Citywalk Plot 5.11 Main Works Contract BOQ (1).xlsx |  |  |  | CITYWALK PHASE-05, PLOT 5.11 | Residential | CITYWALK RESIDENTIAL 1 LLC
118 | G | To vertical; kids pool | 4 | m² | 181 | 724 | F — Woodwork | F | F04 | F0401 | F4 Grounds and battens | 3.01 | Woodwork – Cladding Panel | Area (m²) | AED | 85 | Rule | ✓ |  | Citywalk Plot 5.11 Main Works Contract BOQ (1).xlsx |  |  |  | CITYWALK PHASE-05, PLOT 5.11 | Residential | CITYWALK RESIDENTIAL 1 LLC
120 | H | To horizontal; kids pool | 15 | m² | 181 | 2715 | F — Woodwork | F | F04 | F0401 | F4 Grounds and battens | 3.01 | Woodwork – Cladding Panel | Area (m²) | AED | 85 | Rule | ✓ |  | Citywalk Plot 5.11 Main Works Contract BOQ (1).xlsx |  |  |  | CITYWALK PHASE-05, PLOT 5.11 | Residential | CITYWALK RESIDENTIAL 1 LLC
▸ Finishings
▸ Sukabumi tile; in natural turquoise; smooth finish; laid on cement and sand screed; including joints, mortar, accessories and all ancillary works as necessary
126 | J | P-05; size 300 x 100 x 10mm thick; to Adult pool | 190 | m² | 375 | 71250 | J — Finishes | J | J03 | J0303 | J3 Finishings | 3.01 | Finishes – Wall Finish (Pool Tile) | Area (m²) | AED | 80 | AI | ⚠ |  | Citywalk Plot 5.11 Main Works Contract BOQ (1).xlsx |  |  |  | CITYWALK PHASE-05, PLOT 5.11 | Residential | CITYWALK RESIDENTIAL 1 LLC
128 | K | P-05; size 300 x 100 x 10mm thick; to Kids pool | 33 | m² | 375 | 12375 | J — Finishes | J | J03 | J0303 | J3 Finishings | 3.01 | Finishes – Wall Finish (Pool Tile) | Area (m²) | AED | 80 | AI | ⚠ |  | Citywalk Plot 5.11 Main Works Contract BOQ (1).xlsx |  |  |  | CITYWALK PHASE-05, PLOT 5.11 | Residential | CITYWALK RESIDENTIAL 1 LLC
133 |  |  |  | To Collection AED |  | 134013 | [8 empty] | AED |  |  |  |  | Citywalk Plot 5.11 Main Works Contract BOQ (1).xlsx |  |  |  | CITYWALK PHASE-05, PLOT 5.11 | Residential | CITYWALK RESIDENTIAL 1 LLC
▸ SWIMMING POOL (Cont'd)
139 | A | Pool handrail; floor mounted; 2040 x 900 mm high; to adult pool | 2 | Nr. | 2750 | 5500 | E — Metalwork | E | E02 | E0205 | E2 Structural metalwork | 2.01 | Frame / Structural Metalwork | Weight (t), Enumerated (nr), Item | AED | 61 | Fuzzy | ⚠ |  | Citywalk Plot 5.11 Main Works Contract BOQ (1).xlsx |  |  |  | CITYWALK PHASE-05, PLOT 5.11 | Residential | CITYWALK RESIDENTIAL 1 LLC
▸ Accessories including all hangers, supports, fixings, pipe connections, flexible connections and ancillary works as necessary
143 | B | Floor inlet; stainless steel; with mirror polish; 120mm diameter | 36 | Nr. | 813 | 29268 | K — Accessories | K | K02 | K0201 | K2 Partitions | 3.01 | Accessories – Mirror | Enumerated (nr) | AED | 93 | Rule | ✓ |  | Citywalk Plot 5.11 Main Works Contract BOQ (1).xlsx |  |  |  | CITYWALK PHASE-05, PLOT 5.11 | Residential | CITYWALK RESIDENTIAL 1 LLC
145 | C | Floor drain; stainless steel; including round bottom well with cover; upper mirror polished anti vortex grid; 170mm diameter | 7 | Nr. | 3500 | 24500 | K — Accessories | K | K02 | K0201 | K2 Partitions | 3.01 | Accessories – Mirror | Enumerated (nr) | AED | 93 | Rule | ✓ |  | Citywalk Plot 5.11 Main Works Contract BOQ (1).xlsx |  |  |  | CITYWALK PHASE-05, PLOT 5.11 | Residential | CITYWALK RESIDENTIAL 1 LLC
147 | D | Brush Socket; stainless steel; including mirror polish; 110mm diameter | 3 | Nr. | 813 | 2439 | K — Accessories | K | K02 | K0201 | K2 Partitions | 3.01 | Accessories – Mirror | Enumerated (nr) | AED | 93 | Rule | ✓ |  | Citywalk Plot 5.11 Main Works Contract BOQ (1).xlsx |  |  |  | CITYWALK PHASE-05, PLOT 5.11 | Residential | CITYWALK RESIDENTIAL 1 LLC
149 | E | Skimmer R/A; stainless steel; including overflow edge with frontal extraction basket; automatic filling; and electronic sensor including control panel | 2 | Nr. | 3125 | 6250 | B — Site Work | B | B16 | B1604 | B16 Sheet piling | 8.01 | Site Works, Drainage, External Services & Landscaping | Volume (m³), Length (m), Area (m²), Enumerated (nr), Item | AED | 69 | Fuzzy | ⚠ |  | Citywalk Plot 5.11 Main Works Contract BOQ (1).xlsx |  |  |  | CITYWALK PHASE-05, PLOT 5.11 | Residential | CITYWALK RESIDENTIAL 1 LLC
151 | F | Floor waste | 5 | Nr. | 1125 | 5625 | C — Concrete Work | C | C05 | C0503 | C5 Precast concrete | 2.01 | Frame / Concrete Work | Volume (m³), Weight (t), Area (m²), Length (m), Enumerated (nr) | AED | 70 | Fuzzy | ⚠ |  | Citywalk Plot 5.11 Main Works Contract BOQ (1).xlsx |  |  |  | CITYWALK PHASE-05, PLOT 5.11 | Residential | CITYWALK RESIDENTIAL 1 LLC
▸ Sewage drain to column
155 | G | 50mm diameter | 1 | Nr. | 1000 | 1000 | Q — Mechanical Engineering Installations | Q | Q02 | Q0201 | Q2 Pipework and gutterwork | 3.01 | Mechanical – Drainage Pipe | Length (m) | AED | 88 | Rule | ✓ |  | Citywalk Plot 5.11 Main Works Contract BOQ (1).xlsx |  |  |  | CITYWALK PHASE-05, PLOT 5.11 | Residential | CITYWALK RESIDENTIAL 1 LLC
157 | H | 63mm diameter | 1 | Nr. | 1500 | 1500 | B — Site Work | B | B19 | B1904 | B19 Underground drainage | 8.01 | Site Works, Drainage, External Services & Landscaping | Volume (m³), Length (m), Area (m²), Enumerated (nr), Item | AED | 70 | Fuzzy | ⚠ |  | Citywalk Plot 5.11 Main Works Contract BOQ (1).xlsx |  |  |  | CITYWALK PHASE-05, PLOT 5.11 | Residential | CITYWALK RESIDENTIAL 1 LLC
159 | J | 75mm diameter | 6 | Nr. | 3750 | 22500 | Q — Mechanical Engineering Installations | Q | Q02 | Q0201 | Q2 Pipework and gutterwork | 3.01 | Mechanical – Drainage Pipe | Length (m) | AED | 88 | Rule | ✓ |  | Citywalk Plot 5.11 Main Works Contract BOQ (1).xlsx |  |  |  | CITYWALK PHASE-05, PLOT 5.11 | Residential | CITYWALK RESIDENTIAL 1 LLC
▸ Selector valve; 6 - Way
163 | K | 32mm diameter | 1 | Nr. | 6250 | 6250 | Q — Mechanical Engineering Installations | Q | Q02 | Q0201 | Q2 Pipework and gutterwork | 3.01 | Mechanical – Pipe | Length (m) | AED | 90 | Rule | ✓ |  | Citywalk Plot 5.11 Main Works Contract BOQ (1).xlsx |  |  |  | CITYWALK PHASE-05, PLOT 5.11 | Residential | CITYWALK RESIDENTIAL 1 LLC
▸ 5 - Way valve; 250mm valve spacing
167 | L | 75mm diameter | 4 | Nr. | 9375 | 37500 | Q — Mechanical Engineering Installations | Q | Q02 | Q0201 | Q2 Pipework and gutterwork | 3.01 | Mechanical – Drainage Pipe | Length (m) | AED | 88 | Rule | ✓ |  | Citywalk Plot 5.11 Main Works Contract BOQ (1).xlsx |  |  |  | CITYWALK PHASE-05, PLOT 5.11 | Residential | CITYWALK RESIDENTIAL 1 LLC
170 |  |  |  | To Collection AED |  | 142332 | [8 empty] | AED |  |  |  |  | Citywalk Plot 5.11 Main Works Contract BOQ (1).xlsx |  |  |  | CITYWALK PHASE-05, PLOT 5.11 | Residential | CITYWALK RESIDENTIAL 1 LLC
▸ SWIMMING POOL (Cont'd)
▸ Air compressor for valve activation; 0.55kW; 6L capacity; 8 bar pressure; 57dB low operating volume; complete with supports, fittings, fixings and all ancillary work as necessary
178 | A | to pools technical room | 2 | Nr. | 18750 | 37500 | Q — Mechanical Engineering Installations | Q | Q04 | Q0401 | Q4 Equipment | 5.06 | Space Heating & Air Treatment – Pool Technical Room | Item | AED | 75 | AI | ⚠ |  | Citywalk Plot 5.11 Main Works Contract BOQ (1).xlsx |  |  |  | CITYWALK PHASE-05, PLOT 5.11 | Residential | CITYWALK RESIDENTIAL 1 LLC
▸ Pumps; complete with driving motor, local control panels, base and anti-vibration mounting, wiring and controls, insulation, valve package, and all necessary ancillaries, accessories and connections
182 | B | Dechlorination system; works with 1/2 or 2 lance-pulse meter; including level probe | 1 | Nr. | 37500 | 37500 | A — General Requirements | A | A08 | A0800 | Temporary works | 9.01 | Preliminaries / General Requirements | Item | AED | 60 | Fuzzy | ⚠ |  | Citywalk Plot 5.11 Main Works Contract BOQ (1).xlsx |  |  |  | CITYWALK PHASE-05, PLOT 5.11 | Residential | CITYWALK RESIDENTIAL 1 LLC
184 | C | External heating and cooling pump; 6.7kW, 380V | 2 | Nr. | 30000 | 60000 | Q — Mechanical Engineering Installations | Q | Q03 | Q0303 | Q3 Ductwork | 5.06 | Mechanical Engineering Installations | Length (m), Weight (t), Area (m²), Enumerated (nr), Item | AED | 60 | Fuzzy | ⚠ |  | Citywalk Plot 5.11 Main Works Contract BOQ (1).xlsx |  |  |  | CITYWALK PHASE-05, PLOT 5.11 | Residential | CITYWALK RESIDENTIAL 1 LLC
186 | D | External heating and cooling pump; 18.7kW, 380V Adult Pool | 2 | Nr. | 68750 | 137500 | Q — Mechanical Engineering Installations | Q | Q03 | Q0303 | Q3 Ductwork | 5.06 | Mechanical Engineering Installations | Length (m), Weight (t), Area (m²), Enumerated (nr), Item | AED | 62 | Fuzzy | ⚠ |  | Citywalk Plot 5.11 Main Works Contract BOQ (1).xlsx |  |  |  | CITYWALK PHASE-05, PLOT 5.11 | Residential | CITYWALK RESIDENTIAL 1 LLC
188 | E | Pump; 1.10kW; 380 - 420V; 1.5Hp (1 no. spare) Kids Pool | 4 | Nr. | 10000 | 40000 | Q — Mechanical Engineering Installations | Q | Q03 | Q0301 | Q3 Ductwork | 5.06 | Space Heating & Air Treatment – Pump | Item (No.) | AED | 85 | AI | ✓ |  | Citywalk Plot 5.11 Main Works Contract BOQ (1).xlsx |  |  |  | CITYWALK PHASE-05, PLOT 5.11 | Residential | CITYWALK RESIDENTIAL 1 LLC
190 | F | Pump; 2.20kW; 380 - 420V; 1.5Hp (1 no. spare) Adult pool | 4 | Nr. | 11250 | 45000 | Q — Mechanical Engineering Installations | Q | Q03 | Q0301 | Q3 Ductwork | 5.06 | Space Heating & Air Treatment – Pump | Item (No.) | AED | 85 | AI | ✓ |  | Citywalk Plot 5.11 Main Works Contract BOQ (1).xlsx |  |  |  | CITYWALK PHASE-05, PLOT 5.11 | Residential | CITYWALK RESIDENTIAL 1 LLC
▸ Sand filter; complete all necessary ancillaries, accessories and connections
194 | G | sand filter; 460mm external diameter; total filtering area 0.16mq | 1 | Nr. | 18750 | 18750 | Q — Mechanical Engineering Installations | Q | Q02 | Q0203 | Q2 Pipework and gutterwork | 5.06 | Space Heating & Air Treatment – Sand Filter | Item (No.) | AED | 85 | AI | ✓ |  | Citywalk Plot 5.11 Main Works Contract BOQ (1).xlsx |  |  |  | CITYWALK PHASE-05, PLOT 5.11 | Residential | CITYWALK RESIDENTIAL 1 LLC
196 | H | sand filter; 840mm external diameter; total filtering area 0.52mq | 1 | Nr. | 22500 | 22500 | Q — Mechanical Engineering Installations | Q | Q02 | Q0203 | Q2 Pipework and gutterwork | 5.06 | Space Heating & Air Treatment – Sand Filter | Item (No.) | AED | 85 | AI | ✓ |  | Citywalk Plot 5.11 Main Works Contract BOQ (1).xlsx |  |  |  | CITYWALK PHASE-05, PLOT 5.11 | Residential | CITYWALK RESIDENTIAL 1 LLC
198 | J | sand filter; 1010mm diameter; total filtering area 0.78mq | 3 | Nr. | 35000 | 105000 | Q — Mechanical Engineering Installations | Q | Q02 | Q0203 | Q2 Pipework and gutterwork | 5.06 | Space Heating & Air Treatment – Sand Filter | Item (No.) | AED | 85 | AI | ✓ |  | Citywalk Plot 5.11 Main Works Contract BOQ (1).xlsx |  |  |  | CITYWALK PHASE-05, PLOT 5.11 | Residential | CITYWALK RESIDENTIAL 1 LLC
200 | K | Balancing Tank; H = 1.5m | 1 | Nr. | 8750 | 8750 | Q — Mechanical Engineering Installations | Q | Q02 | Q0204 | Q2 Pipework and gutterwork | 5.06 | Space Heating & Air Treatment – Balancing Tank | Item (No.) | AED | 85 | AI | ✓ |  | Citywalk Plot 5.11 Main Works Contract BOQ (1).xlsx |  |  |  | CITYWALK PHASE-05, PLOT 5.11 | Residential | CITYWALK RESIDENTIAL 1 LLC
202 | L | Water Control Panel Kids Pool | 1 | Nr. | 17500 | 17500 | R — Electrical Engineering Installations | R | R06 | R0600 | R6 Control gear | 5.08 | Electrical Engineering Installations | Length (m), Enumerated (nr), Item | AED | 71 | Fuzzy | ⚠ |  | Citywalk Plot 5.11 Main Works Contract BOQ (1).xlsx |  |  |  | CITYWALK PHASE-05, PLOT 5.11 | Residential | CITYWALK RESIDENTIAL 1 LLC
205 |  |  |  | To Collection AED |  | 530000 | [8 empty] | AED |  |  |  |  | Citywalk Plot 5.11 Main Works Contract BOQ (1).xlsx |  |  |  | CITYWALK PHASE-05, PLOT 5.11 | Residential | CITYWALK RESIDENTIAL 1 LLC
▸ SWIMMING POOL (Cont'd)
211 | A | Water Control Panel Adult Pool | 1 | Nr. | 22500 | 22500 | R — Electrical Engineering Installations | R | R06 | R0600 | R6 Control gear | 5.08 | Electrical Engineering Installations | Length (m), Enumerated (nr), Item | AED | 71 | Fuzzy | ⚠ |  | Citywalk Plot 5.11 Main Works Contract BOQ (1).xlsx |  |  |  | CITYWALK PHASE-05, PLOT 5.11 | Residential | CITYWALK RESIDENTIAL 1 LLC
▸ Flow meters for horizontal installation
215 | B | 50mm diameter | 3 | Nr. | 6250 | 18750 | Q — Mechanical Engineering Installations | Q | Q02 | Q0201 | Q2 Pipework and gutterwork | 3.01 | Mechanical – Drainage Pipe | Length (m) | AED | 88 | Rule | ✓ |  | Citywalk Plot 5.11 Main Works Contract BOQ (1).xlsx |  |  |  | CITYWALK PHASE-05, PLOT 5.11 | Residential | CITYWALK RESIDENTIAL 1 LLC
217 | C | 63mm diameter | 7 | Nr. | 8750 | 61250 | B — Site Work | B | B19 | B1904 | B19 Underground drainage | 8.01 | Site Works, Drainage, External Services & Landscaping | Volume (m³), Length (m), Area (m²), Enumerated (nr), Item | AED | 70 | Fuzzy | ⚠ |  | Citywalk Plot 5.11 Main Works Contract BOQ (1).xlsx |  |  |  | CITYWALK PHASE-05, PLOT 5.11 | Residential | CITYWALK RESIDENTIAL 1 LLC
▸ Manometers
221 | D | 75mm diameter | 11 | Nr. | 7500 | 82500 | Q — Mechanical Engineering Installations | Q | Q02 | Q0201 | Q2 Pipework and gutterwork | 3.01 | Mechanical – Drainage Pipe | Length (m) | AED | 88 | Rule | ✓ |  | Citywalk Plot 5.11 Main Works Contract BOQ (1).xlsx |  |  |  | CITYWALK PHASE-05, PLOT 5.11 | Residential | CITYWALK RESIDENTIAL 1 LLC
▸ Allow for all necessary pipework connection, fittings, ancillaries, pipe supports and protection, and all necessary accessories
225 | E | Connection to fresh water tap with line hose for kids pool | 1 | Item | 50000 | 50000 | Q — Mechanical Engineering Installations | Q | Q06 | Q0600 | Q6 Connections to supply mains | 5.06 | Mechanical Engineering Installations | Length (m), Weight (t), Area (m²), Enumerated (nr), Item | AED | 61 | Fuzzy | ⚠ |  | Citywalk Plot 5.11 Main Works Contract BOQ (1).xlsx |  |  |  | CITYWALK PHASE-05, PLOT 5.11 | Residential | CITYWALK RESIDENTIAL 1 LLC
227 | F | Connection to fresh water tap with line hose for adult infinity pool | 1 | Item | 100000 | 100000 | Q — Mechanical Engineering Installations | Q | Q02 | Q0205 | Q2 Pipework and gutterwork | 5.04 | Water Installations – Manometer Connection | Item (No.) | AED | 80 | AI | ⚠ |  | Citywalk Plot 5.11 Main Works Contract BOQ (1).xlsx |  |  |  | CITYWALK PHASE-05, PLOT 5.11 | Residential | CITYWALK RESIDENTIAL 1 LLC
229 | G | Connection to fresh water tap with line hose for water feature | 1 | Item | 32500 | 32500 | N — Special Construction | N | N01 | N0101 | N1 Generally | 5.13 | Specialist Installations | Enumerated (nr), Item | AED | 73 | Fuzzy | ⚠ |  | Citywalk Plot 5.11 Main Works Contract BOQ (1).xlsx |  |  |  | CITYWALK PHASE-05, PLOT 5.11 | Residential | CITYWALK RESIDENTIAL 1 LLC
231 | H | Make allowance for pipe connection, fittings and accessories as necessary | 1 | Item | 75000 | 75000 | R — Electrical Engineering Installations | R | R05 | R0500 | R5 Accessories | 5.08 | Electrical Engineering Installations | Length (m), Enumerated (nr), Item | AED | 79 | Fuzzy | ⚠ |  | Citywalk Plot 5.11 Main Works Contract BOQ (1).xlsx |  |  |  | CITYWALK PHASE-05, PLOT 5.11 | Residential | CITYWALK RESIDENTIAL 1 LLC
▸ Lighting Installation
▸ Final sub-circuits and all ancillary installations complete with cabling, containment and terminations as necessary
237 | J | Light points | 25 | Nr. | 625 | 15625 | R — Electrical Engineering Installations | R | R04 | R0401 | R4 Final sub-circuits and auxiliary installations | 5.08 | Electrical Engineering Installations | Length (m), Enumerated (nr), Item | AED | 79 | Fuzzy | ⚠ |  | Citywalk Plot 5.11 Main Works Contract BOQ (1).xlsx |  |  |  | CITYWALK PHASE-05, PLOT 5.11 | Residential | CITYWALK RESIDENTIAL 1 LLC
239 | K | Linear light points | 23 | m | 625 | 14375 | R — Electrical Engineering Installations | R | R04 | R0401 | R4 Final sub-circuits and auxiliary installations | 5.08 | Electrical Engineering Installations | Length (m), Enumerated (nr), Item | AED | 77 | Fuzzy | ⚠ |  | Citywalk Plot 5.11 Main Works Contract BOQ (1).xlsx |  |  |  | CITYWALK PHASE-05, PLOT 5.11 | Residential | CITYWALK RESIDENTIAL 1 LLC
244 |  |  |  | To Collection AED |  | 472500 | [8 empty] | AED |  |  |  |  | Citywalk Plot 5.11 Main Works Contract BOQ (1).xlsx |  |  |  | CITYWALK PHASE-05, PLOT 5.11 | Residential | CITYWALK RESIDENTIAL 1 LLC
▸ SWIMMING POOL (Cont'd)
▸ Swimming pool light fittings including fixings, supports, hangers and all ancillary works as necessary
▸ Supply only
254 | A | LL-4; 15W LED, wall recessed pool light, IP68 | 3 | Nr. | 2500 | 7500 | R — Electrical Engineering Installations | R | R02 | R0202 | R2 Main circuits | 5.08 | Electrical Installations – Pool Lighting | Item (No.) | AED | 90 | AI | ✓ |  | Citywalk Plot 5.11 Main Works Contract BOQ (1).xlsx |  |  |  | CITYWALK PHASE-05, PLOT 5.11 | Residential | CITYWALK RESIDENTIAL 1 LLC
256 | B | LL-6; 10W/M LED, linear light with diffused beam, IP68 | 23 | m | 1000 | 23000 | C — Concrete Work | C | C06 | C0602 | C6 Prestressed concrete | 2.01 | Frame / Concrete Work | Volume (m³), Weight (t), Area (m²), Length (m), Enumerated (nr) | AED | 63 | Fuzzy | ⚠ |  | Citywalk Plot 5.11 Main Works Contract BOQ (1).xlsx |  |  |  | CITYWALK PHASE-05, PLOT 5.11 | Residential | CITYWALK RESIDENTIAL 1 LLC
258 | C | LL-9; 3W LED, recessed pool step light, IP68 | 22 | Nr. | 2250 | 49500 | R — Electrical Engineering Installations | R | R02 | R0202 | R2 Main circuits | 5.08 | Electrical Installations – Pool Lighting | Item (No.) | AED | 90 | AI | ✓ |  | Citywalk Plot 5.11 Main Works Contract BOQ (1).xlsx |  |  |  | CITYWALK PHASE-05, PLOT 5.11 | Residential | CITYWALK RESIDENTIAL 1 LLC
▸ Install only
262 | D | LL-4; 15W LED, wall recessed pool light, IP68 | 3 | Nr. | 625 | 1875 | R — Electrical Engineering Installations | R | R02 | R0202 | R2 Main circuits | 5.08 | Electrical Installations – Pool Lighting | Item (No.) | AED | 90 | AI | ✓ |  | Citywalk Plot 5.11 Main Works Contract BOQ (1).xlsx |  |  |  | CITYWALK PHASE-05, PLOT 5.11 | Residential | CITYWALK RESIDENTIAL 1 LLC
264 | E | LL-6; 10W/M LED, linear light with diffused beam, IP68 | 23 | m | 625 | 14375 | C — Concrete Work | C | C06 | C0602 | C6 Prestressed concrete | 2.01 | Frame / Concrete Work | Volume (m³), Weight (t), Area (m²), Length (m), Enumerated (nr) | AED | 63 | Fuzzy | ⚠ |  | Citywalk Plot 5.11 Main Works Contract BOQ (1).xlsx |  |  |  | CITYWALK PHASE-05, PLOT 5.11 | Residential | CITYWALK RESIDENTIAL 1 LLC
266 | F | LL-9; 3W LED, recessed pool step light, IP68 | 22 | Nr. | 625 | 13750 | R — Electrical Engineering Installations | R | R02 | R0202 | R2 Main circuits | 5.08 | Electrical Installations – Pool Lighting | Item (No.) | AED | 90 | AI | ✓ |  | Citywalk Plot 5.11 Main Works Contract BOQ (1).xlsx |  |  |  | CITYWALK PHASE-05, PLOT 5.11 | Residential | CITYWALK RESIDENTIAL 1 LLC
286 |  |  |  | To Collection AED |  | 110000 | [8 empty] | AED |  |  |  |  | Citywalk Plot 5.11 Main Works Contract BOQ (1).xlsx |  |  |  | CITYWALK PHASE-05, PLOT 5.11 | Residential | CITYWALK RESIDENTIAL 1 LLC
▸ WATER FEATURE
▸ Note: Refer to the following:
▸ 1. Specification;
▸ DHRE0017-WEL-XX-XX-SPC-WF-108012
▸ DHRE0017-LET-XX-XX-SPC-SL-00005
▸ 2.Drawings;
▸ DHRE0017- DNK- XX- GF- DWG- LS- 100201, DHRE0017- DNK- XX- ZZ- DWG- LS- 100452
▸ DHRE0017-DNK-XX-01-DWG-LS-100201 to DHRE0017-DNK-XX-01-DWG-LS-100211
▸ DHRE0017-DNK-XX-GF-DWG-LS-100301 to DHRE0017-DNK-XX-GF-DWG-LS-100303
▸ DHRE0017-DNK-XX-ZZ-DWG-LS-100401 to DHRE0017-DNK-XX-ZZ-DWG-LS-100457
▸ DHRE0017-LET-XX-01-DWG-SL-100132 to 100133
▸ Poured concrete
▸ Reinforced concrete; concrete strength C50 N/mm²; including plasticizers, accessories and all ancillary works as necessary
316 | A | Up stand;150mm thick | 4 | m³ | 2250 | 9000 | C — Concrete Work | C | C01 | C0103 | C1 Generally | 1.01 | Substructure – Concrete Upstand | Volume (m³) | AED | 85 | AI | ✓ |  | Citywalk Plot 5.11 Main Works Contract BOQ (1).xlsx |  |  |  | CITYWALK PHASE-05, PLOT 5.11 | Residential | CITYWALK RESIDENTIAL 1 LLC
▸ Shotcrete concrete to secondary slab; to water feature
320 | B | Walls; 160mm thick | 4 | m³ | 1000 | 4000 | C — Concrete Work | C | C02 | C0201 | C2 Poured concrete | 2.01 | Upper Floors / Walls | Volume (m³) | AED | 93 | Rule | ✓ |  | Citywalk Plot 5.11 Main Works Contract BOQ (1).xlsx |  |  |  | CITYWALK PHASE-05, PLOT 5.11 | Residential | CITYWALK RESIDENTIAL 1 LLC
322 | C | Slab; 100mm slab | 2 | m³ | 875 | 1750 | C — Concrete Work | C | C01 | C0102 | C1 Generally | 1.01 | Substructure – Concrete Slab | Volume (m³) | AED | 85 | AI | ✓ |  | Citywalk Plot 5.11 Main Works Contract BOQ (1).xlsx |  |  |  | CITYWALK PHASE-05, PLOT 5.11 | Residential | CITYWALK RESIDENTIAL 1 LLC
326 |  |  |  | To Collection AED |  | 14750 | [8 empty] | AED |  |  |  |  | Citywalk Plot 5.11 Main Works Contract BOQ (1).xlsx |  |  |  | CITYWALK PHASE-05, PLOT 5.11 | Residential | CITYWALK RESIDENTIAL 1 LLC
▸ WATER FEATURE (Cont'd)
▸ Lightweight concrete fill; including admixtures, accessories and all ancillary works as necessary
334 | A | To secondary slab in water feature area; 1100mm thick | 22 | m³ | 875 | 19250 | B — Site Work | B | B25 | B2501 | B25 Tunnel linings | 8.01 | Site Works, Drainage, External Services & Landscaping | Volume (m³), Length (m), Area (m²), Enumerated (nr), Item | AED | 69 | Fuzzy | ⚠ |  | Citywalk Plot 5.11 Main Works Contract BOQ (1).xlsx |  |  |  | CITYWALK PHASE-05, PLOT 5.11 | Residential | CITYWALK RESIDENTIAL 1 LLC
▸ Lightweight concrete screed; including admixtures, accessories and all ancillary works as necessary
338 | B | Secondary slab; 150mm thk | 4 | m³ | 875 | 3500 | B — Site Work | B | B25 | B2501 | B25 Tunnel linings | 8.01 | Site Works, Drainage, External Services & Landscaping | Volume (m³), Length (m), Area (m²), Enumerated (nr), Item | AED | 63 | Fuzzy | ⚠ |  | Citywalk Plot 5.11 Main Works Contract BOQ (1).xlsx |  |  |  | CITYWALK PHASE-05, PLOT 5.11 | Residential | CITYWALK RESIDENTIAL 1 LLC
▸ Reinforcement
▸ Reinforcing steel bars; to comply with BS4449 and strength to be (FY)=500 MPa
344 | C | Walls; 160mm thick | 0.42 | t | 5000 | 2100 | C — Concrete Work | C | C02 | C0201 | C2 Poured concrete | 2.01 | Upper Floors / Walls | Volume (m³) | AED | 93 | Rule | ✓ |  | Citywalk Plot 5.11 Main Works Contract BOQ (1).xlsx |  |  |  | CITYWALK PHASE-05, PLOT 5.11 | Residential | CITYWALK RESIDENTIAL 1 LLC
346 | D | Slab; 100mm slab | 0.14 | t | 5000 | 700 | C — Concrete Work | C | C02 | C0201 | C2 Poured concrete | 1.01 | Substructure – Reinforcing Steel | Mass (kg/t) | AED | 90 | AI | ✓ |  | Citywalk Plot 5.11 Main Works Contract BOQ (1).xlsx |  |  |  | CITYWALK PHASE-05, PLOT 5.11 | Residential | CITYWALK RESIDENTIAL 1 LLC
348 | E | Up stand;150mm thick | 0.37 | t | 5000 | 1850 | C — Concrete Work | C | C02 | C0201 | C2 Poured concrete | 1.01 | Substructure – Reinforcing Steel | Mass (kg/t) | AED | 90 | AI | ✓ |  | Citywalk Plot 5.11 Main Works Contract BOQ (1).xlsx |  |  |  | CITYWALK PHASE-05, PLOT 5.11 | Residential | CITYWALK RESIDENTIAL 1 LLC
▸ Shuttering
▸ Shuttering; rough formed finish; including design, support system, formed finishes, temporary works, accessories and all ancillary works as necessary.
354 | F | To sides of walls | 24.98 | m² | 175 | 4372 | C — Concrete Work | C | C02 | C0203 | C2 Poured concrete | 2.01 | Upper Floors – Formwork | Area (m²) | AED | 95 | Rule | ✓ |  | Citywalk Plot 5.11 Main Works Contract BOQ (1).xlsx |  |  |  | CITYWALK PHASE-05, PLOT 5.11 | Residential | CITYWALK RESIDENTIAL 1 LLC
356 | G | Soffit of slabs | 20.38 | m² | 175 | 3567 | C — Concrete Work | C | C02 | C0202 | C2 Poured concrete | 2.01 | Frame / Concrete Work | Volume (m³), Weight (t), Area (m²), Length (m), Enumerated (nr) | AED | 77 | Fuzzy | ⚠ |  | Citywalk Plot 5.11 Main Works Contract BOQ (1).xlsx |  |  |  | CITYWALK PHASE-05, PLOT 5.11 | Residential | CITYWALK RESIDENTIAL 1 LLC
358 | H | To sides of up stand | 57.78 | m² | 175 | 10112 | C — Concrete Work | C | C04 | C0401 | C4 Shuttering | 2.01 | Frame / Concrete Work | Volume (m³), Weight (t), Area (m²), Length (m), Enumerated (nr) | AED | 67 | Fuzzy | ⚠ |  | Citywalk Plot 5.11 Main Works Contract BOQ (1).xlsx |  |  |  | CITYWALK PHASE-05, PLOT 5.11 | Residential | CITYWALK RESIDENTIAL 1 LLC
366 |  |  |  | To Collection AED |  | 45451 | [8 empty] | AED |  |  |  |  | Citywalk Plot 5.11 Main Works Contract BOQ (1).xlsx |  |  |  | CITYWALK PHASE-05, PLOT 5.11 | Residential | CITYWALK RESIDENTIAL 1 LLC
▸ WATER FEATURE (Cont'd)
▸ Waterproofing
▸ Waterproofing system; 2mm thick single ply PVC waterproofing membrane; including all necessary accessories and fittings
376 | A | To vertical | 108 | m² | 0 | Not Shown in Drawing | F — Woodwork | F | F04 | F0401 | F4 Grounds and battens | 3.01 | Woodwork – Cladding Panel | Area (m²) | AED | 85 | Rule | ✓ |  | Citywalk Plot 5.11 Main Works Contract BOQ (1).xlsx |  |  |  | CITYWALK PHASE-05, PLOT 5.11 | Residential | CITYWALK RESIDENTIAL 1 LLC
378 | B | To horizontal | 20 | m² | 0 | Not Shown in Drawing | F — Woodwork | F | F04 | F0401 | F4 Grounds and battens | 3.01 | Woodwork – Cladding Panel | Area (m²) | AED | 85 | Rule | ✓ |  | Citywalk Plot 5.11 Main Works Contract BOQ (1).xlsx |  |  |  | CITYWALK PHASE-05, PLOT 5.11 | Residential | CITYWALK RESIDENTIAL 1 LLC
▸ Finishings
▸ Basalt cubes; in dark grey tones; swan cut finish; loose laid on removable PVC grating including adjustable support jacks; placedon shotcrete surface(measured separately); including accessories and all ancillary works as necessary
384 | C | G02; Size 25 x 25 x 25mm thick | 27 | m² | 625 | 16875 | J — Finishes | J | J03 | J0303 | J3 Finishings | 3.01 | Finishes – Wall Finish (Tile) | Area (m²) | AED | 80 | AI | ⚠ |  | Citywalk Plot 5.11 Main Works Contract BOQ (1).xlsx |  |  |  | CITYWALK PHASE-05, PLOT 5.11 | Residential | CITYWALK RESIDENTIAL 1 LLC
▸ Stainless steel cladding fixed to edge of the structure; 6mm thick; SS316; marine grade with 20mm round top; brushed finish; silver colour; including all ancillary works as necessary
388 | D | W-02; vertical; to water feature | 23 | m² | 1500 | 34500 | F — Woodwork | F | F04 | F0401 | F4 Grounds and battens | 3.01 | Woodwork – Cladding Panel | Area (m²) | AED | 85 | Rule | ✓ |  | Citywalk Plot 5.11 Main Works Contract BOQ (1).xlsx |  |  |  | CITYWALK PHASE-05, PLOT 5.11 | Residential | CITYWALK RESIDENTIAL 1 LLC
▸ MEP Works
392 | E | Allow for water feature water and drainage installation complete with, but not limited to,pipes and fittings, accessories, pump set screen filter, pressure vessel, valve package, pressure switches, gauges, transmitter, flow meter, wire connection, control panel, supports, fittings and all ancillary works as necessary | 1 | Item | 75000 | 75000 | Q — Mechanical Engineering Installations | Q | Q07 | Q0703 | Q7 Insulation, including linings and protective coverings | 5.06 | Mechanical Engineering Installations | Length (m), Weight (t), Area (m²), Enumerated (nr), Item | AED | 68 | Fuzzy | ⚠ |  | Citywalk Plot 5.11 Main Works Contract BOQ (1).xlsx |  |  |  | CITYWALK PHASE-05, PLOT 5.11 | Residential | CITYWALK RESIDENTIAL 1 LLC
396 |  |  |  | To Collection AED |  | 126375 | [8 empty] | AED |  |  |  |  | Citywalk Plot 5.11 Main Works Contract BOQ (1).xlsx |  |  |  | CITYWALK PHASE-05, PLOT 5.11 | Residential | CITYWALK RESIDENTIAL 1 LLC
▸ WATER FEATURE (Cont'd)
▸ Lighting Installation
▸ Final sub-circuits and all ancillary installations complete with cabling, containment and terminations as necessary
406 | A | Linear light points | 18 | m | 625 | 11250 | R — Electrical Engineering Installations | R | R04 | R0401 | R4 Final sub-circuits and auxiliary installations | 5.08 | Electrical Engineering Installations | Length (m), Enumerated (nr), Item | AED | 77 | Fuzzy | ⚠ |  | Citywalk Plot 5.11 Main Works Contract BOQ (1).xlsx |  |  |  | CITYWALK PHASE-05, PLOT 5.11 | Residential | CITYWALK RESIDENTIAL 1 LLC
▸ Swimming pool light fittings including fixings, supports, hangers and all ancillary works as necessary
▸ Supply only
412 | B | LL-6; 10W/M LED, linear light with diffused beam, IP68 | 18 | m | 625 | 11250 | C — Concrete Work | C | C06 | C0602 | C6 Prestressed concrete | 2.01 | Frame / Concrete Work | Volume (m³), Weight (t), Area (m²), Length (m), Enumerated (nr) | AED | 63 | Fuzzy | ⚠ |  | Citywalk Plot 5.11 Main Works Contract BOQ (1).xlsx |  |  |  | CITYWALK PHASE-05, PLOT 5.11 | Residential | CITYWALK RESIDENTIAL 1 LLC
▸ Install only
416 | C | LL-6; 10W/M LED, linear light with diffused beam, IP68 | 18 | m | 625 | 11250 | C — Concrete Work | C | C06 | C0602 | C6 Prestressed concrete | 2.01 | Frame / Concrete Work | Volume (m³), Weight (t), Area (m²), Length (m), Enumerated (nr) | AED | 63 | Fuzzy | ⚠ |  | Citywalk Plot 5.11 Main Works Contract BOQ (1).xlsx |  |  |  | CITYWALK PHASE-05, PLOT 5.11 | Residential | CITYWALK RESIDENTIAL 1 LLC
438 |  |  |  | To Collection AED |  | 33750 | [8 empty] | AED |  |  |  |  | Citywalk Plot 5.11 Main Works Contract BOQ (1).xlsx |  |  |  | CITYWALK PHASE-05, PLOT 5.11 | Residential | CITYWALK RESIDENTIAL 1 LLC
▸ GENERALLY
444 | A | Allow for any other works which are not included above and which are required to complete the Special Construction in accordance with the Specification and the Drawings (Tenderer to list below) | 0 | Item | 0 | 0 | A — General Requirements | A | A01 | A0101 | Conditions of contract | 9.01 | Preliminaries – Contingency | Item | AED | 90 | Rule | ✓ |  | Citywalk Plot 5.11 Main Works Contract BOQ (1).xlsx |  |  |  | CITYWALK PHASE-05, PLOT 5.11 | Residential | CITYWALK RESIDENTIAL 1 LLC
▸ Additional Item
447 | 1 | Horizontal and vertical Cementitious water proofing to water feature; | 143 | m2 | 181 | 25883 | F — Woodwork | F | F04 | F0401 | F4 Grounds and battens | 3.01 | Woodwork – Cladding Panel | Area (m²) | AED | 85 | Rule | ✓ |  | Citywalk Plot 5.11 Main Works Contract BOQ (1).xlsx |  |  |  | CITYWALK PHASE-05, PLOT 5.11 | Residential | CITYWALK RESIDENTIAL 1 LLC
448 | 2 | Control panel and electrical cabing works for swimming pool, Kid's pool and water feature | 1 | Item | 123750 | 123750 | R — Electrical Engineering Installations | R | R06 | R0600 | R6 Control gear | 5.08 | Electrical Engineering Installations | Length (m), Enumerated (nr), Item | AED | 71 | Fuzzy | ⚠ |  | Citywalk Plot 5.11 Main Works Contract BOQ (1).xlsx |  |  |  | CITYWALK PHASE-05, PLOT 5.11 | Residential | CITYWALK RESIDENTIAL 1 LLC
▸ ADDITION & DEDUCTIONS
452 | 2/N/1/A | Walls; 200mm thick | 1 | m³ | 1063 | 1063 | C — Concrete Work | C | C02 | C0201 | C2 Poured concrete | 2.01 | Upper Floors / Walls | Volume (m³) | AED | 93 | Rule | ✓ |  | Citywalk Plot 5.11 Main Works Contract BOQ (1).xlsx |  |  |  | CITYWALK PHASE-05, PLOT 5.11 | Residential | CITYWALK RESIDENTIAL 1 LLC
453 | 2/N/1/B | Walls; 400mm thick | 3 | m³ | 1500 | 4500 | C — Concrete Work | C | C02 | C0201 | C2 Poured concrete | 2.01 | Upper Floors / Walls | Volume (m³) | AED | 93 | Rule | ✓ |  | Citywalk Plot 5.11 Main Works Contract BOQ (1).xlsx |  |  |  | CITYWALK PHASE-05, PLOT 5.11 | Residential | CITYWALK RESIDENTIAL 1 LLC
454 | 2/N/2/A | Slab; 400mm slab (average thickness) | 2 | m³ | 1500 | 3000 | C — Concrete Work | C | C02 | C0201 | C2 Poured concrete | 2.01 | Frame / Concrete Work | Volume (m³), Weight (t), Area (m²), Length (m), Enumerated (nr) | AED | 61 | Fuzzy | ⚠ |  | Citywalk Plot 5.11 Main Works Contract BOQ (1).xlsx |  |  |  | CITYWALK PHASE-05, PLOT 5.11 | Residential | CITYWALK RESIDENTIAL 1 LLC
455 | 2/N/2/B | Steps | 1 | m³ | 1500 | 1500 | C — Concrete Work | C | C02 | C0201 | C2 Poured concrete | 2.01 | Frame / Concrete Work | Volume (m³), Weight (t), Area (m²), Length (m), Enumerated (nr) | AED | 79 | Fuzzy | ⚠ |  | Citywalk Plot 5.11 Main Works Contract BOQ (1).xlsx |  |  |  | CITYWALK PHASE-05, PLOT 5.11 | Residential | CITYWALK RESIDENTIAL 1 LLC
456 | 2/N/2/C | Walls; 200mm thick | 1 | m³ | 1063 | 1063 | C — Concrete Work | C | C02 | C0201 | C2 Poured concrete | 2.01 | Upper Floors / Walls | Volume (m³) | AED | 93 | Rule | ✓ |  | Citywalk Plot 5.11 Main Works Contract BOQ (1).xlsx |  |  |  | CITYWALK PHASE-05, PLOT 5.11 | Residential | CITYWALK RESIDENTIAL 1 LLC
457 | 2/N/2/D | Slab; 150mm slab | 1 | m³ | 1063 | 1063 | C — Concrete Work | C | C01 | C0102 | C1 Generally | 1.01 | Substructure – Concrete Slab | Volume (m³) | AED | 85 | AI | ✓ |  | Citywalk Plot 5.11 Main Works Contract BOQ (1).xlsx |  |  |  | CITYWALK PHASE-05, PLOT 5.11 | Residential | CITYWALK RESIDENTIAL 1 LLC
458 | 2/N/2/E | Steps | 1 | m³ | 1500 | 1500 | C — Concrete Work | C | C02 | C0201 | C2 Poured concrete | 2.01 | Frame / Concrete Work | Volume (m³), Weight (t), Area (m²), Length (m), Enumerated (nr) | AED | 79 | Fuzzy | ⚠ |  | Citywalk Plot 5.11 Main Works Contract BOQ (1).xlsx |  |  |  | CITYWALK PHASE-05, PLOT 5.11 | Residential | CITYWALK RESIDENTIAL 1 LLC
459 | 2/N/2/F | To pool area; 1150mm thick | 5 | m³ | 875 | 4375 | C — Concrete Work | C | C01 | C0102 | C1 Generally | 1.01 | Substructure – Concrete Slab | Volume (m³) | AED | 85 | AI | ✓ |  | Citywalk Plot 5.11 Main Works Contract BOQ (1).xlsx |  |  |  | CITYWALK PHASE-05, PLOT 5.11 | Residential | CITYWALK RESIDENTIAL 1 LLC
460 | 2/N/2/G | To pool area; 250mm thick | 1 | m³ | 875 | 875 | C — Concrete Work | C | C01 | C0102 | C1 Generally | 1.01 | Substructure – Concrete Slab | Volume (m³) | AED | 85 | AI | ✓ |  | Citywalk Plot 5.11 Main Works Contract BOQ (1).xlsx |  |  |  | CITYWALK PHASE-05, PLOT 5.11 | Residential | CITYWALK RESIDENTIAL 1 LLC
461 | 2/N/2/H | To pool area; 875mm thick | 1 | m³ | 875 | 875 | C — Concrete Work | C | C01 | C0102 | C1 Generally | 1.01 | Substructure – Concrete Slab | Volume (m³) | AED | 85 | AI | ✓ |  | Citywalk Plot 5.11 Main Works Contract BOQ (1).xlsx |  |  |  | CITYWALK PHASE-05, PLOT 5.11 | Residential | CITYWALK RESIDENTIAL 1 LLC
462 | 2/N/2/J-P | Reinforcement | 1.17 | t | 5000 | 5850 | C — Concrete Work | C | C01 | C0103 | C1 Generally | 2.01 | Frame / Concrete Work | Volume (m³), Weight (t), Area (m²), Length (m), Enumerated (nr) | AED | 79 | Fuzzy | ⚠ |  | Citywalk Plot 5.11 Main Works Contract BOQ (1).xlsx |  |  |  | CITYWALK PHASE-05, PLOT 5.11 | Residential | CITYWALK RESIDENTIAL 1 LLC
463 | 2/N/3/A | Sides of wall; to adult pool | 12 | m² | 175 | 2100 | C — Concrete Work | C | C02 | C0203 | C2 Poured concrete | 2.01 | Upper Floors – Formwork | Area (m²) | AED | 95 | Rule | ✓ |  | Citywalk Plot 5.11 Main Works Contract BOQ (1).xlsx |  |  |  | CITYWALK PHASE-05, PLOT 5.11 | Residential | CITYWALK RESIDENTIAL 1 LLC
464 | 2/N/3/B | Sides of Wall; to kids pool | 2 | m² | 175 | 350 | C — Concrete Work | C | C04 | C0401 | C4 Shuttering | 2.01 | Frame / Concrete Work | Volume (m³), Weight (t), Area (m²), Length (m), Enumerated (nr) | AED | 60 | Fuzzy | ⚠ |  | Citywalk Plot 5.11 Main Works Contract BOQ (1).xlsx |  |  |  | CITYWALK PHASE-05, PLOT 5.11 | Residential | CITYWALK RESIDENTIAL 1 LLC
465 | 2/N/3/C | Sides of steps; to adult pool | 1 | m² | 175 | 175 | C — Concrete Work | C | C04 | C0401 | C4 Shuttering | 2.01 | Frame / Concrete Work | Volume (m³), Weight (t), Area (m²), Length (m), Enumerated (nr) | AED | 67 | Fuzzy | ⚠ |  | Citywalk Plot 5.11 Main Works Contract BOQ (1).xlsx |  |  |  | CITYWALK PHASE-05, PLOT 5.11 | Residential | CITYWALK RESIDENTIAL 1 LLC
466 | 2/N/3/D | Sides of steps; to kids pool | 1 | m² | 175 | 175 | C — Concrete Work | C | C04 | C0401 | C4 Shuttering | 2.01 | Frame / Concrete Work | Volume (m³), Weight (t), Area (m²), Length (m), Enumerated (nr) | AED | 62 | Fuzzy | ⚠ |  | Citywalk Plot 5.11 Main Works Contract BOQ (1).xlsx |  |  |  | CITYWALK PHASE-05, PLOT 5.11 | Residential | CITYWALK RESIDENTIAL 1 LLC
467 | 2/N/3/E-H | Waterproofing | 102 | m² | 181 | 18462 | A — General Requirements | A | A08 | A0801 | Temporary works | 9.01 | Preliminaries / General Requirements | Item | AED | 60 | Fuzzy | ⚠ |  | Citywalk Plot 5.11 Main Works Contract BOQ (1).xlsx |  |  |  | CITYWALK PHASE-05, PLOT 5.11 | Residential | CITYWALK RESIDENTIAL 1 LLC
471 |  |  |  | To Collection AED |  | 196559 | [8 empty] | AED |  |  |  |  | Citywalk Plot 5.11 Main Works Contract BOQ (1).xlsx |  |  |  | CITYWALK PHASE-05, PLOT 5.11 | Residential | CITYWALK RESIDENTIAL 1 LLC
▸ GENERALLY (Cont'd)
477 | A | Allow for any other works which are not included above and which are required to complete the Special Construction in accordance with the Specification and the Drawings (Tenderer to list below) | 0 | Item | 0 | 0 | A — General Requirements | A | A01 | A0101 | Conditions of contract | 9.01 | Preliminaries – Contingency | Item | AED | 90 | Rule | ✓ |  | Citywalk Plot 5.11 Main Works Contract BOQ (1).xlsx |  |  |  | CITYWALK PHASE-05, PLOT 5.11 | Residential | CITYWALK RESIDENTIAL 1 LLC
▸ Additional Item
▸ ADDITION & DEDUCTIONS
482 | 2/N/3/J-K | Sukabumi tile | 52 | m² | 375 | 19500 | J — Finishes | J | J03 | J0303 | J3 Finishings | 3.01 | Finishes – Wall Finish (Tile) | Area (m²) | AED | 80 | AI | ⚠ |  | Citywalk Plot 5.11 Main Works Contract BOQ (1).xlsx |  |  |  | CITYWALK PHASE-05, PLOT 5.11 | Residential | CITYWALK RESIDENTIAL 1 LLC
483 | 2/N/8/A | Up stand;150mm thick | 2 | m³ | 2250 | 4500 | C — Concrete Work | C | C01 | C0103 | C1 Generally | 1.01 | Substructure – Concrete Upstand | Volume (m³) | AED | 85 | AI | ✓ |  | Citywalk Plot 5.11 Main Works Contract BOQ (1).xlsx |  |  |  | CITYWALK PHASE-05, PLOT 5.11 | Residential | CITYWALK RESIDENTIAL 1 LLC
484 | 2/N/8/C | Slab; 100mm slab | 1 | m³ | 875 | 875 | C — Concrete Work | C | C01 | C0102 | C1 Generally | 1.01 | Substructure – Concrete Slab | Volume (m³) | AED | 85 | AI | ✓ |  | Citywalk Plot 5.11 Main Works Contract BOQ (1).xlsx |  |  |  | CITYWALK PHASE-05, PLOT 5.11 | Residential | CITYWALK RESIDENTIAL 1 LLC
485 | 2/N/9/A | To secondary slab in water feature area; 1100mm thick | 1 | m³ | 875 | 875 | B — Site Work | B | B25 | B2501 | B25 Tunnel linings | 8.01 | Site Works, Drainage, External Services & Landscaping | Volume (m³), Length (m), Area (m²), Enumerated (nr), Item | AED | 69 | Fuzzy | ⚠ |  | Citywalk Plot 5.11 Main Works Contract BOQ (1).xlsx |  |  |  | CITYWALK PHASE-05, PLOT 5.11 | Residential | CITYWALK RESIDENTIAL 1 LLC
486 | 2/N/9/B | Secondary slab; 150mm thk | 1 | m³ | 875 | 875 | B — Site Work | B | B25 | B2501 | B25 Tunnel linings | 8.01 | Site Works, Drainage, External Services & Landscaping | Volume (m³), Length (m), Area (m²), Enumerated (nr), Item | AED | 63 | Fuzzy | ⚠ |  | Citywalk Plot 5.11 Main Works Contract BOQ (1).xlsx |  |  |  | CITYWALK PHASE-05, PLOT 5.11 | Residential | CITYWALK RESIDENTIAL 1 LLC
487 | 2/N/9/C-E | Reinforcement | 0.16 | t | 5000 | 800 | C — Concrete Work | C | C01 | C0103 | C1 Generally | 2.01 | Frame / Concrete Work | Volume (m³), Weight (t), Area (m²), Length (m), Enumerated (nr) | AED | 79 | Fuzzy | ⚠ |  | Citywalk Plot 5.11 Main Works Contract BOQ (1).xlsx |  |  |  | CITYWALK PHASE-05, PLOT 5.11 | Residential | CITYWALK RESIDENTIAL 1 LLC
488 | 2/N/9/F-H | Shuttering | 9.86 | m² | 175 | 1726 | C — Concrete Work | C | C04 | C0400 | C4 Shuttering | 2.01 | Frame / Concrete Work | Volume (m³), Weight (t), Area (m²), Length (m), Enumerated (nr) | AED | 79 | Fuzzy | ⚠ |  | Citywalk Plot 5.11 Main Works Contract BOQ (1).xlsx |  |  |  | CITYWALK PHASE-05, PLOT 5.11 | Residential | CITYWALK RESIDENTIAL 1 LLC
489 | 2/N/10/C | G02; Size 25 x 25 x 25mm thick | 2 | m² | 625 | 1250 | J — Finishes | J | J03 | J0303 | J3 Finishings | 3.01 | Finishes – Wall Finish (Tile) | Area (m²) | AED | 80 | AI | ⚠ |  | Citywalk Plot 5.11 Main Works Contract BOQ (1).xlsx |  |  |  | CITYWALK PHASE-05, PLOT 5.11 | Residential | CITYWALK RESIDENTIAL 1 LLC
490 | 2/N/10/D | W-02; vertical; to water feature | 4 | m² | 1500 | 6000 | F — Woodwork | F | F04 | F0401 | F4 Grounds and battens | 3.01 | Woodwork – Cladding Panel | Area (m²) | AED | 85 | Rule | ✓ |  | Citywalk Plot 5.11 Main Works Contract BOQ (1).xlsx |  |  |  | CITYWALK PHASE-05, PLOT 5.11 | Residential | CITYWALK RESIDENTIAL 1 LLC
510 |  |  |  | To Collection AED |  | 36401 | [8 empty] | AED |  |  |  |  | Citywalk Plot 5.11 Main Works Contract BOQ (1).xlsx |  |  |  | CITYWALK PHASE-05, PLOT 5.11 | Residential | CITYWALK RESIDENTIAL 1 LLC
513 |  | COLLECTION | [12 empty] | AED |  |  |  |  | Citywalk Plot 5.11 Main Works Contract BOQ (1).xlsx |  |  |  | CITYWALK PHASE-05, PLOT 5.11 | Residential | CITYWALK RESIDENTIAL 1 LLC
515 |  | Page 2/N/1 |  |  |  | 22252 | [8 empty] | AED |  |  |  |  | Citywalk Plot 5.11 Main Works Contract BOQ (1).xlsx |  |  |  | CITYWALK PHASE-05, PLOT 5.11 | Residential | CITYWALK RESIDENTIAL 1 LLC
517 |  | Page 2/N/2 |  |  |  | 239739 | [8 empty] | AED |  |  |  |  | Citywalk Plot 5.11 Main Works Contract BOQ (1).xlsx |  |  |  | CITYWALK PHASE-05, PLOT 5.11 | Residential | CITYWALK RESIDENTIAL 1 LLC
519 |  | Page 2/N/3 |  |  |  | 134013 | [8 empty] | AED |  |  |  |  | Citywalk Plot 5.11 Main Works Contract BOQ (1).xlsx |  |  |  | CITYWALK PHASE-05, PLOT 5.11 | Residential | CITYWALK RESIDENTIAL 1 LLC
521 |  | Page 2/N/4 |  |  |  | 142332 | [8 empty] | AED |  |  |  |  | Citywalk Plot 5.11 Main Works Contract BOQ (1).xlsx |  |  |  | CITYWALK PHASE-05, PLOT 5.11 | Residential | CITYWALK RESIDENTIAL 1 LLC
523 |  | Page 2/N/5 |  |  |  | 530000 | [8 empty] | AED |  |  |  |  | Citywalk Plot 5.11 Main Works Contract BOQ (1).xlsx |  |  |  | CITYWALK PHASE-05, PLOT 5.11 | Residential | CITYWALK RESIDENTIAL 1 LLC
525 |  | Page 2/N/6 |  |  |  | 472500 | [8 empty] | AED |  |  |  |  | Citywalk Plot 5.11 Main Works Contract BOQ (1).xlsx |  |  |  | CITYWALK PHASE-05, PLOT 5.11 | Residential | CITYWALK RESIDENTIAL 1 LLC
527 |  | Page 2/N/7 |  |  |  | 110000 | [8 empty] | AED |  |  |  |  | Citywalk Plot 5.11 Main Works Contract BOQ (1).xlsx |  |  |  | CITYWALK PHASE-05, PLOT 5.11 | Residential | CITYWALK RESIDENTIAL 1 LLC
529 |  | Page 2/N/8 |  |  |  | 14750 | [8 empty] | AED |  |  |  |  | Citywalk Plot 5.11 Main Works Contract BOQ (1).xlsx |  |  |  | CITYWALK PHASE-05, PLOT 5.11 | Residential | CITYWALK RESIDENTIAL 1 LLC
531 |  | Page 2/N/9 |  |  |  | 45451 | [8 empty] | AED |  |  |  |  | Citywalk Plot 5.11 Main Works Contract BOQ (1).xlsx |  |  |  | CITYWALK PHASE-05, PLOT 5.11 | Residential | CITYWALK RESIDENTIAL 1 LLC
533 |  | Page 2/N/10 |  |  |  | 126375 | [8 empty] | AED |  |  |  |  | Citywalk Plot 5.11 Main Works Contract BOQ (1).xlsx |  |  |  | CITYWALK PHASE-05, PLOT 5.11 | Residential | CITYWALK RESIDENTIAL 1 LLC
535 |  | Page 2/N/11 |  |  |  | 33750 | [8 empty] | AED |  |  |  |  | Citywalk Plot 5.11 Main Works Contract BOQ (1).xlsx |  |  |  | CITYWALK PHASE-05, PLOT 5.11 | Residential | CITYWALK RESIDENTIAL 1 LLC
537 |  | Page 2/N/12 |  |  |  | 196559 | [8 empty] | AED |  |  |  |  | Citywalk Plot 5.11 Main Works Contract BOQ (1).xlsx |  |  |  | CITYWALK PHASE-05, PLOT 5.11 | Residential | CITYWALK RESIDENTIAL 1 LLC
539 |  | Page 2/N/13 |  |  |  | 36401 | [8 empty] | AED |  |  |  |  | Citywalk Plot 5.11 Main Works Contract BOQ (1).xlsx |  |  |  | CITYWALK PHASE-05, PLOT 5.11 | Residential | CITYWALK RESIDENTIAL 1 LLC
560 |  |  |  | Carried To Summary AED |  | 2104122 | [8 empty] | AED |  |  |  |  | Citywalk Plot 5.11 Main Works Contract BOQ (1).xlsx |  |  |  | CITYWALK PHASE-05, PLOT 5.11 | Residential | CITYWALK RESIDENTIAL 1 LLC
1164 | [5 empty] | 18750 | [8 empty] | AED |  |  |  |  | Citywalk Plot 5.11 Main Works Contract BOQ (1).xlsx |  |  |  | CITYWALK PHASE-05, PLOT 5.11 | Residential | CITYWALK RESIDENTIAL 1 LLC
Items coded: 112 · Auto ✓: 59 · Flagged ⚠: 53 · Auto rate: 53%

## 2Q
Citywalk Plot 5.11 Main Works Contract BOQ (1) · 2Q
A–G = original bill data · H–S = POMI + NRM coding · T–AB = project metadata · ✓ ≥85% · ⚠ <85% = review
Row | REF | Description | Qty | Unit | Rate | Amount | POMI Section | Code 1 | Code 2 | Code 3 | POMI Sub Section | NRM | NRM Description | Measurement | Currency | Conf% | Stage | Flag | ACTION | BATCH | Country | City | Asset | Project | Type | Employer | Contract Type
▸ MECHANICAL ENGINEERING INSTALLATIONS
▸ SANITARY FITTINGS AND FIXTURES
▸ Note: Refer to the following:
▸ 1. Drawings;
▸ DHRE0017-KP-XX-GF-DWG-AR-101210_GF OVERALL PLAN
▸ Supply Only
▸ Sanitary fixtures; fixed to tiled or plastered concrete or blockwalls; including all waste and overflow outlets, all connections, supports, accessories and sealing around with silicone-based sealants and all ancillary works as necessary
18 | A | C-SW-11; Tissue holder | 1 | Nr. | 141 | 141 | K — Accessories | K | K02 | K0201 | K2 Partitions | 5.01 | Sanitary Appliances – Tissue Holder | Item | AED | 78 | AI | ⚠ |  | Citywalk Plot 5.11 Main Works Contract BOQ (1).xlsx |  |  |  | CITYWALK PHASE-05, PLOT 5.11 | Residential | CITYWALK RESIDENTIAL 1 LLC
20 | B | C-SW-13; ADA WC & seat cover | 1 | Nr. | 682 | 682 | K — Accessories | K | K01 | K0101 | K1 Generally | 5.01 | Sanitary Appliances – WC Suite & Seat Cover | Item | AED | 85 | AI | ✓ |  | Citywalk Plot 5.11 Main Works Contract BOQ (1).xlsx |  |  |  | CITYWALK PHASE-05, PLOT 5.11 | Residential | CITYWALK RESIDENTIAL 1 LLC
22 | C | C-SW-14; ADA lavatory sink | 1 | Nr. | 928 | 928 | K — Accessories | K | K01 | K0101 | K1 Generally | 5.01 | Sanitary Appliances – Lavatory Sink | Item | AED | 85 | AI | ✓ |  | Citywalk Plot 5.11 Main Works Contract BOQ (1).xlsx |  |  |  | CITYWALK PHASE-05, PLOT 5.11 | Residential | CITYWALK RESIDENTIAL 1 LLC
24 | D | C-SW-17; ADA fold down grab bar | 2 | Nr. | 434 | 868 | K — Accessories | K | K02 | K0201 | K2 Partitions | 5.01 | Sanitary Appliances – Grab Bar (Fold Down) | Item | AED | 80 | AI | ⚠ |  | Citywalk Plot 5.11 Main Works Contract BOQ (1).xlsx |  |  |  | CITYWALK PHASE-05, PLOT 5.11 | Residential | CITYWALK RESIDENTIAL 1 LLC
26 | E | C-SW-18; ADA straight support bar | 2 | Nr. | 149 | 298 | B — Site Work | B | B24 | B2401 | B24 Tunnel excavation | 8.01 | Site Works, Drainage, External Services & Landscaping | Volume (m³), Length (m), Area (m²), Enumerated (nr), Item | AED | 68 | Fuzzy | ⚠ |  | Citywalk Plot 5.11 Main Works Contract BOQ (1).xlsx |  |  |  | CITYWALK PHASE-05, PLOT 5.11 | Residential | CITYWALK RESIDENTIAL 1 LLC
28 | F | C-SW-20; Floor drain | 1 | Nr. | 53 | 53 | K — Accessories | K | K03 | K0302 |  | 5.03 | Disposal Installations – Floor Drain | Item | AED | 82 | AI | ⚠ |  | Citywalk Plot 5.11 Main Works Contract BOQ (1).xlsx |  |  |  | CITYWALK PHASE-05, PLOT 5.11 | Residential | CITYWALK RESIDENTIAL 1 LLC
30 | G | C-SW-22; Soap dispenser | 1 | Nr. | 335 | 335 | K — Accessories | K | K02 | K0201 | K2 Partitions | 5.01 | Sanitary Appliances – Soap Dispenser | Item | AED | 78 | AI | ⚠ |  | Citywalk Plot 5.11 Main Works Contract BOQ (1).xlsx |  |  |  | CITYWALK PHASE-05, PLOT 5.11 | Residential | CITYWALK RESIDENTIAL 1 LLC
▸ Sanitary Fittings; including connections, supports, sealants, accessories and all ancillary works as necessary
34 | H | C-SW-07; Bidet spray | 1 | Nr. | 112 | 112 | K — Accessories | K | K01 | K0101 | K1 Generally | 5.01 | Sanitary Appliances – Bidet Spray | Item | AED | 80 | AI | ⚠ |  | Citywalk Plot 5.11 Main Works Contract BOQ (1).xlsx |  |  |  | CITYWALK PHASE-05, PLOT 5.11 | Residential | CITYWALK RESIDENTIAL 1 LLC
41 |  |  |  | To Collection AED |  | 3417 | [8 empty] | AED |  |  |  |  | Citywalk Plot 5.11 Main Works Contract BOQ (1).xlsx |  |  |  | CITYWALK PHASE-05, PLOT 5.11 | Residential | CITYWALK RESIDENTIAL 1 LLC
▸ SANITARY FITTINGS AND FIXTURES (Cont'd)
▸ Installation Only
▸ Sanitary fixtures; fixed to tiled or plastered concrete or blockwalls; including all waste and overflow outlets, all connections, supports, accessories and sealing around with silicone-based sealants and all ancillary works as necessary
51 | A | C-SW-11; Tissue holder | 1 | Nr. | 23 | 23 | K — Accessories | K | K02 | K0201 | K2 Partitions | 5.01 | Sanitary Appliances – Tissue Holder Installation | Item | AED | 78 | AI | ⚠ |  | Citywalk Plot 5.11 Main Works Contract BOQ (1).xlsx |  |  |  | CITYWALK PHASE-05, PLOT 5.11 | Residential | CITYWALK RESIDENTIAL 1 LLC
53 | B | C-SW-13; ADA WC & seat cover | 1 | Nr. | 117 | 117 | K — Accessories | K | K01 | K0101 | K1 Generally | 5.01 | Sanitary Appliances – WC Suite Installation | Item | AED | 85 | AI | ✓ |  | Citywalk Plot 5.11 Main Works Contract BOQ (1).xlsx |  |  |  | CITYWALK PHASE-05, PLOT 5.11 | Residential | CITYWALK RESIDENTIAL 1 LLC
55 | C | C-SW-14; ADA lavatory sink | 1 | Nr. | 117 | 117 | K — Accessories | K | K01 | K0101 | K1 Generally | 5.01 | Sanitary Appliances – Lavatory Sink Installation | Item | AED | 85 | AI | ✓ |  | Citywalk Plot 5.11 Main Works Contract BOQ (1).xlsx |  |  |  | CITYWALK PHASE-05, PLOT 5.11 | Residential | CITYWALK RESIDENTIAL 1 LLC
57 | D | C-SW-17; ADA fold down grab bar | 2 | Nr. | 23 | 46 | K — Accessories | K | K02 | K0201 | K2 Partitions | 5.01 | Sanitary Appliances – Grab Bar Installation | Item | AED | 80 | AI | ⚠ |  | Citywalk Plot 5.11 Main Works Contract BOQ (1).xlsx |  |  |  | CITYWALK PHASE-05, PLOT 5.11 | Residential | CITYWALK RESIDENTIAL 1 LLC
59 | E | C-SW-18; ADA straight support bar | 2 | Nr. | 23 | 46 | B — Site Work | B | B24 | B2401 | B24 Tunnel excavation | 8.01 | Site Works, Drainage, External Services & Landscaping | Volume (m³), Length (m), Area (m²), Enumerated (nr), Item | AED | 68 | Fuzzy | ⚠ |  | Citywalk Plot 5.11 Main Works Contract BOQ (1).xlsx |  |  |  | CITYWALK PHASE-05, PLOT 5.11 | Residential | CITYWALK RESIDENTIAL 1 LLC
61 | F | C-SW-20; Floor drain | 1 | Nr. | 8 | 8 | K — Accessories | K | K03 | K0302 |  | 5.03 | Disposal Installations – Floor Drain Installation | Item | AED | 82 | AI | ⚠ |  | Citywalk Plot 5.11 Main Works Contract BOQ (1).xlsx |  |  |  | CITYWALK PHASE-05, PLOT 5.11 | Residential | CITYWALK RESIDENTIAL 1 LLC
63 | G | C-SW-22; Soap dispenser | 1 | Nr. | 59 | 59 | K — Accessories | K | K02 | K0201 | K2 Partitions | 5.01 | Sanitary Appliances – Soap Dispenser Installation | Item | AED | 78 | AI | ⚠ |  | Citywalk Plot 5.11 Main Works Contract BOQ (1).xlsx |  |  |  | CITYWALK PHASE-05, PLOT 5.11 | Residential | CITYWALK RESIDENTIAL 1 LLC
▸ Sanitary Fittings; including connections, supports, sealants, accessories and all ancillary works as necessary
67 | H | C-SW-07; Bidet spray | 1 | Nr. | 35 | 35 | K — Accessories | K | K01 | K0101 | K1 Generally | 5.01 | Sanitary Appliances – Bidet Spray Installation | Item | AED | 80 | AI | ⚠ |  | Citywalk Plot 5.11 Main Works Contract BOQ (1).xlsx |  |  |  | CITYWALK PHASE-05, PLOT 5.11 | Residential | CITYWALK RESIDENTIAL 1 LLC
▸ Sanitary fixtures to Pantry; including connections, supports, sealants, accessories and all ancillary works as necessary
71 | J | Sink; to Pantry | 1 | Nr. | 0 | Not Shown in Drawing | Q — Mechanical Engineering Installations | Q | Q02 | Q0203 | Q2 Pipework and gutterwork | 3.01 | Mechanical – Sanitary Fitting | Enumerated (nr) | AED | 90 | Rule | ✓ |  | Citywalk Plot 5.11 Main Works Contract BOQ (1).xlsx |  |  |  | CITYWALK PHASE-05, PLOT 5.11 | Residential | CITYWALK RESIDENTIAL 1 LLC
73 | K | Tap; to Pantry | 1 | Nr. | 0 | Not Shown in Drawing | K — Accessories | K | K04 | K0401 |  | 5.04 | Water Installations – Tap to Pantry | Item | AED | 82 | AI | ⚠ |  | Citywalk Plot 5.11 Main Works Contract BOQ (1).xlsx |  |  |  | CITYWALK PHASE-05, PLOT 5.11 | Residential | CITYWALK RESIDENTIAL 1 LLC
78 |  |  |  | To Collection AED |  | 451 | [8 empty] | AED |  |  |  |  | Citywalk Plot 5.11 Main Works Contract BOQ (1).xlsx |  |  |  | CITYWALK PHASE-05, PLOT 5.11 | Residential | CITYWALK RESIDENTIAL 1 LLC
▸ DISPOSAL INSTALLATIONS
▸ Note: Refer to the following.
▸ 1. Drainage Drawings DHRE0017-GC-XX-B1-PLN-MD-101001 to 101003
▸ 4. Specification DHRE0017-GCE-XX-XX-SPC-MEP-108004
▸ Storm Water Drainage Installations
▸ UPVC pipes including fittings, hangers, supports, fixings, couplers and all ancillary works as necessary
▸ Storm water pipes
96 | A | 110mm diameter | 48 | m | 177 | 8496 | Q — Mechanical Engineering Installations | Q | Q02 | Q0201 | Q2 Pipework and gutterwork | 3.01 | Mechanical – Drainage Pipe | Length (m) | AED | 90 | Rule | ✓ |  | Citywalk Plot 5.11 Main Works Contract BOQ (1).xlsx |  |  |  | CITYWALK PHASE-05, PLOT 5.11 | Residential | CITYWALK RESIDENTIAL 1 LLC
98 | B | 160mm diameter | 29 | m | 266 | 7714 | B — Site Work | B | B19 | B1904 | B19 Underground drainage | 8.01 | Site Works, Drainage, External Services & Landscaping | Volume (m³), Length (m), Area (m²), Enumerated (nr), Item | AED | 73 | Fuzzy | ⚠ |  | Citywalk Plot 5.11 Main Works Contract BOQ (1).xlsx |  |  |  | CITYWALK PHASE-05, PLOT 5.11 | Residential | CITYWALK RESIDENTIAL 1 LLC
▸ Accessories including hangers, supports and all ancillary works as necessary
▸ Rain water outlet (RWO); square type
104 | C | 110mm diameter | 4 | Nr. | 280 | 1120 | Q — Mechanical Engineering Installations | Q | Q02 | Q0201 | Q2 Pipework and gutterwork | 3.01 | Mechanical – Drainage Pipe | Length (m) | AED | 90 | Rule | ✓ |  | Citywalk Plot 5.11 Main Works Contract BOQ (1).xlsx |  |  |  | CITYWALK PHASE-05, PLOT 5.11 | Residential | CITYWALK RESIDENTIAL 1 LLC
▸ Soil, Waste, Vent and Condensate Drain Installations
▸ MuPVC pipes; including fittings, hangers, supports, fixings, couplers and all ancillary works as necessary
▸ Waste pipes
112 | D | 40mm diameter | 13 | m | 92 | 1196 | Q — Mechanical Engineering Installations | Q | Q02 | Q0201 | Q2 Pipework and gutterwork | 3.01 | Mechanical – Pipe | Length (m) | AED | 90 | Rule | ✓ |  | Citywalk Plot 5.11 Main Works Contract BOQ (1).xlsx |  |  |  | CITYWALK PHASE-05, PLOT 5.11 | Residential | CITYWALK RESIDENTIAL 1 LLC
114 | E | 50mm diameter | 8 | m | 105 | 840 | Q — Mechanical Engineering Installations | Q | Q02 | Q0201 | Q2 Pipework and gutterwork | 3.01 | Mechanical – Drainage Pipe | Length (m) | AED | 88 | Rule | ✓ |  | Citywalk Plot 5.11 Main Works Contract BOQ (1).xlsx |  |  |  | CITYWALK PHASE-05, PLOT 5.11 | Residential | CITYWALK RESIDENTIAL 1 LLC
118 |  |  |  | To Collection AED |  | 19366 | [8 empty] | AED |  |  |  |  | Citywalk Plot 5.11 Main Works Contract BOQ (1).xlsx |  |  |  | CITYWALK PHASE-05, PLOT 5.11 | Residential | CITYWALK RESIDENTIAL 1 LLC
▸ DISPOSAL INSTALLATIONS (Cont'd)
▸ Planter drain pipes
126 | A | 50mm diameter | 255 | m | 105 | 26775 | Q — Mechanical Engineering Installations | Q | Q02 | Q0201 | Q2 Pipework and gutterwork | 3.01 | Mechanical – Drainage Pipe | Length (m) | AED | 88 | Rule | ✓ |  | Citywalk Plot 5.11 Main Works Contract BOQ (1).xlsx |  |  |  | CITYWALK PHASE-05, PLOT 5.11 | Residential | CITYWALK RESIDENTIAL 1 LLC
▸ Pressure Pipes
130 | B | 50mm diameter | 128 | m | 116 | 14848 | Q — Mechanical Engineering Installations | Q | Q02 | Q0201 | Q2 Pipework and gutterwork | 3.01 | Mechanical – Drainage Pipe | Length (m) | AED | 88 | Rule | ✓ |  | Citywalk Plot 5.11 Main Works Contract BOQ (1).xlsx |  |  |  | CITYWALK PHASE-05, PLOT 5.11 | Residential | CITYWALK RESIDENTIAL 1 LLC
▸ UPVC pipes; including fittings, hangers, supports, fixings, couplers and all ancillary works as necessary
▸ Soil pipes
136 | C | 110mm diameter | 17 | m | 177 | 3009 | Q — Mechanical Engineering Installations | Q | Q02 | Q0201 | Q2 Pipework and gutterwork | 3.01 | Mechanical – Drainage Pipe | Length (m) | AED | 90 | Rule | ✓ |  | Citywalk Plot 5.11 Main Works Contract BOQ (1).xlsx |  |  |  | CITYWALK PHASE-05, PLOT 5.11 | Residential | CITYWALK RESIDENTIAL 1 LLC
138 | D | 160mm diameter | 15 | m | 266 | 3990 | B — Site Work | B | B19 | B1904 | B19 Underground drainage | 8.01 | Site Works, Drainage, External Services & Landscaping | Volume (m³), Length (m), Area (m²), Enumerated (nr), Item | AED | 73 | Fuzzy | ⚠ |  | Citywalk Plot 5.11 Main Works Contract BOQ (1).xlsx |  |  |  | CITYWALK PHASE-05, PLOT 5.11 | Residential | CITYWALK RESIDENTIAL 1 LLC
140 | E | 200mm diameter | 45 | m | 314 | 14130 | Q — Mechanical Engineering Installations | Q | Q02 | Q0201 | Q2 Pipework and gutterwork | 3.01 | Mechanical – Drainage Pipe | Length (m) | AED | 90 | Rule | ✓ |  | Citywalk Plot 5.11 Main Works Contract BOQ (1).xlsx |  |  |  | CITYWALK PHASE-05, PLOT 5.11 | Residential | CITYWALK RESIDENTIAL 1 LLC
▸ Planter drain pipes
144 | F | 82mm diameter | 75 | m | 126 | 9450 | B — Site Work | B | B19 | B1904 | B19 Underground drainage | 8.01 | Site Works, Drainage, External Services & Landscaping | Volume (m³), Length (m), Area (m²), Enumerated (nr), Item | AED | 70 | Fuzzy | ⚠ |  | Citywalk Plot 5.11 Main Works Contract BOQ (1).xlsx |  |  |  | CITYWALK PHASE-05, PLOT 5.11 | Residential | CITYWALK RESIDENTIAL 1 LLC
146 | G | 110mm diameter | 134 | m | 177 | 23718 | Q — Mechanical Engineering Installations | Q | Q02 | Q0201 | Q2 Pipework and gutterwork | 3.01 | Mechanical – Drainage Pipe | Length (m) | AED | 90 | Rule | ✓ |  | Citywalk Plot 5.11 Main Works Contract BOQ (1).xlsx |  |  |  | CITYWALK PHASE-05, PLOT 5.11 | Residential | CITYWALK RESIDENTIAL 1 LLC
▸ Waste pipes
150 | H | 82mm diameter | 23 | m | 126 | 2898 | B — Site Work | B | B19 | B1904 | B19 Underground drainage | 8.01 | Site Works, Drainage, External Services & Landscaping | Volume (m³), Length (m), Area (m²), Enumerated (nr), Item | AED | 70 | Fuzzy | ⚠ |  | Citywalk Plot 5.11 Main Works Contract BOQ (1).xlsx |  |  |  | CITYWALK PHASE-05, PLOT 5.11 | Residential | CITYWALK RESIDENTIAL 1 LLC
152 | J | 110mm diameter | 152 | m | 177 | 26904 | Q — Mechanical Engineering Installations | Q | Q02 | Q0201 | Q2 Pipework and gutterwork | 3.01 | Mechanical – Drainage Pipe | Length (m) | AED | 90 | Rule | ✓ |  | Citywalk Plot 5.11 Main Works Contract BOQ (1).xlsx |  |  |  | CITYWALK PHASE-05, PLOT 5.11 | Residential | CITYWALK RESIDENTIAL 1 LLC
154 | K | 160mm diameter | 53 | m | 266 | 14098 | B — Site Work | B | B19 | B1904 | B19 Underground drainage | 8.01 | Site Works, Drainage, External Services & Landscaping | Volume (m³), Length (m), Area (m²), Enumerated (nr), Item | AED | 73 | Fuzzy | ⚠ |  | Citywalk Plot 5.11 Main Works Contract BOQ (1).xlsx |  |  |  | CITYWALK PHASE-05, PLOT 5.11 | Residential | CITYWALK RESIDENTIAL 1 LLC
156 | L | 200mm diameter | 48 | m | 314 | 15072 | Q — Mechanical Engineering Installations | Q | Q02 | Q0201 | Q2 Pipework and gutterwork | 3.01 | Mechanical – Drainage Pipe | Length (m) | AED | 90 | Rule | ✓ |  | Citywalk Plot 5.11 Main Works Contract BOQ (1).xlsx |  |  |  | CITYWALK PHASE-05, PLOT 5.11 | Residential | CITYWALK RESIDENTIAL 1 LLC
▸ Vent pipes
160 | M | 110mm diameter | 133 | m | 177 | 23541 | Q — Mechanical Engineering Installations | Q | Q02 | Q0201 | Q2 Pipework and gutterwork | 3.01 | Mechanical – Drainage Pipe | Length (m) | AED | 90 | Rule | ✓ |  | Citywalk Plot 5.11 Main Works Contract BOQ (1).xlsx |  |  |  | CITYWALK PHASE-05, PLOT 5.11 | Residential | CITYWALK RESIDENTIAL 1 LLC
▸ Parking drain pipes
164 | N | 110mm diameter | 59 | m | 177 | 10443 | Q — Mechanical Engineering Installations | Q | Q02 | Q0201 | Q2 Pipework and gutterwork | 3.01 | Mechanical – Drainage Pipe | Length (m) | AED | 90 | Rule | ✓ |  | Citywalk Plot 5.11 Main Works Contract BOQ (1).xlsx |  |  |  | CITYWALK PHASE-05, PLOT 5.11 | Residential | CITYWALK RESIDENTIAL 1 LLC
166 | P | 160mm diameter | 127 | m | 266 | 33782 | B — Site Work | B | B19 | B1904 | B19 Underground drainage | 8.01 | Site Works, Drainage, External Services & Landscaping | Volume (m³), Length (m), Area (m²), Enumerated (nr), Item | AED | 73 | Fuzzy | ⚠ |  | Citywalk Plot 5.11 Main Works Contract BOQ (1).xlsx |  |  |  | CITYWALK PHASE-05, PLOT 5.11 | Residential | CITYWALK RESIDENTIAL 1 LLC
169 |  |  |  | To Collection AED |  | 222658 | [8 empty] | AED |  |  |  |  | Citywalk Plot 5.11 Main Works Contract BOQ (1).xlsx |  |  |  | CITYWALK PHASE-05, PLOT 5.11 | Residential | CITYWALK RESIDENTIAL 1 LLC
▸ DISPOSAL INSTALLATIONS (Cont'd)
▸ Pressure Pipes
177 |  | 65mm diameter | 10 | m | 122 | 1220 | [8 empty] | AED |  |  |  |  | Citywalk Plot 5.11 Main Works Contract BOQ (1).xlsx |  |  |  | CITYWALK PHASE-05, PLOT 5.11 | Residential | CITYWALK RESIDENTIAL 1 LLC
▸ HDPE pipes; including fittings, hangers, supports, fixings, couplers and all ancillary works as necessary
▸ Kitchen waste pipes
183 | A | 110mm diameter | 10 | m | 262 | 2620 | Q — Mechanical Engineering Installations | Q | Q02 | Q0201 | Q2 Pipework and gutterwork | 3.01 | Mechanical – Drainage Pipe | Length (m) | AED | 90 | Rule | ✓ |  | Citywalk Plot 5.11 Main Works Contract BOQ (1).xlsx |  |  |  | CITYWALK PHASE-05, PLOT 5.11 | Residential | CITYWALK RESIDENTIAL 1 LLC
▸ UPVC pipes Class E to BS 3505 pipes with 13mm polypropylene insulation including fittings, hangers, supports, fixings, couplers and all ancillary works as necessary
▸ Condensate drain pipes
189 | B | 25mm diameter | 22 | m | 56 | 1232 | Q — Mechanical Engineering Installations | Q | Q02 | Q0201 | Q2 Pipework and gutterwork | 3.01 | Mechanical – Pipe | Length (m) | AED | 90 | Rule | ✓ |  | Citywalk Plot 5.11 Main Works Contract BOQ (1).xlsx |  |  |  | CITYWALK PHASE-05, PLOT 5.11 | Residential | CITYWALK RESIDENTIAL 1 LLC
191 | C | 82mm diameter | 17 | m | 199 | 3383 | B — Site Work | B | B19 | B1904 | B19 Underground drainage | 8.01 | Site Works, Drainage, External Services & Landscaping | Volume (m³), Length (m), Area (m²), Enumerated (nr), Item | AED | 70 | Fuzzy | ⚠ |  | Citywalk Plot 5.11 Main Works Contract BOQ (1).xlsx |  |  |  | CITYWALK PHASE-05, PLOT 5.11 | Residential | CITYWALK RESIDENTIAL 1 LLC
▸ Accessories including hangers, supports and all ancillary works as necessary
▸ Clean out (CO)
197 | D | 50mm diameter | 7 | Nr. | 14 | 98 | Q — Mechanical Engineering Installations | Q | Q02 | Q0201 | Q2 Pipework and gutterwork | 3.01 | Mechanical – Drainage Pipe | Length (m) | AED | 88 | Rule | ✓ |  | Citywalk Plot 5.11 Main Works Contract BOQ (1).xlsx |  |  |  | CITYWALK PHASE-05, PLOT 5.11 | Residential | CITYWALK RESIDENTIAL 1 LLC
199 | E | 82mm diameter | 5 | Nr. | 26 | 130 | B — Site Work | B | B19 | B1904 | B19 Underground drainage | 8.01 | Site Works, Drainage, External Services & Landscaping | Volume (m³), Length (m), Area (m²), Enumerated (nr), Item | AED | 70 | Fuzzy | ⚠ |  | Citywalk Plot 5.11 Main Works Contract BOQ (1).xlsx |  |  |  | CITYWALK PHASE-05, PLOT 5.11 | Residential | CITYWALK RESIDENTIAL 1 LLC
201 | F | 110mm diameter | 15 | Nr. | 28 | 420 | Q — Mechanical Engineering Installations | Q | Q02 | Q0201 | Q2 Pipework and gutterwork | 3.01 | Mechanical – Drainage Pipe | Length (m) | AED | 90 | Rule | ✓ |  | Citywalk Plot 5.11 Main Works Contract BOQ (1).xlsx |  |  |  | CITYWALK PHASE-05, PLOT 5.11 | Residential | CITYWALK RESIDENTIAL 1 LLC
203 | G | 160mm diameter | 7 | Nr. | 34 | 238 | B — Site Work | B | B19 | B1904 | B19 Underground drainage | 8.01 | Site Works, Drainage, External Services & Landscaping | Volume (m³), Length (m), Area (m²), Enumerated (nr), Item | AED | 73 | Fuzzy | ⚠ |  | Citywalk Plot 5.11 Main Works Contract BOQ (1).xlsx |  |  |  | CITYWALK PHASE-05, PLOT 5.11 | Residential | CITYWALK RESIDENTIAL 1 LLC
205 | H | 200mm diameter | 5 | Nr. | 39 | 195 | Q — Mechanical Engineering Installations | Q | Q02 | Q0201 | Q2 Pipework and gutterwork | 3.01 | Mechanical – Drainage Pipe | Length (m) | AED | 90 | Rule | ✓ |  | Citywalk Plot 5.11 Main Works Contract BOQ (1).xlsx |  |  |  | CITYWALK PHASE-05, PLOT 5.11 | Residential | CITYWALK RESIDENTIAL 1 LLC
▸ Floor Clean out (FCO)
209 | J | 160mm diameter | 4 | Nr. | 149 | 596 | B — Site Work | B | B19 | B1904 | B19 Underground drainage | 8.01 | Site Works, Drainage, External Services & Landscaping | Volume (m³), Length (m), Area (m²), Enumerated (nr), Item | AED | 73 | Fuzzy | ⚠ |  | Citywalk Plot 5.11 Main Works Contract BOQ (1).xlsx |  |  |  | CITYWALK PHASE-05, PLOT 5.11 | Residential | CITYWALK RESIDENTIAL 1 LLC
▸ Area Drain
213 | K | 110mm diameter | 7 | Nr. | 420 | 2940 | Q — Mechanical Engineering Installations | Q | Q02 | Q0201 | Q2 Pipework and gutterwork | 3.01 | Mechanical – Drainage Pipe | Length (m) | AED | 90 | Rule | ✓ |  | Citywalk Plot 5.11 Main Works Contract BOQ (1).xlsx |  |  |  | CITYWALK PHASE-05, PLOT 5.11 | Residential | CITYWALK RESIDENTIAL 1 LLC
▸ Floor Drain (FD)
217 | L | 82mm diameter | 8 | Nr. |  | Included in Section-Sanitary fittings and fixtures | B — Site Work | B | B19 | B1904 | B19 Underground drainage | 8.01 | Site Works, Drainage, External Services & Landscaping | Volume (m³), Length (m), Area (m²), Enumerated (nr), Item | AED | 70 | Fuzzy | ⚠ |  | Citywalk Plot 5.11 Main Works Contract BOQ (1).xlsx |  |  |  | CITYWALK PHASE-05, PLOT 5.11 | Residential | CITYWALK RESIDENTIAL 1 LLC
220 |  |  |  | To Collection AED |  | 13072 | [8 empty] | AED |  |  |  |  | Citywalk Plot 5.11 Main Works Contract BOQ (1).xlsx |  |  |  | CITYWALK PHASE-05, PLOT 5.11 | Residential | CITYWALK RESIDENTIAL 1 LLC
▸ DISPOSAL INSTALLATIONS (Cont'd)
▸ Planter Drain (PT)
228 | A | 50mm diameter | 60 | Nr. | 420 | 25200 | Q — Mechanical Engineering Installations | Q | Q02 | Q0201 | Q2 Pipework and gutterwork | 3.01 | Mechanical – Drainage Pipe | Length (m) | AED | 88 | Rule | ✓ |  | Citywalk Plot 5.11 Main Works Contract BOQ (1).xlsx |  |  |  | CITYWALK PHASE-05, PLOT 5.11 | Residential | CITYWALK RESIDENTIAL 1 LLC
▸ Parking Drain (PD)
232 | B | 82mm diameter | 9 | Nr. | 979 | 8811 | B — Site Work | B | B19 | B1904 | B19 Underground drainage | 8.01 | Site Works, Drainage, External Services & Landscaping | Volume (m³), Length (m), Area (m²), Enumerated (nr), Item | AED | 70 | Fuzzy | ⚠ |  | Citywalk Plot 5.11 Main Works Contract BOQ (1).xlsx |  |  |  | CITYWALK PHASE-05, PLOT 5.11 | Residential | CITYWALK RESIDENTIAL 1 LLC
▸ Shower Drain
236 | C | 40mm diameter | 2 | Nr. | 169 | 338 | Q — Mechanical Engineering Installations | Q | Q02 | Q0201 | Q2 Pipework and gutterwork | 3.01 | Mechanical – Pipe | Length (m) | AED | 90 | Rule | ✓ |  | Citywalk Plot 5.11 Main Works Contract BOQ (1).xlsx |  |  |  | CITYWALK PHASE-05, PLOT 5.11 | Residential | CITYWALK RESIDENTIAL 1 LLC
▸ Trench drain
240 | C | 1540x340mm | 2 | Nr. | 862 | 1724 | K — Accessories | K | K03 | K0302 |  | 5.03 | Disposal Installations – Trench Drain 1540x340mm | Item | AED | 85 | AI | ✓ |  | Citywalk Plot 5.11 Main Works Contract BOQ (1).xlsx |  |  |  | CITYWALK PHASE-05, PLOT 5.11 | Residential | CITYWALK RESIDENTIAL 1 LLC
242 | D | 2040x340mm | 4 | Nr. | 1142 | 4568 | K — Accessories | K | K03 | K0302 |  | 5.03 | Disposal Installations – Trench Drain 2040x340mm | Item | AED | 85 | AI | ✓ |  | Citywalk Plot 5.11 Main Works Contract BOQ (1).xlsx |  |  |  | CITYWALK PHASE-05, PLOT 5.11 | Residential | CITYWALK RESIDENTIAL 1 LLC
244 | E | 3040x340mm | 1 | Nr. | 1701 | 1701 | K — Accessories | K | K03 | K0302 |  | 5.03 | Disposal Installations – Trench Drain 3040x340mm | Item | AED | 85 | AI | ✓ |  | Citywalk Plot 5.11 Main Works Contract BOQ (1).xlsx |  |  |  | CITYWALK PHASE-05, PLOT 5.11 | Residential | CITYWALK RESIDENTIAL 1 LLC
246 | F | 3390x340mm | 1 | Nr. | 1898 | 1898 | K — Accessories | K | K03 | K0302 |  | 5.03 | Disposal Installations – Trench Drain 3390x340mm | Item | AED | 85 | AI | ✓ |  | Citywalk Plot 5.11 Main Works Contract BOQ (1).xlsx |  |  |  | CITYWALK PHASE-05, PLOT 5.11 | Residential | CITYWALK RESIDENTIAL 1 LLC
248 | G | 3440x340mm | 1 | Nr. | 1926 | 1926 | K — Accessories | K | K03 | K0302 |  | 5.03 | Disposal Installations – Trench Drain 3440x340mm | Item | AED | 85 | AI | ✓ |  | Citywalk Plot 5.11 Main Works Contract BOQ (1).xlsx |  |  |  | CITYWALK PHASE-05, PLOT 5.11 | Residential | CITYWALK RESIDENTIAL 1 LLC
250 | H | 4340x340mm | 1 | Nr. | 2429 | 2429 | K — Accessories | K | K03 | K0302 |  | 5.03 | Disposal Installations – Trench Drain 4340x340mm | Item | AED | 85 | AI | ✓ |  | Citywalk Plot 5.11 Main Works Contract BOQ (1).xlsx |  |  |  | CITYWALK PHASE-05, PLOT 5.11 | Residential | CITYWALK RESIDENTIAL 1 LLC
252 | J | 5040x340mm | 1 | Nr. | 2821 | 2821 | K — Accessories | K | K03 | K0302 |  | 5.03 | Disposal Installations – Trench Drain 5040x340mm | Item | AED | 85 | AI | ✓ |  | Citywalk Plot 5.11 Main Works Contract BOQ (1).xlsx |  |  |  | CITYWALK PHASE-05, PLOT 5.11 | Residential | CITYWALK RESIDENTIAL 1 LLC
254 | K | 5990x440mm | 1 | Nr. | 3353 | 3353 | K — Accessories | K | K03 | K0302 |  | 5.03 | Disposal Installations – Trench Drain 5990x440mm | Item | AED | 85 | AI | ✓ |  | Citywalk Plot 5.11 Main Works Contract BOQ (1).xlsx |  |  |  | CITYWALK PHASE-05, PLOT 5.11 | Residential | CITYWALK RESIDENTIAL 1 LLC
256 | L | 6140x350mm | 1 | Nr. | 3436 | 3436 | K — Accessories | K | K03 | K0302 |  | 5.03 | Disposal Installations – Trench Drain 6140x350mm | Item | AED | 85 | AI | ✓ |  | Citywalk Plot 5.11 Main Works Contract BOQ (1).xlsx |  |  |  | CITYWALK PHASE-05, PLOT 5.11 | Residential | CITYWALK RESIDENTIAL 1 LLC
271 |  |  |  | To Collection AED |  | 58205 | [8 empty] | AED |  |  |  |  | Citywalk Plot 5.11 Main Works Contract BOQ (1).xlsx |  |  |  | CITYWALK PHASE-05, PLOT 5.11 | Residential | CITYWALK RESIDENTIAL 1 LLC
▸ DISPOSAL INSTALLATIONS (Cont'd)
▸ Trench Drain cover (civil work measured separately)
279 | A | Trench Drain cover; size 340mm; HDCI Grating | 30 | m | 559 | 16770 | Q — Mechanical Engineering Installations | Q | Q03 | Q0303 | Q3 Ductwork | 5.06 | Mechanical Engineering Installations | Length (m), Weight (t), Area (m²), Enumerated (nr), Item | AED | 63 | Fuzzy | ⚠ |  | Citywalk Plot 5.11 Main Works Contract BOQ (1).xlsx |  |  |  | CITYWALK PHASE-05, PLOT 5.11 | Residential | CITYWALK RESIDENTIAL 1 LLC
281 | B | Trench Drain cover; size 350mm; HDCI Grating | 18 | m | 559 | 10062 | Q — Mechanical Engineering Installations | Q | Q03 | Q0303 | Q3 Ductwork | 5.06 | Mechanical Engineering Installations | Length (m), Weight (t), Area (m²), Enumerated (nr), Item | AED | 63 | Fuzzy | ⚠ |  | Citywalk Plot 5.11 Main Works Contract BOQ (1).xlsx |  |  |  | CITYWALK PHASE-05, PLOT 5.11 | Residential | CITYWALK RESIDENTIAL 1 LLC
283 | C | Trench Drain cover; size 440mm; HDCI Grating | 6 | m | 629 | 3774 | Q — Mechanical Engineering Installations | Q | Q03 | Q0303 | Q3 Ductwork | 5.06 | Mechanical Engineering Installations | Length (m), Weight (t), Area (m²), Enumerated (nr), Item | AED | 63 | Fuzzy | ⚠ |  | Citywalk Plot 5.11 Main Works Contract BOQ (1).xlsx |  |  |  | CITYWALK PHASE-05, PLOT 5.11 | Residential | CITYWALK RESIDENTIAL 1 LLC
▸ Non-Return Valve
287 | D | 50mm diameter | 3 | Nr. | 504 | 1512 | Q — Mechanical Engineering Installations | Q | Q02 | Q0201 | Q2 Pipework and gutterwork | 3.01 | Mechanical – Drainage Pipe | Length (m) | AED | 88 | Rule | ✓ |  | Citywalk Plot 5.11 Main Works Contract BOQ (1).xlsx |  |  |  | CITYWALK PHASE-05, PLOT 5.11 | Residential | CITYWALK RESIDENTIAL 1 LLC
▸ Catch Basin cover (civil work measured separately)
291 | E | Catch basin; size 300 x 300mm; HDDI Grating including GRP perforated basket | 12 | Nr. | 979 | 11748 | Q — Mechanical Engineering Installations | Q | Q02 | Q0203 | Q2 Pipework and gutterwork | 3.01 | Mechanical – Sanitary Fitting | Enumerated (nr) | AED | 90 | Rule | ✓ |  | Citywalk Plot 5.11 Main Works Contract BOQ (1).xlsx |  |  |  | CITYWALK PHASE-05, PLOT 5.11 | Residential | CITYWALK RESIDENTIAL 1 LLC
▸ Drain pits; reinforced concrete, commencing excavation at finished grade line level, including cover and frames and all necessary backfilling, disposal of surplus excavated materials and formwork, all necessary accessories and connections
295 | F | Drain Pit; size 600 x 600 x 600mm | 3 | Nr. | 1399 | 4197 | K — Accessories | K | K03 | K0302 |  | 5.03 | Disposal Installations – Drain Pit 600x600x600mm | Item | AED | 85 | AI | ✓ |  | Citywalk Plot 5.11 Main Works Contract BOQ (1).xlsx |  |  |  | CITYWALK PHASE-05, PLOT 5.11 | Residential | CITYWALK RESIDENTIAL 1 LLC
311 |  |  |  | To Collection AED |  | 48063 | [8 empty] | AED |  |  |  |  | Citywalk Plot 5.11 Main Works Contract BOQ (1).xlsx |  |  |  | CITYWALK PHASE-05, PLOT 5.11 | Residential | CITYWALK RESIDENTIAL 1 LLC
▸ DISPOSAL INSTALLATIONS (Cont'd)
▸ Lift pits; reinforced concrete, commencing excavation at finished grade line level, including cover and frames and all necessary backfilling, disposal of surplus excavated materials and formwork, all necessary accessories and connections
319 | A | Lift Pit; size 600 x 600 x 600mm | 2 | Nr. | 1399 | 2798 | K — Accessories | K | K03 | K0302 |  | 5.03 | Disposal Installations – Lift Pit 600x600x600mm | Item | AED | 75 | AI | ⚠ |  | Citywalk Plot 5.11 Main Works Contract BOQ (1).xlsx |  |  |  | CITYWALK PHASE-05, PLOT 5.11 | Residential | CITYWALK RESIDENTIAL 1 LLC
▸ Sand Traps; reinforced concrete, commencing excavation at finished grade line level, including cover and frames and all necessary backfilling, disposal of surplus excavated materials and formwork, all necessary accessories and connections
323 | B | Sand Trap; size 800 x 800 x 2000mm | 1 | Nr. | 1399 | 1399 | Q — Mechanical Engineering Installations | Q | Q02 | Q0201 | Q2 Pipework and gutterwork | 3.01 | Mechanical – Sand Trap | Enumerated (nr) | AED | 93 | Rule | ✓ |  | Citywalk Plot 5.11 Main Works Contract BOQ (1).xlsx |  |  |  | CITYWALK PHASE-05, PLOT 5.11 | Residential | CITYWALK RESIDENTIAL 1 LLC
325 | C | Sand Trap; size 800 x 800 x 2400mm | 1 | Nr. | 1399 | 1399 | Q — Mechanical Engineering Installations | Q | Q02 | Q0201 | Q2 Pipework and gutterwork | 3.01 | Mechanical – Sand Trap | Enumerated (nr) | AED | 93 | Rule | ✓ |  | Citywalk Plot 5.11 Main Works Contract BOQ (1).xlsx |  |  |  | CITYWALK PHASE-05, PLOT 5.11 | Residential | CITYWALK RESIDENTIAL 1 LLC
▸ Valve Chamber; reinforced concrete, commencing excavation at finished grade line level, including cover and frames and all necessary backfilling, disposal of surplus excavated materials and formwork, all necessary accessories and connections
329 | D | Valve Chamber; size 800 x 800 x 1200mm | 3 | Nr. | 1399 | 4197 | K — Accessories | K | K03 | K0302 |  | 5.03 | Disposal Installations – Valve Chamber 800x800x1200mm | Item | AED | 82 | AI | ⚠ |  | Citywalk Plot 5.11 Main Works Contract BOQ (1).xlsx |  |  |  | CITYWALK PHASE-05, PLOT 5.11 | Residential | CITYWALK RESIDENTIAL 1 LLC
331 | E | Valve Chamber; size 1000 x 1000 x 1200mm | 1 | Nr. | 1399 | 1399 | K — Accessories | K | K03 | K0302 |  | 5.03 | Disposal Installations – Valve Chamber 1000x1000x1200mm | Item | AED | 82 | AI | ⚠ |  | Citywalk Plot 5.11 Main Works Contract BOQ (1).xlsx |  |  |  | CITYWALK PHASE-05, PLOT 5.11 | Residential | CITYWALK RESIDENTIAL 1 LLC
▸ Sump pits; 1 L/s @ 10m (H); reinforced concrete, commencing excavation at finished grade line level, including cover and frames and all necessary backfilling, disposal of surplus excavated materials and formwork, all necessary accessories and connections
335 | F | Sump Pit; size 600 x 600 x 600mm | 1 | Nr. | 1399 | 1399 | K — Accessories | K | K03 | K0302 |  | 5.03 | Disposal Installations – Sump Pit 600x600x600mm | Item | AED | 85 | AI | ✓ |  | Citywalk Plot 5.11 Main Works Contract BOQ (1).xlsx |  |  |  | CITYWALK PHASE-05, PLOT 5.11 | Residential | CITYWALK RESIDENTIAL 1 LLC
339 |  |  |  | To Collection AED |  | 12591 | [8 empty] | AED |  |  |  |  | Citywalk Plot 5.11 Main Works Contract BOQ (1).xlsx |  |  |  | CITYWALK PHASE-05, PLOT 5.11 | Residential | CITYWALK RESIDENTIAL 1 LLC
▸ DISPOSAL INSTALLATIONS (Cont'd)
▸ Pumps; complete with driving motor, local control panels, base and anti-vibration mounting, wiring and controls, insulation, valve package, and all necessary ancillaries, accessories and connections
347 | A | Drainage sump pump set; (1duty + 1assist) of 2.5L/S flow, 10m head | 1 | Set | 24488 | 24488 | Q — Mechanical Engineering Installations | Q | Q03 | Q0301 | Q3 Ductwork | 5.06 | Mechanical Engineering Installations | Length (m), Weight (t), Area (m²), Enumerated (nr), Item | AED | 61 | Fuzzy | ⚠ |  | Citywalk Plot 5.11 Main Works Contract BOQ (1).xlsx |  |  |  | CITYWALK PHASE-05, PLOT 5.11 | Residential | CITYWALK RESIDENTIAL 1 LLC
349 | B | Sump pump set; of 1.0L/S flow, 10m head | 1 | Set | 20990 | 20990 | L — Equipment | L | L01 | L0102 | L1 Generally | 5.03 | Disposal Installations – Sump Pump Set 1.0 L/S | Item | AED | 85 | AI | ✓ |  | Citywalk Plot 5.11 Main Works Contract BOQ (1).xlsx |  |  |  | CITYWALK PHASE-05, PLOT 5.11 | Residential | CITYWALK RESIDENTIAL 1 LLC
▸ Automatic Grease interceptor; including all control panels, valves, gauges, switches, connections, pipes, wiring, concrete base, connection to power supply and ancillary works as necessary
353 | C | Automatic Grease interceptor | 1 | Nr. | 13993 | 13993 | Q — Mechanical Engineering Installations | Q | Q05 | Q0500 | Q5 Automatic controls | 5.06 | Mechanical Engineering Installations | Length (m), Weight (t), Area (m²), Enumerated (nr), Item | AED | 61 | Fuzzy | ⚠ |  | Citywalk Plot 5.11 Main Works Contract BOQ (1).xlsx |  |  |  | CITYWALK PHASE-05, PLOT 5.11 | Residential | CITYWALK RESIDENTIAL 1 LLC
355 | D | Vacuum out | 1 | Nr. | 700 | 700 | K — Accessories | K | K03 | K0302 |  | 5.03 | Disposal Installations – Vacuum Out Service | Item | AED | 75 | AI | ⚠ |  | Citywalk Plot 5.11 Main Works Contract BOQ (1).xlsx |  |  |  | CITYWALK PHASE-05, PLOT 5.11 | Residential | CITYWALK RESIDENTIAL 1 LLC
378 |  |  |  | To Collection AED |  | 60171 | [8 empty] | AED |  |  |  |  | Citywalk Plot 5.11 Main Works Contract BOQ (1).xlsx |  |  |  | CITYWALK PHASE-05, PLOT 5.11 | Residential | CITYWALK RESIDENTIAL 1 LLC
▸ WATER SUPPLY INSTALLATION
▸ Note: Please refer to the following:
▸ 1. Specification;
▸ DHRE0017-GCE-XX-XX-SPC-MEP-108004_00 - Division 22 - Plumbing
▸ 2. Drawings;
▸ DHRE0017-GC-XX-B1-PLN-MW-101001-101002
▸ DHRE0017-GC-XX-ZZ-DWG-MW-101016
▸ Cold and Hot Water Installations
▸ PPR PN16 pipes to DIN 8077 and DIN 8078; including fittings, fixings and supports, all necessary accessories and connections
▸ Cold water supply (CWS) pipes
402 | A | 100mm diameter | 16 | m | 749 | 11984 | Q — Mechanical Engineering Installations | Q | Q02 | Q0201 | Q2 Pipework and gutterwork | 3.01 | Mechanical – Drainage Pipe | Length (m) | AED | 90 | Rule | ✓ |  | Citywalk Plot 5.11 Main Works Contract BOQ (1).xlsx |  |  |  | CITYWALK PHASE-05, PLOT 5.11 | Residential | CITYWALK RESIDENTIAL 1 LLC
▸ Gravity cold water supply (GCWS) pipes
406 | B | 15mm diameter | 35 | m | 101 | 3535 | Q — Mechanical Engineering Installations | Q | Q02 | Q0201 | Q2 Pipework and gutterwork | 3.01 | Mechanical – Pipe | Length (m) | AED | 90 | Rule | ✓ |  | Citywalk Plot 5.11 Main Works Contract BOQ (1).xlsx |  |  |  | CITYWALK PHASE-05, PLOT 5.11 | Residential | CITYWALK RESIDENTIAL 1 LLC
408 | C | 20mm diameter | 186 | m | 130 | 24180 | Q — Mechanical Engineering Installations | Q | Q02 | Q0201 | Q2 Pipework and gutterwork | 3.01 | Mechanical – Pipe | Length (m) | AED | 90 | Rule | ✓ |  | Citywalk Plot 5.11 Main Works Contract BOQ (1).xlsx |  |  |  | CITYWALK PHASE-05, PLOT 5.11 | Residential | CITYWALK RESIDENTIAL 1 LLC
410 | D | 25mm diameter | 66 | m | 177 | 11682 | Q — Mechanical Engineering Installations | Q | Q02 | Q0201 | Q2 Pipework and gutterwork | 3.01 | Mechanical – Pipe | Length (m) | AED | 90 | Rule | ✓ |  | Citywalk Plot 5.11 Main Works Contract BOQ (1).xlsx |  |  |  | CITYWALK PHASE-05, PLOT 5.11 | Residential | CITYWALK RESIDENTIAL 1 LLC
412 | E | 32mm diameter | 12 | m | 264 | 3168 | Q — Mechanical Engineering Installations | Q | Q02 | Q0201 | Q2 Pipework and gutterwork | 3.01 | Mechanical – Pipe | Length (m) | AED | 90 | Rule | ✓ |  | Citywalk Plot 5.11 Main Works Contract BOQ (1).xlsx |  |  |  | CITYWALK PHASE-05, PLOT 5.11 | Residential | CITYWALK RESIDENTIAL 1 LLC
414 | F | 50mm diameter | 171 | m | 347 | 59337 | Q — Mechanical Engineering Installations | Q | Q02 | Q0201 | Q2 Pipework and gutterwork | 3.01 | Mechanical – Drainage Pipe | Length (m) | AED | 88 | Rule | ✓ |  | Citywalk Plot 5.11 Main Works Contract BOQ (1).xlsx |  |  |  | CITYWALK PHASE-05, PLOT 5.11 | Residential | CITYWALK RESIDENTIAL 1 LLC
416 | G | 80mm diameter | 8 | m | 647 | 5176 | Q — Mechanical Engineering Installations | Q | Q02 | Q0201 | Q2 Pipework and gutterwork | 3.01 | Mechanical – Drainage Pipe | Length (m) | AED | 90 | Rule | ✓ |  | Citywalk Plot 5.11 Main Works Contract BOQ (1).xlsx |  |  |  | CITYWALK PHASE-05, PLOT 5.11 | Residential | CITYWALK RESIDENTIAL 1 LLC
▸ Water transfer (WTP) pipes
420 | H | 65mm diameter | 48 | m | 435 | 20880 | Q — Mechanical Engineering Installations | Q | Q02 | Q0201 | Q2 Pipework and gutterwork | 3.01 | Mechanical – Drainage Pipe | Length (m) | AED | 88 | Rule | ✓ |  | Citywalk Plot 5.11 Main Works Contract BOQ (1).xlsx |  |  |  | CITYWALK PHASE-05, PLOT 5.11 | Residential | CITYWALK RESIDENTIAL 1 LLC
423 |  |  |  | To Collection AED |  | 139942 | [8 empty] | AED |  |  |  |  | Citywalk Plot 5.11 Main Works Contract BOQ (1).xlsx |  |  |  | CITYWALK PHASE-05, PLOT 5.11 | Residential | CITYWALK RESIDENTIAL 1 LLC
▸ WATER SUPPLY INSTALLATION (Cont'd)
▸ PEX pipes and fittings embedded within wall and run within corrugated PVC conduit; including fittings, fixings and supports, all necessary accessories and connections
▸ Cold water supply pipes
433 | A | 20mm diameter | 14 | m | 48 | 672 | Q — Mechanical Engineering Installations | Q | Q02 | Q0201 | Q2 Pipework and gutterwork | 3.01 | Mechanical – Pipe | Length (m) | AED | 90 | Rule | ✓ |  | Citywalk Plot 5.11 Main Works Contract BOQ (1).xlsx |  |  |  | CITYWALK PHASE-05, PLOT 5.11 | Residential | CITYWALK RESIDENTIAL 1 LLC
▸ Closed cell elastomeric Foam insulation; 55-70 Kg/m3 density; including fixings and all necessary accessories
▸ Cold water supply pipes
▸ 25mm thick insulation
441 | B | 20mm diameter | 33 | m | 14 | 462 | Q — Mechanical Engineering Installations | Q | Q02 | Q0201 | Q2 Pipework and gutterwork | 3.01 | Mechanical – Pipe | Length (m) | AED | 90 | Rule | ✓ |  | Citywalk Plot 5.11 Main Works Contract BOQ (1).xlsx |  |  |  | CITYWALK PHASE-05, PLOT 5.11 | Residential | CITYWALK RESIDENTIAL 1 LLC
▸ 40mm thick insulation
445 | C | 32mm diameter | 10 | m | 22 | 220 | Q — Mechanical Engineering Installations | Q | Q02 | Q0201 | Q2 Pipework and gutterwork | 3.01 | Mechanical – Pipe | Length (m) | AED | 90 | Rule | ✓ |  | Citywalk Plot 5.11 Main Works Contract BOQ (1).xlsx |  |  |  | CITYWALK PHASE-05, PLOT 5.11 | Residential | CITYWALK RESIDENTIAL 1 LLC
447 | D | 50mm diameter | 66 | m | 28 | 1848 | Q — Mechanical Engineering Installations | Q | Q02 | Q0201 | Q2 Pipework and gutterwork | 3.01 | Mechanical – Drainage Pipe | Length (m) | AED | 88 | Rule | ✓ |  | Citywalk Plot 5.11 Main Works Contract BOQ (1).xlsx |  |  |  | CITYWALK PHASE-05, PLOT 5.11 | Residential | CITYWALK RESIDENTIAL 1 LLC
▸ 50mm thick insulation
451 | E | 65mm diameter | 6 | m | 35 | 210 | Q — Mechanical Engineering Installations | Q | Q02 | Q0201 | Q2 Pipework and gutterwork | 3.01 | Mechanical – Drainage Pipe | Length (m) | AED | 88 | Rule | ✓ |  | Citywalk Plot 5.11 Main Works Contract BOQ (1).xlsx |  |  |  | CITYWALK PHASE-05, PLOT 5.11 | Residential | CITYWALK RESIDENTIAL 1 LLC
453 | F | 80mm diameter | 6 | m | 39 | 234 | Q — Mechanical Engineering Installations | Q | Q02 | Q0201 | Q2 Pipework and gutterwork | 3.01 | Mechanical – Drainage Pipe | Length (m) | AED | 90 | Rule | ✓ |  | Citywalk Plot 5.11 Main Works Contract BOQ (1).xlsx |  |  |  | CITYWALK PHASE-05, PLOT 5.11 | Residential | CITYWALK RESIDENTIAL 1 LLC
455 | G | 100mm diameter | 6 | m | 46 | 276 | Q — Mechanical Engineering Installations | Q | Q02 | Q0201 | Q2 Pipework and gutterwork | 3.01 | Mechanical – Drainage Pipe | Length (m) | AED | 90 | Rule | ✓ |  | Citywalk Plot 5.11 Main Works Contract BOQ (1).xlsx |  |  |  | CITYWALK PHASE-05, PLOT 5.11 | Residential | CITYWALK RESIDENTIAL 1 LLC
▸ 25mm thick insulation with 0.9mm thick aluminium cladding
459 | H | 15mm diameter | 35 | m | 16 | 560 | Q — Mechanical Engineering Installations | Q | Q02 | Q0201 | Q2 Pipework and gutterwork | 3.01 | Mechanical – Pipe | Length (m) | AED | 90 | Rule | ✓ |  | Citywalk Plot 5.11 Main Works Contract BOQ (1).xlsx |  |  |  | CITYWALK PHASE-05, PLOT 5.11 | Residential | CITYWALK RESIDENTIAL 1 LLC
461 | J | 20mm diameter | 151 | m | 20 | 3020 | Q — Mechanical Engineering Installations | Q | Q02 | Q0201 | Q2 Pipework and gutterwork | 3.01 | Mechanical – Pipe | Length (m) | AED | 90 | Rule | ✓ |  | Citywalk Plot 5.11 Main Works Contract BOQ (1).xlsx |  |  |  | CITYWALK PHASE-05, PLOT 5.11 | Residential | CITYWALK RESIDENTIAL 1 LLC
463 | K | 25mm diameter | 66 | m | 21 | 1386 | Q — Mechanical Engineering Installations | Q | Q02 | Q0201 | Q2 Pipework and gutterwork | 3.01 | Mechanical – Pipe | Length (m) | AED | 90 | Rule | ✓ |  | Citywalk Plot 5.11 Main Works Contract BOQ (1).xlsx |  |  |  | CITYWALK PHASE-05, PLOT 5.11 | Residential | CITYWALK RESIDENTIAL 1 LLC
467 |  |  |  | To Collection AED |  | 8888 | [8 empty] | AED |  |  |  |  | Citywalk Plot 5.11 Main Works Contract BOQ (1).xlsx |  |  |  | CITYWALK PHASE-05, PLOT 5.11 | Residential | CITYWALK RESIDENTIAL 1 LLC
▸ WATER SUPPLY INSTALLATION (Cont'd)
▸ 40mm thick insulation with 0.9mm thick aluminium cladding
475 | A | 32mm diameter | 2 | m | 30 | 60 | Q — Mechanical Engineering Installations | Q | Q02 | Q0201 | Q2 Pipework and gutterwork | 3.01 | Mechanical – Pipe | Length (m) | AED | 90 | Rule | ✓ |  | Citywalk Plot 5.11 Main Works Contract BOQ (1).xlsx |  |  |  | CITYWALK PHASE-05, PLOT 5.11 | Residential | CITYWALK RESIDENTIAL 1 LLC
477 | B | 50mm diameter | 106 | m | 37 | 3922 | Q — Mechanical Engineering Installations | Q | Q02 | Q0201 | Q2 Pipework and gutterwork | 3.01 | Mechanical – Drainage Pipe | Length (m) | AED | 88 | Rule | ✓ |  | Citywalk Plot 5.11 Main Works Contract BOQ (1).xlsx |  |  |  | CITYWALK PHASE-05, PLOT 5.11 | Residential | CITYWALK RESIDENTIAL 1 LLC
▸ 50mm thick insulation with 0.9mm thick aluminium cladding
481 | C | 65mm diameter | 42 | m | 49 | 2058 | Q — Mechanical Engineering Installations | Q | Q02 | Q0201 | Q2 Pipework and gutterwork | 3.01 | Mechanical – Drainage Pipe | Length (m) | AED | 88 | Rule | ✓ |  | Citywalk Plot 5.11 Main Works Contract BOQ (1).xlsx |  |  |  | CITYWALK PHASE-05, PLOT 5.11 | Residential | CITYWALK RESIDENTIAL 1 LLC
483 | D | 80mm diameter | 2 | m | 56 | 112 | Q — Mechanical Engineering Installations | Q | Q02 | Q0201 | Q2 Pipework and gutterwork | 3.01 | Mechanical – Drainage Pipe | Length (m) | AED | 90 | Rule | ✓ |  | Citywalk Plot 5.11 Main Works Contract BOQ (1).xlsx |  |  |  | CITYWALK PHASE-05, PLOT 5.11 | Residential | CITYWALK RESIDENTIAL 1 LLC
485 | E | 100mm diameter | 10 | m | 64 | 640 | Q — Mechanical Engineering Installations | Q | Q02 | Q0201 | Q2 Pipework and gutterwork | 3.01 | Mechanical – Drainage Pipe | Length (m) | AED | 90 | Rule | ✓ |  | Citywalk Plot 5.11 Main Works Contract BOQ (1).xlsx |  |  |  | CITYWALK PHASE-05, PLOT 5.11 | Residential | CITYWALK RESIDENTIAL 1 LLC
▸ Accessories including all hangers, supports, fixings, pipe connections, flexible connections and ancillary works as necessary
▸ Isolation valve
491 | F | 20mm diameter | 3 | Nr. | 130 | 390 | Q — Mechanical Engineering Installations | Q | Q02 | Q0201 | Q2 Pipework and gutterwork | 3.01 | Mechanical – Pipe | Length (m) | AED | 90 | Rule | ✓ |  | Citywalk Plot 5.11 Main Works Contract BOQ (1).xlsx |  |  |  | CITYWALK PHASE-05, PLOT 5.11 | Residential | CITYWALK RESIDENTIAL 1 LLC
493 | G | 32mm diameter | 2 | Nr. | 235 | 470 | Q — Mechanical Engineering Installations | Q | Q02 | Q0201 | Q2 Pipework and gutterwork | 3.01 | Mechanical – Pipe | Length (m) | AED | 90 | Rule | ✓ |  | Citywalk Plot 5.11 Main Works Contract BOQ (1).xlsx |  |  |  | CITYWALK PHASE-05, PLOT 5.11 | Residential | CITYWALK RESIDENTIAL 1 LLC
495 | H | 50mm diameter | 3 | Nr. | 473 | 1419 | Q — Mechanical Engineering Installations | Q | Q02 | Q0201 | Q2 Pipework and gutterwork | 3.01 | Mechanical – Drainage Pipe | Length (m) | AED | 88 | Rule | ✓ |  | Citywalk Plot 5.11 Main Works Contract BOQ (1).xlsx |  |  |  | CITYWALK PHASE-05, PLOT 5.11 | Residential | CITYWALK RESIDENTIAL 1 LLC
497 | J | 65mm diameter | 8 | Nr. | 1102 | 8816 | Q — Mechanical Engineering Installations | Q | Q02 | Q0201 | Q2 Pipework and gutterwork | 3.01 | Mechanical – Drainage Pipe | Length (m) | AED | 88 | Rule | ✓ |  | Citywalk Plot 5.11 Main Works Contract BOQ (1).xlsx |  |  |  | CITYWALK PHASE-05, PLOT 5.11 | Residential | CITYWALK RESIDENTIAL 1 LLC
499 | K | 80mm diameter | 2 | Nr. | 1280 | 2560 | Q — Mechanical Engineering Installations | Q | Q02 | Q0201 | Q2 Pipework and gutterwork | 3.01 | Mechanical – Drainage Pipe | Length (m) | AED | 90 | Rule | ✓ |  | Citywalk Plot 5.11 Main Works Contract BOQ (1).xlsx |  |  |  | CITYWALK PHASE-05, PLOT 5.11 | Residential | CITYWALK RESIDENTIAL 1 LLC
501 | L | 100mm diameter | 2 | Nr. | 1522 | 3044 | Q — Mechanical Engineering Installations | Q | Q02 | Q0201 | Q2 Pipework and gutterwork | 3.01 | Mechanical – Drainage Pipe | Length (m) | AED | 90 | Rule | ✓ |  | Citywalk Plot 5.11 Main Works Contract BOQ (1).xlsx |  |  |  | CITYWALK PHASE-05, PLOT 5.11 | Residential | CITYWALK RESIDENTIAL 1 LLC
▸ Drain valve
505 | M | 80mm diameter | 1 | Nr. | 1280 | 1280 | Q — Mechanical Engineering Installations | Q | Q02 | Q0201 | Q2 Pipework and gutterwork | 3.01 | Mechanical – Drainage Pipe | Length (m) | AED | 90 | Rule | ✓ |  | Citywalk Plot 5.11 Main Works Contract BOQ (1).xlsx |  |  |  | CITYWALK PHASE-05, PLOT 5.11 | Residential | CITYWALK RESIDENTIAL 1 LLC
▸ Float valve
509 | N | 50mm diameter | 1 | Nr. | 2099 | 2099 | Q — Mechanical Engineering Installations | Q | Q02 | Q0201 | Q2 Pipework and gutterwork | 3.01 | Mechanical – Drainage Pipe | Length (m) | AED | 88 | Rule | ✓ |  | Citywalk Plot 5.11 Main Works Contract BOQ (1).xlsx |  |  |  | CITYWALK PHASE-05, PLOT 5.11 | Residential | CITYWALK RESIDENTIAL 1 LLC
511 | P | 100mm diameter | 2 | Nr. | 4198 | 8396 | Q — Mechanical Engineering Installations | Q | Q02 | Q0201 | Q2 Pipework and gutterwork | 3.01 | Mechanical – Drainage Pipe | Length (m) | AED | 90 | Rule | ✓ |  | Citywalk Plot 5.11 Main Works Contract BOQ (1).xlsx |  |  |  | CITYWALK PHASE-05, PLOT 5.11 | Residential | CITYWALK RESIDENTIAL 1 LLC
514 |  |  |  | To Collection AED |  | 35266 | [8 empty] | AED |  |  |  |  | Citywalk Plot 5.11 Main Works Contract BOQ (1).xlsx |  |  |  | CITYWALK PHASE-05, PLOT 5.11 | Residential | CITYWALK RESIDENTIAL 1 LLC
▸ WATER SUPPLY INSTALLATION (Cont'd)
▸ Motorized valve
522 | A | 50mm diameter | 1 | Nr. | 2099 | 2099 | Q — Mechanical Engineering Installations | Q | Q02 | Q0201 | Q2 Pipework and gutterwork | 3.01 | Mechanical – Drainage Pipe | Length (m) | AED | 88 | Rule | ✓ |  | Citywalk Plot 5.11 Main Works Contract BOQ (1).xlsx |  |  |  | CITYWALK PHASE-05, PLOT 5.11 | Residential | CITYWALK RESIDENTIAL 1 LLC
524 | B | 100mm diameter | 2 | Nr. | 3148 | 6296 | Q — Mechanical Engineering Installations | Q | Q02 | Q0201 | Q2 Pipework and gutterwork | 3.01 | Mechanical – Drainage Pipe | Length (m) | AED | 90 | Rule | ✓ |  | Citywalk Plot 5.11 Main Works Contract BOQ (1).xlsx |  |  |  | CITYWALK PHASE-05, PLOT 5.11 | Residential | CITYWALK RESIDENTIAL 1 LLC
▸ Non return valve
528 | C | 50mm diameter | 1 | Nr. | 504 | 504 | Q — Mechanical Engineering Installations | Q | Q02 | Q0201 | Q2 Pipework and gutterwork | 3.01 | Mechanical – Drainage Pipe | Length (m) | AED | 88 | Rule | ✓ |  | Citywalk Plot 5.11 Main Works Contract BOQ (1).xlsx |  |  |  | CITYWALK PHASE-05, PLOT 5.11 | Residential | CITYWALK RESIDENTIAL 1 LLC
▸ Bib tap
532 | D | 15mm diameter | 14 | Nr. | 209 | 2926 | Q — Mechanical Engineering Installations | Q | Q02 | Q0201 | Q2 Pipework and gutterwork | 3.01 | Mechanical – Pipe | Length (m) | AED | 90 | Rule | ✓ |  | Citywalk Plot 5.11 Main Works Contract BOQ (1).xlsx |  |  |  | CITYWALK PHASE-05, PLOT 5.11 | Residential | CITYWALK RESIDENTIAL 1 LLC
▸ Pressure reducing valve station with PRV, isolation valves, drain valves and pressure gauges
536 | E | 80mm diameter | 1 | Nr. | 6297 | 6297 | Q — Mechanical Engineering Installations | Q | Q02 | Q0201 | Q2 Pipework and gutterwork | 3.01 | Mechanical – Drainage Pipe | Length (m) | AED | 90 | Rule | ✓ |  | Citywalk Plot 5.11 Main Works Contract BOQ (1).xlsx |  |  |  | CITYWALK PHASE-05, PLOT 5.11 | Residential | CITYWALK RESIDENTIAL 1 LLC
538 | F | 100mm diameter | 1 | Nr. | 7696 | 7696 | Q — Mechanical Engineering Installations | Q | Q02 | Q0201 | Q2 Pipework and gutterwork | 3.01 | Mechanical – Drainage Pipe | Length (m) | AED | 90 | Rule | ✓ |  | Citywalk Plot 5.11 Main Works Contract BOQ (1).xlsx |  |  |  | CITYWALK PHASE-05, PLOT 5.11 | Residential | CITYWALK RESIDENTIAL 1 LLC
▸ Water meter wall mounted including valves, meter box (water meter by DEWA), metal cover to match facade, conduiting for interconnecting communication cable to electrical meter for intelligent metering, complete with supports, fittings, fixings and all ancillary work as necessary
542 | G | 50mm diameter | 1 | Nr. | 42 | 42 | Q — Mechanical Engineering Installations | Q | Q02 | Q0201 | Q2 Pipework and gutterwork | 3.01 | Mechanical – Drainage Pipe | Length (m) | AED | 88 | Rule | ✓ |  | Citywalk Plot 5.11 Main Works Contract BOQ (1).xlsx |  |  |  | CITYWALK PHASE-05, PLOT 5.11 | Residential | CITYWALK RESIDENTIAL 1 LLC
544 | H | Allow for water meter interface with BMS | 1 | Nr. | 100 | 100 | A — General Requirements | A | A08 | A0801 | Temporary works | 9.01 | Preliminaries / General Requirements | Item | AED | 71 | Fuzzy | ⚠ |  | Citywalk Plot 5.11 Main Works Contract BOQ (1).xlsx |  |  |  | CITYWALK PHASE-05, PLOT 5.11 | Residential | CITYWALK RESIDENTIAL 1 LLC
▸ Pumps; complete with driving motor, local control panels, isolator, base and anti-vibration mounting, wiring and controls, insulation, valve package, and all necessary ancillaries, accessories and connections
548 | J | In line circulation pump (CP-01); (duty/ standby) of 4L/S flow, 1 bar head | 1 | Set | 20990 | 20990 | Q — Mechanical Engineering Installations | Q | Q07 | Q0703 | Q7 Insulation, including linings and protective coverings | 5.06 | Mechanical Engineering Installations | Length (m), Weight (t), Area (m²), Enumerated (nr), Item | AED | 65 | Fuzzy | ⚠ |  | Citywalk Plot 5.11 Main Works Contract BOQ (1).xlsx |  |  |  | CITYWALK PHASE-05, PLOT 5.11 | Residential | CITYWALK RESIDENTIAL 1 LLC
551 |  |  |  | To Collection AED |  | 46950 | [8 empty] | AED |  |  |  |  | Citywalk Plot 5.11 Main Works Contract BOQ (1).xlsx |  |  |  | CITYWALK PHASE-05, PLOT 5.11 | Residential | CITYWALK RESIDENTIAL 1 LLC
▸ WATER SUPPLY INSTALLATION (Cont'd)
557 | A | Water transfer pump set (WTP-01); (1 duty + 1 standby) of 4L/S flow, 6 bar head | 1 | Set | 48976 | 48976 | L — Equipment | L | L01 | L0102 | L1 Generally | 5.04 | Water Installations – Water Transfer Pump Set 4 L/S | Item | AED | 85 | AI | ✓ |  | Citywalk Plot 5.11 Main Works Contract BOQ (1).xlsx |  |  |  | CITYWALK PHASE-05, PLOT 5.11 | Residential | CITYWALK RESIDENTIAL 1 LLC
▸ Automatic chemical dosing unit complete with valves, dosing pump set, sensor, controllers and all ancillary works as necessary
561 | B | Chemical dosing unit | 1 | Nr. | 25188 | 25188 | L — Equipment | L | L01 | L0102 | L1 Generally | 5.04 | Water Installations – Chemical Dosing Unit | Item | AED | 80 | AI | ⚠ |  | Citywalk Plot 5.11 Main Works Contract BOQ (1).xlsx |  |  |  | CITYWALK PHASE-05, PLOT 5.11 | Residential | CITYWALK RESIDENTIAL 1 LLC
▸ Allow for all necessary pipework connection, fittings, ancillaries, pipe supports and protection, and all necessary accessories
565 | C | Connection to water supply network | 1 | Item | 6997 | 6997 | R — Electrical Engineering Installations | R | R08 | R0800 | R8 Connections to supply mains | 5.08 | Electrical Engineering Installations | Length (m), Enumerated (nr), Item | AED | 75 | Fuzzy | ⚠ |  | Citywalk Plot 5.11 Main Works Contract BOQ (1).xlsx |  |  |  | CITYWALK PHASE-05, PLOT 5.11 | Residential | CITYWALK RESIDENTIAL 1 LLC
567 | D | Connection to swimming pool | 1 | Item | 1399 | 1399 | Q — Mechanical Engineering Installations | Q | Q06 | Q0600 | Q6 Connections to supply mains | 5.06 | Mechanical Engineering Installations | Length (m), Weight (t), Area (m²), Enumerated (nr), Item | AED | 63 | Fuzzy | ⚠ |  | Citywalk Plot 5.11 Main Works Contract BOQ (1).xlsx |  |  |  | CITYWALK PHASE-05, PLOT 5.11 | Residential | CITYWALK RESIDENTIAL 1 LLC
569 | E | Allow for main water supply pipework connection, fittings, ancillaries, valves, chambers, pipe supports and protection, and all necessary accessories including excavation, and backfilling to complete the work | 1 | Item | 1399 | 1399 | R — Electrical Engineering Installations | R | R05 | R0500 | R5 Accessories | 5.08 | Electrical Engineering Installations | Length (m), Enumerated (nr), Item | AED | 79 | Fuzzy | ⚠ |  | Citywalk Plot 5.11 Main Works Contract BOQ (1).xlsx |  |  |  | CITYWALK PHASE-05, PLOT 5.11 | Residential | CITYWALK RESIDENTIAL 1 LLC
589 |  |  |  | To Collection AED |  | 83959 | [8 empty] | AED |  |  |  |  | Citywalk Plot 5.11 Main Works Contract BOQ (1).xlsx |  |  |  | CITYWALK PHASE-05, PLOT 5.11 | Residential | CITYWALK RESIDENTIAL 1 LLC
▸ FIRE PROTECTION SYSTEM INSTALLATIONS
▸ Note: Refer to the following:
▸ 1. Specification;
▸ DHRE0017-GCE-XX-XX-SPC-MEP-108004
▸ 2. Drawings;
▸ DHRE0017-GC-XX-B1-PLN-FF-101001
▸ DHRE0017-GC-XX-GF-PLN-FF-101002
▸ DHRE0017-GC-XX-ZZ-DWG-FF-101016
▸ DHRE0017-GC-XX-XX-DWG-FF-101017 to 101018
▸ Galvanized steel pipes, ERW type to ASTM A 53, schedule 40, grade B, screwed and socketed, including fittings, hangers, supports, fixings, couplers and all ancillary works as necessary
▸ Sprinkler pipes
615 | A | 25mm diameter | 1175 | m | 112 | 131600 | Q — Mechanical Engineering Installations | Q | Q02 | Q0201 | Q2 Pipework and gutterwork | 3.01 | Mechanical – Pipe | Length (m) | AED | 90 | Rule | ✓ |  | Citywalk Plot 5.11 Main Works Contract BOQ (1).xlsx |  |  |  | CITYWALK PHASE-05, PLOT 5.11 | Residential | CITYWALK RESIDENTIAL 1 LLC
617 | B | 32mm diameter | 323 | m | 143 | 46189 | Q — Mechanical Engineering Installations | Q | Q02 | Q0201 | Q2 Pipework and gutterwork | 3.01 | Mechanical – Pipe | Length (m) | AED | 90 | Rule | ✓ |  | Citywalk Plot 5.11 Main Works Contract BOQ (1).xlsx |  |  |  | CITYWALK PHASE-05, PLOT 5.11 | Residential | CITYWALK RESIDENTIAL 1 LLC
619 | C | 40mm diameter | 285 | m | 179 | 51015 | Q — Mechanical Engineering Installations | Q | Q02 | Q0201 | Q2 Pipework and gutterwork | 3.01 | Mechanical – Pipe | Length (m) | AED | 90 | Rule | ✓ |  | Citywalk Plot 5.11 Main Works Contract BOQ (1).xlsx |  |  |  | CITYWALK PHASE-05, PLOT 5.11 | Residential | CITYWALK RESIDENTIAL 1 LLC
621 | D | 50mm diameter | 119 | m | 227 | 27013 | Q — Mechanical Engineering Installations | Q | Q02 | Q0201 | Q2 Pipework and gutterwork | 3.01 | Mechanical – Drainage Pipe | Length (m) | AED | 88 | Rule | ✓ |  | Citywalk Plot 5.11 Main Works Contract BOQ (1).xlsx |  |  |  | CITYWALK PHASE-05, PLOT 5.11 | Residential | CITYWALK RESIDENTIAL 1 LLC
623 | E | 65mm diameter | 109 | m | 347 | 37823 | Q — Mechanical Engineering Installations | Q | Q02 | Q0201 | Q2 Pipework and gutterwork | 3.01 | Mechanical – Drainage Pipe | Length (m) | AED | 88 | Rule | ✓ |  | Citywalk Plot 5.11 Main Works Contract BOQ (1).xlsx |  |  |  | CITYWALK PHASE-05, PLOT 5.11 | Residential | CITYWALK RESIDENTIAL 1 LLC
625 | F | 80mm diameter | 6 | m | 473 | 2838 | Q — Mechanical Engineering Installations | Q | Q02 | Q0201 | Q2 Pipework and gutterwork | 3.01 | Mechanical – Drainage Pipe | Length (m) | AED | 90 | Rule | ✓ |  | Citywalk Plot 5.11 Main Works Contract BOQ (1).xlsx |  |  |  | CITYWALK PHASE-05, PLOT 5.11 | Residential | CITYWALK RESIDENTIAL 1 LLC
627 | G | 100mm diameter | 4 | m | 644 | 2576 | Q — Mechanical Engineering Installations | Q | Q02 | Q0201 | Q2 Pipework and gutterwork | 3.01 | Mechanical – Drainage Pipe | Length (m) | AED | 90 | Rule | ✓ |  | Citywalk Plot 5.11 Main Works Contract BOQ (1).xlsx |  |  |  | CITYWALK PHASE-05, PLOT 5.11 | Residential | CITYWALK RESIDENTIAL 1 LLC
629 | H | 150mm diameter | 711 | m | 1066 | 757926 | Q — Mechanical Engineering Installations | Q | Q02 | Q0201 | Q2 Pipework and gutterwork | 3.01 | Mechanical – Drainage Pipe | Length (m) | AED | 90 | Rule | ✓ |  | Citywalk Plot 5.11 Main Works Contract BOQ (1).xlsx |  |  |  | CITYWALK PHASE-05, PLOT 5.11 | Residential | CITYWALK RESIDENTIAL 1 LLC
633 |  |  |  | To Collection AED |  | 1056980 | [8 empty] | AED |  |  |  |  | Citywalk Plot 5.11 Main Works Contract BOQ (1).xlsx |  |  |  | CITYWALK PHASE-05, PLOT 5.11 | Residential | CITYWALK RESIDENTIAL 1 LLC
▸ FIRE PROTECTION SYSTEM INSTALLATIONS (Cont'd)
▸ Wet riser pipes
641 | A | 65mm diameter | 97 | m | 347 | 33659 | Q — Mechanical Engineering Installations | Q | Q02 | Q0201 | Q2 Pipework and gutterwork | 3.01 | Mechanical – Drainage Pipe | Length (m) | AED | 88 | Rule | ✓ |  | Citywalk Plot 5.11 Main Works Contract BOQ (1).xlsx |  |  |  | CITYWALK PHASE-05, PLOT 5.11 | Residential | CITYWALK RESIDENTIAL 1 LLC
643 | B | 150mm diameter | 255 | m | 1066 | 271830 | Q — Mechanical Engineering Installations | Q | Q02 | Q0201 | Q2 Pipework and gutterwork | 3.01 | Mechanical – Drainage Pipe | Length (m) | AED | 90 | Rule | ✓ |  | Citywalk Plot 5.11 Main Works Contract BOQ (1).xlsx |  |  |  | CITYWALK PHASE-05, PLOT 5.11 | Residential | CITYWALK RESIDENTIAL 1 LLC
▸ Drain pipes
647 | C | 50mm diameter | 10 | m | 227 | 2270 | Q — Mechanical Engineering Installations | Q | Q02 | Q0201 | Q2 Pipework and gutterwork | 3.01 | Mechanical – Drainage Pipe | Length (m) | AED | 88 | Rule | ✓ |  | Citywalk Plot 5.11 Main Works Contract BOQ (1).xlsx |  |  |  | CITYWALK PHASE-05, PLOT 5.11 | Residential | CITYWALK RESIDENTIAL 1 LLC
▸ Diesel pump exhaust pipe
651 | D | 200mm diameter | 105 | m | 1190 | 124950 | Q — Mechanical Engineering Installations | Q | Q02 | Q0201 | Q2 Pipework and gutterwork | 3.01 | Mechanical – Drainage Pipe | Length (m) | AED | 90 | Rule | ✓ |  | Citywalk Plot 5.11 Main Works Contract BOQ (1).xlsx |  |  |  | CITYWALK PHASE-05, PLOT 5.11 | Residential | CITYWALK RESIDENTIAL 1 LLC
▸ Accessories including hangers, supports and all ancillary works as necessary
▸ Pressure reducing valve (PRV) station
657 | E | 150mm diameter | 2 | Nr. | 8746 | 17492 | Q — Mechanical Engineering Installations | Q | Q02 | Q0201 | Q2 Pipework and gutterwork | 3.01 | Mechanical – Drainage Pipe | Length (m) | AED | 90 | Rule | ✓ |  | Citywalk Plot 5.11 Main Works Contract BOQ (1).xlsx |  |  |  | CITYWALK PHASE-05, PLOT 5.11 | Residential | CITYWALK RESIDENTIAL 1 LLC
▸ Zone control valve assembly complete with supervisory butterfly valve and supervisory switch including flow switch, test and drain assembly, pressure gauge and all ancillary works as necessary
661 | F | 65mm diameter | 2 | Nr. | 1540 | 3080 | Q — Mechanical Engineering Installations | Q | Q02 | Q0201 | Q2 Pipework and gutterwork | 3.01 | Mechanical – Drainage Pipe | Length (m) | AED | 88 | Rule | ✓ |  | Citywalk Plot 5.11 Main Works Contract BOQ (1).xlsx |  |  |  | CITYWALK PHASE-05, PLOT 5.11 | Residential | CITYWALK RESIDENTIAL 1 LLC
663 | G | 150mm diameter | 2 | Nr. | 1959 | 3918 | Q — Mechanical Engineering Installations | Q | Q02 | Q0201 | Q2 Pipework and gutterwork | 3.01 | Mechanical – Drainage Pipe | Length (m) | AED | 90 | Rule | ✓ |  | Citywalk Plot 5.11 Main Works Contract BOQ (1).xlsx |  |  |  | CITYWALK PHASE-05, PLOT 5.11 | Residential | CITYWALK RESIDENTIAL 1 LLC
▸ Alarm check valve assembly with supervisory OS&Y valve including all ancillary works as necessary
667 | H | 150mm diameter | 1 | Nr. | 4548 | 4548 | Q — Mechanical Engineering Installations | Q | Q02 | Q0201 | Q2 Pipework and gutterwork | 3.01 | Mechanical – Drainage Pipe | Length (m) | AED | 90 | Rule | ✓ |  | Citywalk Plot 5.11 Main Works Contract BOQ (1).xlsx |  |  |  | CITYWALK PHASE-05, PLOT 5.11 | Residential | CITYWALK RESIDENTIAL 1 LLC
▸ OS&Y gate valve with supervisory switch
671 | J | 150mm diameter | 6 | Nr. | 2169 | 13014 | Q — Mechanical Engineering Installations | Q | Q02 | Q0201 | Q2 Pipework and gutterwork | 3.01 | Mechanical – Drainage Pipe | Length (m) | AED | 90 | Rule | ✓ |  | Citywalk Plot 5.11 Main Works Contract BOQ (1).xlsx |  |  |  | CITYWALK PHASE-05, PLOT 5.11 | Residential | CITYWALK RESIDENTIAL 1 LLC
▸ Isolating valve
675 | K | 150mm diameter | 5 | Nr. | 1749 | 8745 | Q — Mechanical Engineering Installations | Q | Q02 | Q0201 | Q2 Pipework and gutterwork | 3.01 | Mechanical – Drainage Pipe | Length (m) | AED | 90 | Rule | ✓ |  | Citywalk Plot 5.11 Main Works Contract BOQ (1).xlsx |  |  |  | CITYWALK PHASE-05, PLOT 5.11 | Residential | CITYWALK RESIDENTIAL 1 LLC
678 |  |  |  | To Collection AED |  | 483506 | [8 empty] | AED |  |  |  |  | Citywalk Plot 5.11 Main Works Contract BOQ (1).xlsx |  |  |  | CITYWALK PHASE-05, PLOT 5.11 | Residential | CITYWALK RESIDENTIAL 1 LLC
▸ FIRE PROTECTION SYSTEM INSTALLATIONS (Cont'd)
▸ Non return valve
686 | A | 150mm diameter | 1 | Nr. | 1399 | 1399 | Q — Mechanical Engineering Installations | Q | Q02 | Q0201 | Q2 Pipework and gutterwork | 3.01 | Mechanical – Drainage Pipe | Length (m) | AED | 90 | Rule | ✓ |  | Citywalk Plot 5.11 Main Works Contract BOQ (1).xlsx |  |  |  | CITYWALK PHASE-05, PLOT 5.11 | Residential | CITYWALK RESIDENTIAL 1 LLC
▸ SIV valve
690 | B | 150mm diameter | 1 | Nr. | 1749 | 1749 | Q — Mechanical Engineering Installations | Q | Q02 | Q0201 | Q2 Pipework and gutterwork | 3.01 | Mechanical – Drainage Pipe | Length (m) | AED | 90 | Rule | ✓ |  | Citywalk Plot 5.11 Main Works Contract BOQ (1).xlsx |  |  |  | CITYWALK PHASE-05, PLOT 5.11 | Residential | CITYWALK RESIDENTIAL 1 LLC
▸ Drain valve
694 | C | 50mm diameter | 1 | Nr. | 1120 | 1120 | Q — Mechanical Engineering Installations | Q | Q02 | Q0201 | Q2 Pipework and gutterwork | 3.01 | Mechanical – Drainage Pipe | Length (m) | AED | 88 | Rule | ✓ |  | Citywalk Plot 5.11 Main Works Contract BOQ (1).xlsx |  |  |  | CITYWALK PHASE-05, PLOT 5.11 | Residential | CITYWALK RESIDENTIAL 1 LLC
696 | D | 150mm diameter | 3 | Nr. | 1749 | 5247 | Q — Mechanical Engineering Installations | Q | Q02 | Q0201 | Q2 Pipework and gutterwork | 3.01 | Mechanical – Drainage Pipe | Length (m) | AED | 90 | Rule | ✓ |  | Citywalk Plot 5.11 Main Works Contract BOQ (1).xlsx |  |  |  | CITYWALK PHASE-05, PLOT 5.11 | Residential | CITYWALK RESIDENTIAL 1 LLC
▸ Breeching inlet with check valve including cabinet
700 | E | 150mm diameter 4-way breeching inlet | 3 | Nr. | 4898 | 14694 | Q — Mechanical Engineering Installations | Q | Q02 | Q0201 | Q2 Pipework and gutterwork | 3.01 | Mechanical – Drainage Pipe | Length (m) | AED | 90 | Rule | ✓ |  | Citywalk Plot 5.11 Main Works Contract BOQ (1).xlsx |  |  |  | CITYWALK PHASE-05, PLOT 5.11 | Residential | CITYWALK RESIDENTIAL 1 LLC
▸ Sprinkler heads
704 | F | Upright sprinkler head | 475 | Nr. | 33 | 15675 | Q — Mechanical Engineering Installations | Q | Q05 | Q0501 | Q5 Automatic controls | 3.01 | Mechanical – Sprinkler Head | Enumerated (nr) | AED | 97 | Rule | ✓ |  | Citywalk Plot 5.11 Main Works Contract BOQ (1).xlsx |  |  |  | CITYWALK PHASE-05, PLOT 5.11 | Residential | CITYWALK RESIDENTIAL 1 LLC
706 | G | Concealed sprinkler head | 101 | Nr. | 44 | 4444 | Q — Mechanical Engineering Installations | Q | Q05 | Q0501 | Q5 Automatic controls | 3.01 | Mechanical – Sprinkler Head | Enumerated (nr) | AED | 97 | Rule | ✓ |  | Citywalk Plot 5.11 Main Works Contract BOQ (1).xlsx |  |  |  | CITYWALK PHASE-05, PLOT 5.11 | Residential | CITYWALK RESIDENTIAL 1 LLC
708 | H | Side wall sprinkler head | 23 | Nr. | 53 | 1219 | Q — Mechanical Engineering Installations | Q | Q05 | Q0501 | Q5 Automatic controls | 3.01 | Mechanical – Sprinkler Head | Enumerated (nr) | AED | 97 | Rule | ✓ |  | Citywalk Plot 5.11 Main Works Contract BOQ (1).xlsx |  |  |  | CITYWALK PHASE-05, PLOT 5.11 | Residential | CITYWALK RESIDENTIAL 1 LLC
▸ Fire extinguisher
712 | J | 5kg CO2 fire extinguisher | 18 | Nr. | 259 | 4662 | K — Accessories | K | K05 | K0501 |  | 5.11 | Fire & Lightning Protection – CO2 Fire Extinguisher 5kg | Item | AED | 88 | AI | ✓ |  | Citywalk Plot 5.11 Main Works Contract BOQ (1).xlsx |  |  |  | CITYWALK PHASE-05, PLOT 5.11 | Residential | CITYWALK RESIDENTIAL 1 LLC
714 | K | 6kg dry powder fire extinguisher | 6 | Nr. | 147 | 882 | K — Accessories | K | K05 | K0501 |  | 5.11 | Fire & Lightning Protection – Dry Powder Fire Extinguisher 6kg | Item | AED | 88 | AI | ✓ |  | Citywalk Plot 5.11 Main Works Contract BOQ (1).xlsx |  |  |  | CITYWALK PHASE-05, PLOT 5.11 | Residential | CITYWALK RESIDENTIAL 1 LLC
716 | L | 12kg CO2 wheeled fire extinguisher | 1 | Nr. | 1637 | 1637 | K — Accessories | K | K05 | K0501 |  | 5.11 | Fire & Lightning Protection – CO2 Wheeled Fire Extinguisher 12kg | Item | AED | 88 | AI | ✓ |  | Citywalk Plot 5.11 Main Works Contract BOQ (1).xlsx |  |  |  | CITYWALK PHASE-05, PLOT 5.11 | Residential | CITYWALK RESIDENTIAL 1 LLC
▸ Fire hose reel cabinet including hose reel with nozzle, pressure regulating valve, landing valve, isolating valve, fire extinguishers and all ancillary works as necessary
720 | M | FHC; fire hose reel cabinet | 9 | Nr. | 6017 | 54153 | K — Accessories | K | K05 | K0501 |  | 5.11 | Fire & Lightning Protection – Fire Hose Reel Cabinet | Item | AED | 88 | AI | ✓ |  | Citywalk Plot 5.11 Main Works Contract BOQ (1).xlsx |  |  |  | CITYWALK PHASE-05, PLOT 5.11 | Residential | CITYWALK RESIDENTIAL 1 LLC
724 |  |  |  | To Collection AED |  | 106881 | [8 empty] | AED |  |  |  |  | Citywalk Plot 5.11 Main Works Contract BOQ (1).xlsx |  |  |  | CITYWALK PHASE-05, PLOT 5.11 | Residential | CITYWALK RESIDENTIAL 1 LLC
▸ FIRE PROTECTION SYSTEM INSTALLATIONS (Cont'd)
▸ Equipment including pipe connections, flexible connections, supports, vibration isolators and all ancillary works as necessary
▸ Fire pump set complete with pump headers, electronic pressure switch, valve package, drain valve, wire connection, control panel, supports, fittings and all ancillary works as necessary
734 | A | Electrical fire pump; 1000GPM @ 12bar head | 1 | Nr. | 139932 | 139932 | Q — Mechanical Engineering Installations | Q | Q09 | Q0901 | Q9 Work incidental to mechanical engineering installations | 5.06 | Mechanical Engineering Installations | Length (m), Weight (t), Area (m²), Enumerated (nr), Item | AED | 65 | Fuzzy | ⚠ |  | Citywalk Plot 5.11 Main Works Contract BOQ (1).xlsx |  |  |  | CITYWALK PHASE-05, PLOT 5.11 | Residential | CITYWALK RESIDENTIAL 1 LLC
736 | B | Diesel fire pump; 1000GPM @ 12bar head including diesel tank and flue gas vent | 1 | Nr. | 139932 | 139932 | Q — Mechanical Engineering Installations | Q | Q03 | Q0302 | Q3 Ductwork | 5.06 | Mechanical Engineering Installations | Length (m), Weight (t), Area (m²), Enumerated (nr), Item | AED | 63 | Fuzzy | ⚠ |  | Citywalk Plot 5.11 Main Works Contract BOQ (1).xlsx |  |  |  | CITYWALK PHASE-05, PLOT 5.11 | Residential | CITYWALK RESIDENTIAL 1 LLC
738 | C | Jockey pump; 15GPM @ 12bar head | 1 | Nr. | 27986 | 27986 | L — Equipment | L | L01 | L0103 | L1 Generally | 5.11 | Fire & Lightning Protection – Jockey Pump 15 GPM | Item | AED | 85 | AI | ✓ |  | Citywalk Plot 5.11 Main Works Contract BOQ (1).xlsx |  |  |  | CITYWALK PHASE-05, PLOT 5.11 | Residential | CITYWALK RESIDENTIAL 1 LLC
▸ Clean agent fire suppression system (FM 200) including valve assembly, manual station, discharge nozzle, supports and all ancillary works as necessary
742 | D | For GSM Room (approximately; 10m²) | 1 | Item | 37170 | 37170 | K — Accessories | K | K05 | K0501 |  | 5.11 | Fire & Lightning Protection – GSM Room Fire System ~10m² | Area (m²) | AED | 75 | AI | ⚠ |  | Citywalk Plot 5.11 Main Works Contract BOQ (1).xlsx |  |  |  | CITYWALK PHASE-05, PLOT 5.11 | Residential | CITYWALK RESIDENTIAL 1 LLC
744 | E | For CBS Room (approximately; 11m²) | 1 | Item | 38919 | 38919 | K — Accessories | K | K05 | K0501 |  | 5.11 | Fire & Lightning Protection – CBS Room Fire System ~11m² | Area (m²) | AED | 75 | AI | ⚠ |  | Citywalk Plot 5.11 Main Works Contract BOQ (1).xlsx |  |  |  | CITYWALK PHASE-05, PLOT 5.11 | Residential | CITYWALK RESIDENTIAL 1 LLC
746 | F | For FCC Room (approximately; 19m²) | 1 | Item | 43729 | 43729 | Q — Mechanical Engineering Installations | Q | Q05 | Q0501 | Q5 Automatic controls | 5.11 | Fire & Lightning Protection – Fire Detection & Suppression Systems | Area (m²) | AED | 85 | AI | ✓ |  | Citywalk Plot 5.11 Main Works Contract BOQ (1).xlsx |  |  |  | CITYWALK PHASE-05, PLOT 5.11 | Residential | CITYWALK RESIDENTIAL 1 LLC
748 | G | For CCTV Room (approximately; 28m²) | 1 | Item | 52475 | 52475 | R — Electrical Engineering Installations | R | R02 | R0201 | R2 Main circuits | 5.08 | Electrical Engineering Installations | Length (m), Enumerated (nr), Item | AED | 60 | Fuzzy | ⚠ |  | Citywalk Plot 5.11 Main Works Contract BOQ (1).xlsx |  |  |  | CITYWALK PHASE-05, PLOT 5.11 | Residential | CITYWALK RESIDENTIAL 1 LLC
750 | H | For LV Room (approximately; 116m²) | 1 | Item | 78712 | 78712 | Q — Mechanical Engineering Installations | Q | Q05 | Q0501 | Q5 Automatic controls | 5.11 | Fire & Lightning Protection – Fire Detection & Suppression Systems | Area (m²) | AED | 85 | AI | ✓ |  | Citywalk Plot 5.11 Main Works Contract BOQ (1).xlsx |  |  |  | CITYWALK PHASE-05, PLOT 5.11 | Residential | CITYWALK RESIDENTIAL 1 LLC
▸ Fire suppression foam system including valve assembly, manual station, discharge nozzle, supports, accessories and all ancillary works as necessary
754 | J | For Generator Room (approximately; 59m²) | 1 | Item | 78712 | 78712 | Q — Mechanical Engineering Installations | Q | Q05 | Q0501 | Q5 Automatic controls | 5.11 | Fire & Lightning Protection – Fire Detection & Suppression Systems | Area (m²) | AED | 85 | AI | ✓ |  | Citywalk Plot 5.11 Main Works Contract BOQ (1).xlsx |  |  |  | CITYWALK PHASE-05, PLOT 5.11 | Residential | CITYWALK RESIDENTIAL 1 LLC
759 |  |  |  | To Collection AED |  | 637567 | [8 empty] | AED |  |  |  |  | Citywalk Plot 5.11 Main Works Contract BOQ (1).xlsx |  |  |  | CITYWALK PHASE-05, PLOT 5.11 | Residential | CITYWALK RESIDENTIAL 1 LLC
▸ FIRE PROTECTION SYSTEM INSTALLATIONS (Cont'd)
▸ Concrete fire tank (Civil works measured separately)
767 | A | Allow for associated fire water supply works including sensors, valves, overflow pipe and ancillary works as necessary | 1 | Item | 6997 | 6997 | Q — Mechanical Engineering Installations | Q | Q07 | Q0700 | Q7 Insulation, including linings and protective coverings | 5.06 | Mechanical Engineering Installations | Length (m), Weight (t), Area (m²), Enumerated (nr), Item | AED | 68 | Fuzzy | ⚠ |  | Citywalk Plot 5.11 Main Works Contract BOQ (1).xlsx |  |  |  | CITYWALK PHASE-05, PLOT 5.11 | Residential | CITYWALK RESIDENTIAL 1 LLC
803 |  |  |  | To Collection AED |  | 6997 | [8 empty] | AED |  |  |  |  | Citywalk Plot 5.11 Main Works Contract BOQ (1).xlsx |  |  |  | CITYWALK PHASE-05, PLOT 5.11 | Residential | CITYWALK RESIDENTIAL 1 LLC
▸ HEATING, VENTILATION AND AIR CONDITIONING INSTALLATIONS
▸ Note: Refer to the following:
▸ 1. Specification;
▸ DHRE0017-GCE-XX-XX-SPC-MEP-108004
▸ 2. Drawings;
▸ DHRE0017-GC-XX-B1-PLN-MA-101001 to 101002
▸ DHRE0017-GC--XX-B1-PLN-MV-101001 to 101002
▸ DHRE0017-GC-XX-B1-PLN-SC-101001 to 101002
▸ Chilled Water Installations
▸ Black mild steel pipes and fittings, including supports, fixings, couplers and all ancillary works as necessary
827 | A | 20mm diameter | 238 | m | 171 | 40698 | Q — Mechanical Engineering Installations | Q | Q02 | Q0201 | Q2 Pipework and gutterwork | 3.01 | Mechanical – Pipe | Length (m) | AED | 90 | Rule | ✓ |  | Citywalk Plot 5.11 Main Works Contract BOQ (1).xlsx |  |  |  | CITYWALK PHASE-05, PLOT 5.11 | Residential | CITYWALK RESIDENTIAL 1 LLC
829 | B | 25mm diameter | 86 | m | 229 | 19694 | Q — Mechanical Engineering Installations | Q | Q02 | Q0201 | Q2 Pipework and gutterwork | 3.01 | Mechanical – Pipe | Length (m) | AED | 90 | Rule | ✓ |  | Citywalk Plot 5.11 Main Works Contract BOQ (1).xlsx |  |  |  | CITYWALK PHASE-05, PLOT 5.11 | Residential | CITYWALK RESIDENTIAL 1 LLC
831 | C | 32mm diameter | 62 | m | 287 | 17794 | Q — Mechanical Engineering Installations | Q | Q02 | Q0201 | Q2 Pipework and gutterwork | 3.01 | Mechanical – Pipe | Length (m) | AED | 90 | Rule | ✓ |  | Citywalk Plot 5.11 Main Works Contract BOQ (1).xlsx |  |  |  | CITYWALK PHASE-05, PLOT 5.11 | Residential | CITYWALK RESIDENTIAL 1 LLC
833 | D | 40mm diameter | 24 | m | 337 | 8088 | Q — Mechanical Engineering Installations | Q | Q02 | Q0201 | Q2 Pipework and gutterwork | 3.01 | Mechanical – Pipe | Length (m) | AED | 90 | Rule | ✓ |  | Citywalk Plot 5.11 Main Works Contract BOQ (1).xlsx |  |  |  | CITYWALK PHASE-05, PLOT 5.11 | Residential | CITYWALK RESIDENTIAL 1 LLC
835 | E | 50mm diameter | 98 | m | 449 | 44002 | Q — Mechanical Engineering Installations | Q | Q02 | Q0201 | Q2 Pipework and gutterwork | 3.01 | Mechanical – Drainage Pipe | Length (m) | AED | 88 | Rule | ✓ |  | Citywalk Plot 5.11 Main Works Contract BOQ (1).xlsx |  |  |  | CITYWALK PHASE-05, PLOT 5.11 | Residential | CITYWALK RESIDENTIAL 1 LLC
837 | F | 65mm diameter | 18 | m | 658 | 11844 | Q — Mechanical Engineering Installations | Q | Q02 | Q0201 | Q2 Pipework and gutterwork | 3.01 | Mechanical – Drainage Pipe | Length (m) | AED | 88 | Rule | ✓ |  | Citywalk Plot 5.11 Main Works Contract BOQ (1).xlsx |  |  |  | CITYWALK PHASE-05, PLOT 5.11 | Residential | CITYWALK RESIDENTIAL 1 LLC
▸ Closed cell elastomeric rubber pipe insulation; 55-70 Kg/m3 density; including all ancillary works as necessary
▸ 19mm thick
843 | G | 20mm diameter | 82 | m | 90 | 7380 | Q — Mechanical Engineering Installations | Q | Q02 | Q0201 | Q2 Pipework and gutterwork | 3.01 | Mechanical – Pipe | Length (m) | AED | 90 | Rule | ✓ |  | Citywalk Plot 5.11 Main Works Contract BOQ (1).xlsx |  |  |  | CITYWALK PHASE-05, PLOT 5.11 | Residential | CITYWALK RESIDENTIAL 1 LLC
846 |  |  |  | To Collection AED |  | 149500 | [8 empty] | AED |  |  |  |  | Citywalk Plot 5.11 Main Works Contract BOQ (1).xlsx |  |  |  | CITYWALK PHASE-05, PLOT 5.11 | Residential | CITYWALK RESIDENTIAL 1 LLC
▸ HEATING, VENTILATION AND AIR CONDITIONING INSTALLATIONS (Cont'd)
852 | A | 25mm diameter | 51 | m | 104 | 5304 | Q — Mechanical Engineering Installations | Q | Q02 | Q0201 | Q2 Pipework and gutterwork | 3.01 | Mechanical – Pipe | Length (m) | AED | 90 | Rule | ✓ |  | Citywalk Plot 5.11 Main Works Contract BOQ (1).xlsx |  |  |  | CITYWALK PHASE-05, PLOT 5.11 | Residential | CITYWALK RESIDENTIAL 1 LLC
854 | B | 32mm diameter | 36 | m | 137 | 4932 | Q — Mechanical Engineering Installations | Q | Q02 | Q0201 | Q2 Pipework and gutterwork | 3.01 | Mechanical – Pipe | Length (m) | AED | 90 | Rule | ✓ |  | Citywalk Plot 5.11 Main Works Contract BOQ (1).xlsx |  |  |  | CITYWALK PHASE-05, PLOT 5.11 | Residential | CITYWALK RESIDENTIAL 1 LLC
856 | C | 40mm diameter | 24 | m | 151 | 3624 | Q — Mechanical Engineering Installations | Q | Q02 | Q0201 | Q2 Pipework and gutterwork | 3.01 | Mechanical – Pipe | Length (m) | AED | 90 | Rule | ✓ |  | Citywalk Plot 5.11 Main Works Contract BOQ (1).xlsx |  |  |  | CITYWALK PHASE-05, PLOT 5.11 | Residential | CITYWALK RESIDENTIAL 1 LLC
858 | D | 50mm diameter | 92 | m | 192 | 17664 | Q — Mechanical Engineering Installations | Q | Q02 | Q0201 | Q2 Pipework and gutterwork | 3.01 | Mechanical – Drainage Pipe | Length (m) | AED | 88 | Rule | ✓ |  | Citywalk Plot 5.11 Main Works Contract BOQ (1).xlsx |  |  |  | CITYWALK PHASE-05, PLOT 5.11 | Residential | CITYWALK RESIDENTIAL 1 LLC
▸ 19mm thick with 0.9mm thick plain aluminium cladding
862 | E | 20mm diameter | 156 | m | 255 | 39780 | Q — Mechanical Engineering Installations | Q | Q02 | Q0201 | Q2 Pipework and gutterwork | 3.01 | Mechanical – Pipe | Length (m) | AED | 90 | Rule | ✓ |  | Citywalk Plot 5.11 Main Works Contract BOQ (1).xlsx |  |  |  | CITYWALK PHASE-05, PLOT 5.11 | Residential | CITYWALK RESIDENTIAL 1 LLC
864 | F | 25mm diameter | 35 | m | 271 | 9485 | Q — Mechanical Engineering Installations | Q | Q02 | Q0201 | Q2 Pipework and gutterwork | 3.01 | Mechanical – Pipe | Length (m) | AED | 90 | Rule | ✓ |  | Citywalk Plot 5.11 Main Works Contract BOQ (1).xlsx |  |  |  | CITYWALK PHASE-05, PLOT 5.11 | Residential | CITYWALK RESIDENTIAL 1 LLC
866 | G | 32mm diameter | 26 | m | 308 | 8008 | Q — Mechanical Engineering Installations | Q | Q02 | Q0201 | Q2 Pipework and gutterwork | 3.01 | Mechanical – Pipe | Length (m) | AED | 90 | Rule | ✓ |  | Citywalk Plot 5.11 Main Works Contract BOQ (1).xlsx |  |  |  | CITYWALK PHASE-05, PLOT 5.11 | Residential | CITYWALK RESIDENTIAL 1 LLC
868 | H | 50mm diameter | 6 | m | 453 | 2718 | Q — Mechanical Engineering Installations | Q | Q02 | Q0201 | Q2 Pipework and gutterwork | 3.01 | Mechanical – Drainage Pipe | Length (m) | AED | 88 | Rule | ✓ |  | Citywalk Plot 5.11 Main Works Contract BOQ (1).xlsx |  |  |  | CITYWALK PHASE-05, PLOT 5.11 | Residential | CITYWALK RESIDENTIAL 1 LLC
▸ 25mm thick
872 | J | 65mm diameter | 18 | m | 349 | 6282 | Q — Mechanical Engineering Installations | Q | Q02 | Q0201 | Q2 Pipework and gutterwork | 3.01 | Mechanical – Drainage Pipe | Length (m) | AED | 88 | Rule | ✓ |  | Citywalk Plot 5.11 Main Works Contract BOQ (1).xlsx |  |  |  | CITYWALK PHASE-05, PLOT 5.11 | Residential | CITYWALK RESIDENTIAL 1 LLC
▸ Accessories including hangers, supports and all ancillary works as necessary
▸ Isolation valve (IV)
878 | K | 20mm diameter | 18 | Nr. | 168 | 3024 | Q — Mechanical Engineering Installations | Q | Q02 | Q0201 | Q2 Pipework and gutterwork | 3.01 | Mechanical – Pipe | Length (m) | AED | 90 | Rule | ✓ |  | Citywalk Plot 5.11 Main Works Contract BOQ (1).xlsx |  |  |  | CITYWALK PHASE-05, PLOT 5.11 | Residential | CITYWALK RESIDENTIAL 1 LLC
880 | L | 25mm diameter | 6 | Nr. | 236 | 1416 | Q — Mechanical Engineering Installations | Q | Q02 | Q0201 | Q2 Pipework and gutterwork | 3.01 | Mechanical – Pipe | Length (m) | AED | 90 | Rule | ✓ |  | Citywalk Plot 5.11 Main Works Contract BOQ (1).xlsx |  |  |  | CITYWALK PHASE-05, PLOT 5.11 | Residential | CITYWALK RESIDENTIAL 1 LLC
882 | M | 32mm diameter | 1 | Nr. | 366 | 366 | Q — Mechanical Engineering Installations | Q | Q02 | Q0201 | Q2 Pipework and gutterwork | 3.01 | Mechanical – Pipe | Length (m) | AED | 90 | Rule | ✓ |  | Citywalk Plot 5.11 Main Works Contract BOQ (1).xlsx |  |  |  | CITYWALK PHASE-05, PLOT 5.11 | Residential | CITYWALK RESIDENTIAL 1 LLC
884 | N | 50mm diameter | 2 | Nr. | 787 | 1574 | Q — Mechanical Engineering Installations | Q | Q02 | Q0201 | Q2 Pipework and gutterwork | 3.01 | Mechanical – Drainage Pipe | Length (m) | AED | 88 | Rule | ✓ |  | Citywalk Plot 5.11 Main Works Contract BOQ (1).xlsx |  |  |  | CITYWALK PHASE-05, PLOT 5.11 | Residential | CITYWALK RESIDENTIAL 1 LLC
▸ Double regulating valve (DRV)
888 | P | 50mm diameter | 2 | Nr. | 1654 | 3308 | Q — Mechanical Engineering Installations | Q | Q02 | Q0201 | Q2 Pipework and gutterwork | 3.01 | Mechanical – Drainage Pipe | Length (m) | AED | 88 | Rule | ✓ |  | Citywalk Plot 5.11 Main Works Contract BOQ (1).xlsx |  |  |  | CITYWALK PHASE-05, PLOT 5.11 | Residential | CITYWALK RESIDENTIAL 1 LLC
891 |  |  |  | To Collection AED |  | 107485 | [8 empty] | AED |  |  |  |  | Citywalk Plot 5.11 Main Works Contract BOQ (1).xlsx |  |  |  | CITYWALK PHASE-05, PLOT 5.11 | Residential | CITYWALK RESIDENTIAL 1 LLC
▸ HEATING, VENTILATION AND AIR CONDITIONING INSTALLATIONS (Cont'd)
▸ Pressure independent control valve (PICV)
899 | A | 20mm diameter | 18 | Nr. | 1769 | 31842 | Q — Mechanical Engineering Installations | Q | Q02 | Q0201 | Q2 Pipework and gutterwork | 3.01 | Mechanical – Pipe | Length (m) | AED | 90 | Rule | ✓ |  | Citywalk Plot 5.11 Main Works Contract BOQ (1).xlsx |  |  |  | CITYWALK PHASE-05, PLOT 5.11 | Residential | CITYWALK RESIDENTIAL 1 LLC
901 | B | 25mm diameter | 6 | Nr. | 1970 | 11820 | Q — Mechanical Engineering Installations | Q | Q02 | Q0201 | Q2 Pipework and gutterwork | 3.01 | Mechanical – Pipe | Length (m) | AED | 90 | Rule | ✓ |  | Citywalk Plot 5.11 Main Works Contract BOQ (1).xlsx |  |  |  | CITYWALK PHASE-05, PLOT 5.11 | Residential | CITYWALK RESIDENTIAL 1 LLC
903 | C | 32mm diameter | 1 | Nr. | 2446 | 2446 | Q — Mechanical Engineering Installations | Q | Q02 | Q0201 | Q2 Pipework and gutterwork | 3.01 | Mechanical – Pipe | Length (m) | AED | 90 | Rule | ✓ |  | Citywalk Plot 5.11 Main Works Contract BOQ (1).xlsx |  |  |  | CITYWALK PHASE-05, PLOT 5.11 | Residential | CITYWALK RESIDENTIAL 1 LLC
▸ Refrigerant Pipework Installations
▸ Copper pipes and fittings, including supports, fixings, couplers and all ancillary works as necessary
909 | D | Refrigerant pipe | 24 | m | 166 | 3984 | Q — Mechanical Engineering Installations | Q | Q02 | Q0202 | Q2 Pipework and gutterwork | 5.06 | Mechanical Engineering Installations | Length (m), Weight (t), Area (m²), Enumerated (nr), Item | AED | 61 | Fuzzy | ⚠ |  | Citywalk Plot 5.11 Main Works Contract BOQ (1).xlsx |  |  |  | CITYWALK PHASE-05, PLOT 5.11 | Residential | CITYWALK RESIDENTIAL 1 LLC
▸ Closed cell synthetic rubber foam insulation, 19mm thick, 55-70 Kg/m3 density; including all ancillary works as necessary
913 | E | Refrigerant pipe | 24 | m | 104 | 2496 | Q — Mechanical Engineering Installations | Q | Q02 | Q0202 | Q2 Pipework and gutterwork | 5.06 | Mechanical Engineering Installations | Length (m), Weight (t), Area (m²), Enumerated (nr), Item | AED | 61 | Fuzzy | ⚠ |  | Citywalk Plot 5.11 Main Works Contract BOQ (1).xlsx |  |  |  | CITYWALK PHASE-05, PLOT 5.11 | Residential | CITYWALK RESIDENTIAL 1 LLC
▸ Air Conditioning Installations
▸ Galvanized steel ducts including fittings, splitter dampers with splitter rods, access panels, joints, stiffeners, supports and all ancillary works as necessary
919 | F | Supply and return air ducts | 195 | m² | 135 | 26325 | Q — Mechanical Engineering Installations | Q | Q03 | Q0303 | Q3 Ductwork | 5.06 | Mechanical Engineering Installations | Length (m), Weight (t), Area (m²), Enumerated (nr), Item | AED | 68 | Fuzzy | ⚠ |  | Citywalk Plot 5.11 Main Works Contract BOQ (1).xlsx |  |  |  | CITYWALK PHASE-05, PLOT 5.11 | Residential | CITYWALK RESIDENTIAL 1 LLC
▸ Closed cell elastomeric rubber foam duct insulation; 55-70 Kg/m3 density; including all ancillary works as necessary
▸ 19mm thick insulation
925 | G | Supply and return air ducts | 182 | m² | 37 | 6734 | Q — Mechanical Engineering Installations | Q | Q03 | Q0303 | Q3 Ductwork | 5.06 | Mechanical Engineering Installations | Length (m), Weight (t), Area (m²), Enumerated (nr), Item | AED | 68 | Fuzzy | ⚠ |  | Citywalk Plot 5.11 Main Works Contract BOQ (1).xlsx |  |  |  | CITYWALK PHASE-05, PLOT 5.11 | Residential | CITYWALK RESIDENTIAL 1 LLC
▸ 32mm thick insulation
929 | H | Supply and return air ducts | 12 | m² | 50 | 600 | Q — Mechanical Engineering Installations | Q | Q03 | Q0303 | Q3 Ductwork | 5.06 | Mechanical Engineering Installations | Length (m), Weight (t), Area (m²), Enumerated (nr), Item | AED | 68 | Fuzzy | ⚠ |  | Citywalk Plot 5.11 Main Works Contract BOQ (1).xlsx |  |  |  | CITYWALK PHASE-05, PLOT 5.11 | Residential | CITYWALK RESIDENTIAL 1 LLC
932 |  |  |  | To Collection AED |  | 86247 | [8 empty] | AED |  |  |  |  | Citywalk Plot 5.11 Main Works Contract BOQ (1).xlsx |  |  |  | CITYWALK PHASE-05, PLOT 5.11 | Residential | CITYWALK RESIDENTIAL 1 LLC
▸ HEATING, VENTILATION AND AIR CONDITIONING INSTALLATIONS (Cont'd)
▸ Acoustic insulation, absorbent media shall be fiberglass-faced with a permeable covering, 24-32 Kg/m3; including all ancillary works as necessary
▸ 25mm thick
942 | A | Acoustic insulation (considered 3m of duct per equipment) | 110 | m² | 85 | 9350 | G — Thermal And Moisture Protection | G | G04 | G0400 | G4 Insulation | 2.03 | Roof / Thermal & Moisture Protection | Area (m²), Length (m), Enumerated (nr) | AED | 79 | Fuzzy | ⚠ |  | Citywalk Plot 5.11 Main Works Contract BOQ (1).xlsx |  |  |  | CITYWALK PHASE-05, PLOT 5.11 | Residential | CITYWALK RESIDENTIAL 1 LLC
▸ Duct accessories including all hangers, supports, fixings and all ancillary works as necessary
▸ Flexible duct
948 | B | 150mm diameter; length 1.0m | 8 | Nr. | 63 | 504 | Q — Mechanical Engineering Installations | Q | Q02 | Q0201 | Q2 Pipework and gutterwork | 3.01 | Mechanical – Drainage Pipe | Length (m) | AED | 90 | Rule | ✓ |  | Citywalk Plot 5.11 Main Works Contract BOQ (1).xlsx |  |  |  | CITYWALK PHASE-05, PLOT 5.11 | Residential | CITYWALK RESIDENTIAL 1 LLC
950 | C | 200mm diameter; length 1.0m | 30 | Nr. | 83 | 2490 | Q — Mechanical Engineering Installations | Q | Q02 | Q0201 | Q2 Pipework and gutterwork | 3.01 | Mechanical – Drainage Pipe | Length (m) | AED | 90 | Rule | ✓ |  | Citywalk Plot 5.11 Main Works Contract BOQ (1).xlsx |  |  |  | CITYWALK PHASE-05, PLOT 5.11 | Residential | CITYWALK RESIDENTIAL 1 LLC
▸ Volume damper (VD)
954 | D | 200x200mm | 21 | Nr. | 301 | 6321 | Q — Mechanical Engineering Installations | Q | Q04 | Q0402 | Q4 Equipment | 5.07 | Ventilation – Dampers & Louvers | Number | AED | 80 | AI | ⚠ |  | Citywalk Plot 5.11 Main Works Contract BOQ (1).xlsx |  |  |  | CITYWALK PHASE-05, PLOT 5.11 | Residential | CITYWALK RESIDENTIAL 1 LLC
▸ Fire damper (FD)
958 | E | 400x150mm | 2 | Nr. | 660 | 1320 | Q — Mechanical Engineering Installations | Q | Q04 | Q0402 | Q4 Equipment | 5.07 | Ventilation – Fire Dampers | Number | AED | 88 | AI | ✓ |  | Citywalk Plot 5.11 Main Works Contract BOQ (1).xlsx |  |  |  | CITYWALK PHASE-05, PLOT 5.11 | Residential | CITYWALK RESIDENTIAL 1 LLC
960 | F | 550x200mm | 2 | Nr. | 772 | 1544 | Q — Mechanical Engineering Installations | Q | Q04 | Q0402 | Q4 Equipment | 5.07 | Ventilation – Fire Dampers | Number | AED | 88 | AI | ✓ |  | Citywalk Plot 5.11 Main Works Contract BOQ (1).xlsx |  |  |  | CITYWALK PHASE-05, PLOT 5.11 | Residential | CITYWALK RESIDENTIAL 1 LLC
962 | G | 700x200mm | 2 | Nr. | 851 | 1702 | Q — Mechanical Engineering Installations | Q | Q04 | Q0402 | Q4 Equipment | 5.07 | Ventilation – Fire Dampers | Number | AED | 88 | AI | ✓ |  | Citywalk Plot 5.11 Main Works Contract BOQ (1).xlsx |  |  |  | CITYWALK PHASE-05, PLOT 5.11 | Residential | CITYWALK RESIDENTIAL 1 LLC
964 | H | 750x150mm | 2 | Nr. | 819 | 1638 | Q — Mechanical Engineering Installations | Q | Q04 | Q0402 | Q4 Equipment | 5.07 | Ventilation – Fire Dampers | Number | AED | 88 | AI | ✓ |  | Citywalk Plot 5.11 Main Works Contract BOQ (1).xlsx |  |  |  | CITYWALK PHASE-05, PLOT 5.11 | Residential | CITYWALK RESIDENTIAL 1 LLC
966 | J | 1000x450mm | 2 | Nr. | 1053 | 2106 | Q — Mechanical Engineering Installations | Q | Q04 | Q0402 | Q4 Equipment | 5.07 | Ventilation – Fire Dampers | Number | AED | 88 | AI | ✓ |  | Citywalk Plot 5.11 Main Works Contract BOQ (1).xlsx |  |  |  | CITYWALK PHASE-05, PLOT 5.11 | Residential | CITYWALK RESIDENTIAL 1 LLC
▸ Motorized smoke and fire damper (MSFD)
970 | K | 600x200mm | 4 | Nr. | 3704 | 14816 | Q — Mechanical Engineering Installations | Q | Q04 | Q0402 | Q4 Equipment | 5.07 | Ventilation – Motorized Dampers | Number | AED | 85 | AI | ✓ |  | Citywalk Plot 5.11 Main Works Contract BOQ (1).xlsx |  |  |  | CITYWALK PHASE-05, PLOT 5.11 | Residential | CITYWALK RESIDENTIAL 1 LLC
972 | L | 700x350mm | 2 | Nr. | 5806 | 11612 | Q — Mechanical Engineering Installations | Q | Q04 | Q0402 | Q4 Equipment | 5.07 | Ventilation – Motorized Dampers | Number | AED | 85 | AI | ✓ |  | Citywalk Plot 5.11 Main Works Contract BOQ (1).xlsx |  |  |  | CITYWALK PHASE-05, PLOT 5.11 | Residential | CITYWALK RESIDENTIAL 1 LLC
975 |  |  |  | To Collection AED |  | 53403 | [8 empty] | AED |  |  |  |  | Citywalk Plot 5.11 Main Works Contract BOQ (1).xlsx |  |  |  | CITYWALK PHASE-05, PLOT 5.11 | Residential | CITYWALK RESIDENTIAL 1 LLC
▸ HEATING, VENTILATION AND AIR CONDITIONING INSTALLATIONS (Cont'd)
981 | A | 1000x450mm | 2 | Nr. | 7031 | 14062 | Q — Mechanical Engineering Installations | Q | Q04 | Q0402 | Q4 Equipment | 5.07 | Ventilation – Dampers & Louvers | Number | AED | 80 | AI | ⚠ |  | Citywalk Plot 5.11 Main Works Contract BOQ (1).xlsx |  |  |  | CITYWALK PHASE-05, PLOT 5.11 | Residential | CITYWALK RESIDENTIAL 1 LLC
983 | B | 1400x250mm | 4 | Nr. | 7095 | 28380 | Q — Mechanical Engineering Installations | Q | Q04 | Q0402 | Q4 Equipment | 5.07 | Ventilation – Dampers & Louvers | Number | AED | 80 | AI | ⚠ |  | Citywalk Plot 5.11 Main Works Contract BOQ (1).xlsx |  |  |  | CITYWALK PHASE-05, PLOT 5.11 | Residential | CITYWALK RESIDENTIAL 1 LLC
▸ Grilles, diffusers and louvers including deflecting dampers with straightening vanes, plenum with acoustic lining, fittings and all ancillary works as necessary
▸ Supply linear bar grills (SLBG)
989 | C | 1000x150mm | 5 | Nr. | 723 | 3615 | Q — Mechanical Engineering Installations | Q | Q04 | Q0403 | Q4 Equipment | 5.07 | Ventilation – Grilles & Diffusers | Number | AED | 90 | AI | ✓ |  | Citywalk Plot 5.11 Main Works Contract BOQ (1).xlsx |  |  |  | CITYWALK PHASE-05, PLOT 5.11 | Residential | CITYWALK RESIDENTIAL 1 LLC
▸ Return linear bar grills (RLBG)
993 | D | 1000x150mm | 5 | Nr. | 459 | 2295 | Q — Mechanical Engineering Installations | Q | Q04 | Q0403 | Q4 Equipment | 5.07 | Ventilation – Grilles & Diffusers | Number | AED | 90 | AI | ✓ |  | Citywalk Plot 5.11 Main Works Contract BOQ (1).xlsx |  |  |  | CITYWALK PHASE-05, PLOT 5.11 | Residential | CITYWALK RESIDENTIAL 1 LLC
▸ Supply diffuser (SD)
997 | E | 225x225mm | 2 | Nr. | 319 | 638 | Q — Mechanical Engineering Installations | Q | Q04 | Q0403 | Q4 Equipment | 5.07 | Ventilation – Grilles & Diffusers | Number | AED | 92 | AI | ✓ |  | Citywalk Plot 5.11 Main Works Contract BOQ (1).xlsx |  |  |  | CITYWALK PHASE-05, PLOT 5.11 | Residential | CITYWALK RESIDENTIAL 1 LLC
999 | F | 400x150mm | 1 | Nr. | 282 | 282 | Q — Mechanical Engineering Installations | Q | Q04 | Q0403 | Q4 Equipment | 5.07 | Ventilation – Grilles & Diffusers | Number | AED | 92 | AI | ✓ |  | Citywalk Plot 5.11 Main Works Contract BOQ (1).xlsx |  |  |  | CITYWALK PHASE-05, PLOT 5.11 | Residential | CITYWALK RESIDENTIAL 1 LLC
1001 | G | 450x150mm | 1 | Nr. | 316 | 316 | Q — Mechanical Engineering Installations | Q | Q04 | Q0403 | Q4 Equipment | 5.07 | Ventilation – Grilles & Diffusers | Number | AED | 92 | AI | ✓ |  | Citywalk Plot 5.11 Main Works Contract BOQ (1).xlsx |  |  |  | CITYWALK PHASE-05, PLOT 5.11 | Residential | CITYWALK RESIDENTIAL 1 LLC
1003 | H | 550x200mm | 2 | Nr. | 453 | 906 | Q — Mechanical Engineering Installations | Q | Q04 | Q0403 | Q4 Equipment | 5.07 | Ventilation – Grilles & Diffusers | Number | AED | 92 | AI | ✓ |  | Citywalk Plot 5.11 Main Works Contract BOQ (1).xlsx |  |  |  | CITYWALK PHASE-05, PLOT 5.11 | Residential | CITYWALK RESIDENTIAL 1 LLC
1005 | J | 600x200mm | 1 | Nr. | 490 | 490 | Q — Mechanical Engineering Installations | Q | Q04 | Q0403 | Q4 Equipment | 5.07 | Ventilation – Grilles & Diffusers | Number | AED | 92 | AI | ✓ |  | Citywalk Plot 5.11 Main Works Contract BOQ (1).xlsx |  |  |  | CITYWALK PHASE-05, PLOT 5.11 | Residential | CITYWALK RESIDENTIAL 1 LLC
1007 | K | 700x200mm | 1 | Nr. | 563 | 563 | Q — Mechanical Engineering Installations | Q | Q04 | Q0403 | Q4 Equipment | 5.07 | Ventilation – Grilles & Diffusers | Number | AED | 92 | AI | ✓ |  | Citywalk Plot 5.11 Main Works Contract BOQ (1).xlsx |  |  |  | CITYWALK PHASE-05, PLOT 5.11 | Residential | CITYWALK RESIDENTIAL 1 LLC
1009 | L | 1000x200mm | 1 | Nr. | 778 | 778 | Q — Mechanical Engineering Installations | Q | Q04 | Q0403 | Q4 Equipment | 5.07 | Ventilation – Grilles & Diffusers | Number | AED | 92 | AI | ✓ |  | Citywalk Plot 5.11 Main Works Contract BOQ (1).xlsx |  |  |  | CITYWALK PHASE-05, PLOT 5.11 | Residential | CITYWALK RESIDENTIAL 1 LLC
1011 | M | 1000x450mm | 2 | Nr. | 1551 | 3102 | Q — Mechanical Engineering Installations | Q | Q04 | Q0403 | Q4 Equipment | 5.07 | Ventilation – Grilles & Diffusers | Number | AED | 92 | AI | ✓ |  | Citywalk Plot 5.11 Main Works Contract BOQ (1).xlsx |  |  |  | CITYWALK PHASE-05, PLOT 5.11 | Residential | CITYWALK RESIDENTIAL 1 LLC
1013 | N | 1050x350mm | 1 | Nr. | 1298 | 1298 | Q — Mechanical Engineering Installations | Q | Q04 | Q0403 | Q4 Equipment | 5.07 | Ventilation – Grilles & Diffusers | Number | AED | 92 | AI | ✓ |  | Citywalk Plot 5.11 Main Works Contract BOQ (1).xlsx |  |  |  | CITYWALK PHASE-05, PLOT 5.11 | Residential | CITYWALK RESIDENTIAL 1 LLC
1015 | P | 1400x250mm | 2 | Nr. | 1259 | 2518 | Q — Mechanical Engineering Installations | Q | Q04 | Q0403 | Q4 Equipment | 5.07 | Ventilation – Grilles & Diffusers | Number | AED | 92 | AI | ✓ |  | Citywalk Plot 5.11 Main Works Contract BOQ (1).xlsx |  |  |  | CITYWALK PHASE-05, PLOT 5.11 | Residential | CITYWALK RESIDENTIAL 1 LLC
▸ Return diffuser (RD)
1019 | Q | 225x225mm | 1 | Nr. | 236 | 236 | Q — Mechanical Engineering Installations | Q | Q04 | Q0403 | Q4 Equipment | 5.07 | Ventilation – Grilles & Diffusers | Number | AED | 92 | AI | ✓ |  | Citywalk Plot 5.11 Main Works Contract BOQ (1).xlsx |  |  |  | CITYWALK PHASE-05, PLOT 5.11 | Residential | CITYWALK RESIDENTIAL 1 LLC
1022 |  |  |  | To Collection AED |  | 59479 | [8 empty] | AED |  |  |  |  | Citywalk Plot 5.11 Main Works Contract BOQ (1).xlsx |  |  |  | CITYWALK PHASE-05, PLOT 5.11 | Residential | CITYWALK RESIDENTIAL 1 LLC
▸ HEATING, VENTILATION AND AIR CONDITIONING INSTALLATIONS (Cont'd)
1028 | A | 400x150mm | 1 | Nr. | 171 | 171 | Q — Mechanical Engineering Installations | Q | Q04 | Q0403 | Q4 Equipment | 5.07 | Ventilation – Grilles & Diffusers | Number | AED | 90 | AI | ✓ |  | Citywalk Plot 5.11 Main Works Contract BOQ (1).xlsx |  |  |  | CITYWALK PHASE-05, PLOT 5.11 | Residential | CITYWALK RESIDENTIAL 1 LLC
1030 | B | 450x150mm | 1 | Nr. | 192 | 192 | Q — Mechanical Engineering Installations | Q | Q04 | Q0403 | Q4 Equipment | 5.07 | Ventilation – Grilles & Diffusers | Number | AED | 90 | AI | ✓ |  | Citywalk Plot 5.11 Main Works Contract BOQ (1).xlsx |  |  |  | CITYWALK PHASE-05, PLOT 5.11 | Residential | CITYWALK RESIDENTIAL 1 LLC
1032 | C | 550x200mm | 2 | Nr. | 274 | 548 | Q — Mechanical Engineering Installations | Q | Q04 | Q0403 | Q4 Equipment | 5.07 | Ventilation – Grilles & Diffusers | Number | AED | 90 | AI | ✓ |  | Citywalk Plot 5.11 Main Works Contract BOQ (1).xlsx |  |  |  | CITYWALK PHASE-05, PLOT 5.11 | Residential | CITYWALK RESIDENTIAL 1 LLC
1034 | D | 600x200mm | 1 | Nr. | 294 | 294 | Q — Mechanical Engineering Installations | Q | Q04 | Q0403 | Q4 Equipment | 5.07 | Ventilation – Grilles & Diffusers | Number | AED | 90 | AI | ✓ |  | Citywalk Plot 5.11 Main Works Contract BOQ (1).xlsx |  |  |  | CITYWALK PHASE-05, PLOT 5.11 | Residential | CITYWALK RESIDENTIAL 1 LLC
1036 | E | 700x200mm | 1 | Nr. | 335 | 335 | Q — Mechanical Engineering Installations | Q | Q04 | Q0403 | Q4 Equipment | 5.07 | Ventilation – Grilles & Diffusers | Number | AED | 90 | AI | ✓ |  | Citywalk Plot 5.11 Main Works Contract BOQ (1).xlsx |  |  |  | CITYWALK PHASE-05, PLOT 5.11 | Residential | CITYWALK RESIDENTIAL 1 LLC
1038 | F | 1000x200mm | 1 | Nr. | 456 | 456 | Q — Mechanical Engineering Installations | Q | Q04 | Q0403 | Q4 Equipment | 5.07 | Ventilation – Grilles & Diffusers | Number | AED | 90 | AI | ✓ |  | Citywalk Plot 5.11 Main Works Contract BOQ (1).xlsx |  |  |  | CITYWALK PHASE-05, PLOT 5.11 | Residential | CITYWALK RESIDENTIAL 1 LLC
1040 | G | 1000x450mm | 2 | Nr. | 879 | 1758 | Q — Mechanical Engineering Installations | Q | Q04 | Q0403 | Q4 Equipment | 5.07 | Ventilation – Grilles & Diffusers | Number | AED | 90 | AI | ✓ |  | Citywalk Plot 5.11 Main Works Contract BOQ (1).xlsx |  |  |  | CITYWALK PHASE-05, PLOT 5.11 | Residential | CITYWALK RESIDENTIAL 1 LLC
1042 | H | 1050x350mm | 1 | Nr. | 728 | 728 | Q — Mechanical Engineering Installations | Q | Q04 | Q0403 | Q4 Equipment | 5.07 | Ventilation – Grilles & Diffusers | Number | AED | 90 | AI | ✓ |  | Citywalk Plot 5.11 Main Works Contract BOQ (1).xlsx |  |  |  | CITYWALK PHASE-05, PLOT 5.11 | Residential | CITYWALK RESIDENTIAL 1 LLC
1044 | J | 1400x250mm | 2 | Nr. | 737 | 1474 | Q — Mechanical Engineering Installations | Q | Q04 | Q0403 | Q4 Equipment | 5.07 | Ventilation – Grilles & Diffusers | Number | AED | 90 | AI | ✓ |  | Citywalk Plot 5.11 Main Works Contract BOQ (1).xlsx |  |  |  | CITYWALK PHASE-05, PLOT 5.11 | Residential | CITYWALK RESIDENTIAL 1 LLC
▸ Supply linear diffuser (SLD)
1048 | K | 2-slot, 20mm width, 1000mm length | 10 | Nr. | 125 | 1250 | Q — Mechanical Engineering Installations | Q | Q04 | Q0403 | Q4 Equipment | 5.07 | Ventilation – Grilles & Diffusers | Number | AED | 88 | AI | ✓ |  | Citywalk Plot 5.11 Main Works Contract BOQ (1).xlsx |  |  |  | CITYWALK PHASE-05, PLOT 5.11 | Residential | CITYWALK RESIDENTIAL 1 LLC
1050 | L | 2-slot, 20mm width, 1500mm length | 4 | Nr. | 174 | 696 | Q — Mechanical Engineering Installations | Q | Q04 | Q0403 | Q4 Equipment | 5.07 | Ventilation – Grilles & Diffusers | Number | AED | 88 | AI | ✓ |  | Citywalk Plot 5.11 Main Works Contract BOQ (1).xlsx |  |  |  | CITYWALK PHASE-05, PLOT 5.11 | Residential | CITYWALK RESIDENTIAL 1 LLC
▸ Return linear diffuser (RLD)
1054 | M | 2-slot, 20mm width, 1000mm length | 11 | Nr. | 119 | 1309 | Q — Mechanical Engineering Installations | Q | Q04 | Q0403 | Q4 Equipment | 5.07 | Ventilation – Grilles & Diffusers | Number | AED | 88 | AI | ✓ |  | Citywalk Plot 5.11 Main Works Contract BOQ (1).xlsx |  |  |  | CITYWALK PHASE-05, PLOT 5.11 | Residential | CITYWALK RESIDENTIAL 1 LLC
1056 | N | 2-slot, 20mm width, 1500mm length | 4 | Nr. | 166 | 664 | Q — Mechanical Engineering Installations | Q | Q04 | Q0403 | Q4 Equipment | 5.07 | Ventilation – Grilles & Diffusers | Number | AED | 88 | AI | ✓ |  | Citywalk Plot 5.11 Main Works Contract BOQ (1).xlsx |  |  |  | CITYWALK PHASE-05, PLOT 5.11 | Residential | CITYWALK RESIDENTIAL 1 LLC
▸ Plant and equipment including hangers, supports, fixings, pipe connections, wire connections, flexible connections and all ancillary works as necessary
▸ Fan coil unit including supports, vibration isolators, valve package, thermostat, sensors and all ancillary works as necessary
1062 | P | FCU-BF-01; 3.7kW total cooling capacity | 1 | Nr. | 3515 | 3515 | Q — Mechanical Engineering Installations | Q | Q03 | Q0301 | Q3 Ductwork | 5.06 | Space Heating & Air Treatment – Cooling Equipment | Number | AED | 82 | AI | ⚠ |  | Citywalk Plot 5.11 Main Works Contract BOQ (1).xlsx |  |  |  | CITYWALK PHASE-05, PLOT 5.11 | Residential | CITYWALK RESIDENTIAL 1 LLC
1064 | Q | FCU-BF-02; 12.6kW total cooling capacity | 1 | Nr. | 11970 | 11970 | Q — Mechanical Engineering Installations | Q | Q05 | Q0507 | Q5 Automatic controls | 5.07 | Ventilation – Return Linear Diffuser | Each | AED | 85 | AI | ✓ |  | Citywalk Plot 5.11 Main Works Contract BOQ (1).xlsx |  |  |  | CITYWALK PHASE-05, PLOT 5.11 | Residential | CITYWALK RESIDENTIAL 1 LLC
1068 |  |  |  | To Collection AED |  | 25360 | [8 empty] | AED |  |  |  |  | Citywalk Plot 5.11 Main Works Contract BOQ (1).xlsx |  |  |  | CITYWALK PHASE-05, PLOT 5.11 | Residential | CITYWALK RESIDENTIAL 1 LLC
▸ HEATING, VENTILATION AND AIR CONDITIONING INSTALLATIONS (Cont'd)
1074 | A | FCU-BF-03; 4kW total cooling capacity | 1 | Nr. | 3800 | 3800 | Q — Mechanical Engineering Installations | Q | Q05 | Q0506 | Q5 Automatic controls | 5.06 | Space Heating & Air Treatment – Fan Coil Unit | Each | AED | 88 | AI | ✓ |  | Citywalk Plot 5.11 Main Works Contract BOQ (1).xlsx |  |  |  | CITYWALK PHASE-05, PLOT 5.11 | Residential | CITYWALK RESIDENTIAL 1 LLC
1076 | B | FCU-BF-04; 7kW total cooling capacity | 1 | Nr. | 6650 | 6650 | Q — Mechanical Engineering Installations | Q | Q05 | Q0506 | Q5 Automatic controls | 5.06 | Space Heating & Air Treatment – Fan Coil Unit | Each | AED | 88 | AI | ✓ |  | Citywalk Plot 5.11 Main Works Contract BOQ (1).xlsx |  |  |  | CITYWALK PHASE-05, PLOT 5.11 | Residential | CITYWALK RESIDENTIAL 1 LLC
1078 | C | FCU-BF-06; 6kW total cooling capacity | 1 | Nr. | 5700 | 5700 | Q — Mechanical Engineering Installations | Q | Q05 | Q0506 | Q5 Automatic controls | 5.06 | Space Heating & Air Treatment – Fan Coil Unit | Each | AED | 88 | AI | ✓ |  | Citywalk Plot 5.11 Main Works Contract BOQ (1).xlsx |  |  |  | CITYWALK PHASE-05, PLOT 5.11 | Residential | CITYWALK RESIDENTIAL 1 LLC
1080 | D | FCU-BF-07; 1.6kW total cooling capacity | 1 | Nr. | 1520 | 1520 | Q — Mechanical Engineering Installations | Q | Q05 | Q0506 | Q5 Automatic controls | 5.06 | Space Heating & Air Treatment – Fan Coil Unit | Each | AED | 88 | AI | ✓ |  | Citywalk Plot 5.11 Main Works Contract BOQ (1).xlsx |  |  |  | CITYWALK PHASE-05, PLOT 5.11 | Residential | CITYWALK RESIDENTIAL 1 LLC
1082 | E | FCU-GF-01-A; 10.6kW total cooling capacity | 1 | Nr. | 10070 | 10070 | Q — Mechanical Engineering Installations | Q | Q03 | Q0302 | Q3 Ductwork | 3.01 | Mechanical – Fan Coil Unit | Enumerated (nr) | AED | 97 | Rule | ✓ |  | Citywalk Plot 5.11 Main Works Contract BOQ (1).xlsx |  |  |  | CITYWALK PHASE-05, PLOT 5.11 | Residential | CITYWALK RESIDENTIAL 1 LLC
1084 | F | FCU-GF-01-B; 10.6kW total cooling capacity | 1 | Nr. | 10070 | 10070 | Q — Mechanical Engineering Installations | Q | Q03 | Q0302 | Q3 Ductwork | 3.01 | Mechanical – Fan Coil Unit | Enumerated (nr) | AED | 97 | Rule | ✓ |  | Citywalk Plot 5.11 Main Works Contract BOQ (1).xlsx |  |  |  | CITYWALK PHASE-05, PLOT 5.11 | Residential | CITYWALK RESIDENTIAL 1 LLC
1086 | G | FCU-GF-02; 4.2kW total cooling capacity | 1 | Nr. | 3990 | 3990 | Q — Mechanical Engineering Installations | Q | Q03 | Q0302 | Q3 Ductwork | 3.01 | Mechanical – Fan Coil Unit | Enumerated (nr) | AED | 97 | Rule | ✓ |  | Citywalk Plot 5.11 Main Works Contract BOQ (1).xlsx |  |  |  | CITYWALK PHASE-05, PLOT 5.11 | Residential | CITYWALK RESIDENTIAL 1 LLC
1088 | H | FCU-GF-03; 14.0kW total cooling capacity | 1 | Nr. | 13301 | 13301 | Q — Mechanical Engineering Installations | Q | Q03 | Q0302 | Q3 Ductwork | 3.01 | Mechanical – Fan Coil Unit | Enumerated (nr) | AED | 97 | Rule | ✓ |  | Citywalk Plot 5.11 Main Works Contract BOQ (1).xlsx |  |  |  | CITYWALK PHASE-05, PLOT 5.11 | Residential | CITYWALK RESIDENTIAL 1 LLC
1090 | J | FCU-GF-04; 5.1kW total cooling capacity | 1 | Nr. | 4845 | 4845 | Q — Mechanical Engineering Installations | Q | Q03 | Q0302 | Q3 Ductwork | 3.01 | Mechanical – Fan Coil Unit | Enumerated (nr) | AED | 97 | Rule | ✓ |  | Citywalk Plot 5.11 Main Works Contract BOQ (1).xlsx |  |  |  | CITYWALK PHASE-05, PLOT 5.11 | Residential | CITYWALK RESIDENTIAL 1 LLC
1092 | K | FCU-GF-05; 4.1kW total cooling capacity | 1 | Nr. | 3895 | 3895 | Q — Mechanical Engineering Installations | Q | Q03 | Q0302 | Q3 Ductwork | 3.01 | Mechanical – Fan Coil Unit | Enumerated (nr) | AED | 97 | Rule | ✓ |  | Citywalk Plot 5.11 Main Works Contract BOQ (1).xlsx |  |  |  | CITYWALK PHASE-05, PLOT 5.11 | Residential | CITYWALK RESIDENTIAL 1 LLC
1094 | L | FCU-GF-06; 2.8kW total cooling capacity | 1 | Nr. | 3335 | 3335 | Q — Mechanical Engineering Installations | Q | Q03 | Q0302 | Q3 Ductwork | 3.01 | Mechanical – Fan Coil Unit | Enumerated (nr) | AED | 97 | Rule | ✓ |  | Citywalk Plot 5.11 Main Works Contract BOQ (1).xlsx |  |  |  | CITYWALK PHASE-05, PLOT 5.11 | Residential | CITYWALK RESIDENTIAL 1 LLC
1096 | M | FCU-GF-07; 2.9kW total cooling capacity | 1 | Nr. | 3335 | 3335 | Q — Mechanical Engineering Installations | Q | Q03 | Q0302 | Q3 Ductwork | 3.01 | Mechanical – Fan Coil Unit | Enumerated (nr) | AED | 97 | Rule | ✓ |  | Citywalk Plot 5.11 Main Works Contract BOQ (1).xlsx |  |  |  | CITYWALK PHASE-05, PLOT 5.11 | Residential | CITYWALK RESIDENTIAL 1 LLC
1098 | N | FCU-GF-08; 1.3kW total cooling capacity | 1 | Nr. | 3335 | 3335 | Q — Mechanical Engineering Installations | Q | Q03 | Q0302 | Q3 Ductwork | 3.01 | Mechanical – Fan Coil Unit | Enumerated (nr) | AED | 97 | Rule | ✓ |  | Citywalk Plot 5.11 Main Works Contract BOQ (1).xlsx |  |  |  | CITYWALK PHASE-05, PLOT 5.11 | Residential | CITYWALK RESIDENTIAL 1 LLC
1100 | P | FCU-GF-09-A; 1.7kW total cooling capacity | 1 | Nr. | 3335 | 3335 | Q — Mechanical Engineering Installations | Q | Q03 | Q0302 | Q3 Ductwork | 3.01 | Mechanical – Fan Coil Unit | Enumerated (nr) | AED | 97 | Rule | ✓ |  | Citywalk Plot 5.11 Main Works Contract BOQ (1).xlsx |  |  |  | CITYWALK PHASE-05, PLOT 5.11 | Residential | CITYWALK RESIDENTIAL 1 LLC
1102 | Q | FCU-GF-09-B; 1.7kW total cooling capacity | 1 | Nr. | 3335 | 3335 | Q — Mechanical Engineering Installations | Q | Q03 | Q0302 | Q3 Ductwork | 3.01 | Mechanical – Fan Coil Unit | Enumerated (nr) | AED | 97 | Rule | ✓ |  | Citywalk Plot 5.11 Main Works Contract BOQ (1).xlsx |  |  |  | CITYWALK PHASE-05, PLOT 5.11 | Residential | CITYWALK RESIDENTIAL 1 LLC
1104 | R | FCU-GF-09-C; 1.7kW total cooling capacity | 1 | Nr. | 3335 | 3335 | Q — Mechanical Engineering Installations | Q | Q03 | Q0302 | Q3 Ductwork | 3.01 | Mechanical – Fan Coil Unit | Enumerated (nr) | AED | 97 | Rule | ✓ |  | Citywalk Plot 5.11 Main Works Contract BOQ (1).xlsx |  |  |  | CITYWALK PHASE-05, PLOT 5.11 | Residential | CITYWALK RESIDENTIAL 1 LLC
1106 | S | FCU-GF-10; 14.5kW total cooling capacity | 1 | Nr. | 13776 | 13776 | Q — Mechanical Engineering Installations | Q | Q03 | Q0302 | Q3 Ductwork | 3.01 | Mechanical – Fan Coil Unit | Enumerated (nr) | AED | 97 | Rule | ✓ |  | Citywalk Plot 5.11 Main Works Contract BOQ (1).xlsx |  |  |  | CITYWALK PHASE-05, PLOT 5.11 | Residential | CITYWALK RESIDENTIAL 1 LLC
1108 | T | FCU-GF-11; 14.3kW total cooling capacity | 1 | Nr. | 13585 | 13585 | Q — Mechanical Engineering Installations | Q | Q03 | Q0302 | Q3 Ductwork | 3.01 | Mechanical – Fan Coil Unit | Enumerated (nr) | AED | 97 | Rule | ✓ |  | Citywalk Plot 5.11 Main Works Contract BOQ (1).xlsx |  |  |  | CITYWALK PHASE-05, PLOT 5.11 | Residential | CITYWALK RESIDENTIAL 1 LLC
1110 | U | FCU-GF-12-A; 10.9kW total cooling capacity | 1 | Nr. | 10355 | 10355 | Q — Mechanical Engineering Installations | Q | Q03 | Q0302 | Q3 Ductwork | 3.01 | Mechanical – Fan Coil Unit | Enumerated (nr) | AED | 97 | Rule | ✓ |  | Citywalk Plot 5.11 Main Works Contract BOQ (1).xlsx |  |  |  | CITYWALK PHASE-05, PLOT 5.11 | Residential | CITYWALK RESIDENTIAL 1 LLC
1112 | V | FCU-GF-12-B; 10.9kW total cooling capacity | 1 | Nr. | 10355 | 10355 | Q — Mechanical Engineering Installations | Q | Q03 | Q0302 | Q3 Ductwork | 3.01 | Mechanical – Fan Coil Unit | Enumerated (nr) | AED | 97 | Rule | ✓ |  | Citywalk Plot 5.11 Main Works Contract BOQ (1).xlsx |  |  |  | CITYWALK PHASE-05, PLOT 5.11 | Residential | CITYWALK RESIDENTIAL 1 LLC
1114 | W | FCU-GF-13; 5.5kW total cooling capacity | 1 | Nr. | 5225 | 5225 | Q — Mechanical Engineering Installations | Q | Q03 | Q0302 | Q3 Ductwork | 3.01 | Mechanical – Fan Coil Unit | Enumerated (nr) | AED | 97 | Rule | ✓ |  | Citywalk Plot 5.11 Main Works Contract BOQ (1).xlsx |  |  |  | CITYWALK PHASE-05, PLOT 5.11 | Residential | CITYWALK RESIDENTIAL 1 LLC
1118 |  |  |  | To Collection AED |  | 137147 | [8 empty] | AED |  |  |  |  | Citywalk Plot 5.11 Main Works Contract BOQ (1).xlsx |  |  |  | CITYWALK PHASE-05, PLOT 5.11 | Residential | CITYWALK RESIDENTIAL 1 LLC
▸ HEATING, VENTILATION AND AIR CONDITIONING INSTALLATIONS (Cont'd)
1124 | A | FCU-GF-14; 7.1kW total cooling capacity | 1 | Nr. | 6745 | 6745 | Q — Mechanical Engineering Installations | Q | Q03 | Q0302 | Q3 Ductwork | 3.01 | Mechanical – Fan Coil Unit | Enumerated (nr) | AED | 97 | Rule | ✓ |  | Citywalk Plot 5.11 Main Works Contract BOQ (1).xlsx |  |  |  | CITYWALK PHASE-05, PLOT 5.11 | Residential | CITYWALK RESIDENTIAL 1 LLC
1126 | B | FCU-GF-15; 1.4kW total cooling capacity | 1 | Nr. | 3335 | 3335 | Q — Mechanical Engineering Installations | Q | Q03 | Q0302 | Q3 Ductwork | 3.01 | Mechanical – Fan Coil Unit | Enumerated (nr) | AED | 97 | Rule | ✓ |  | Citywalk Plot 5.11 Main Works Contract BOQ (1).xlsx |  |  |  | CITYWALK PHASE-05, PLOT 5.11 | Residential | CITYWALK RESIDENTIAL 1 LLC
▸ Direct expansion (DX) fan coil unit including condensing unit, refrigerant copper pipes, pipe insulation, fittings, thermostat, hangers, supports, fixings, pipe connections, valve package, flexible connections and all ancillary works as necessary
1130 | C | DX-GF-03B; 14.5kW total cooling capacity | 1 | Nr. | 19999 | 19999 | Q — Mechanical Engineering Installations | Q | Q05 | Q0506 | Q5 Automatic controls | 5.06 | Space Heating & Air Treatment – DX Cooling Unit | Each | AED | 85 | AI | ✓ |  | Citywalk Plot 5.11 Main Works Contract BOQ (1).xlsx |  |  |  | CITYWALK PHASE-05, PLOT 5.11 | Residential | CITYWALK RESIDENTIAL 1 LLC
1132 | D | DX-OU-GF-03B; outdoor unit | 1 | Nr. | 36255 | 36255 | H — Doors And Windows | H | H01 | H0100 | H1 Doors | 2.06 | Windows and External Doors | Enumerated (nr), Area (m²), Length (m) | AED | 60 | Fuzzy | ⚠ |  | Citywalk Plot 5.11 Main Works Contract BOQ (1).xlsx |  |  |  | CITYWALK PHASE-05, PLOT 5.11 | Residential | CITYWALK RESIDENTIAL 1 LLC
▸ Air curtain including fittings, supports, fixings, and all ancillary works as necessary
1136 | E | 2000x465x210mm size | 1 | Nr. | 11558 | 11558 | Q — Mechanical Engineering Installations | Q | Q05 | Q0507 | Q5 Automatic controls | 5.07 | Ventilation – Supply Air Unit | Each | AED | 75 | AI | ⚠ |  | Citywalk Plot 5.11 Main Works Contract BOQ (1).xlsx |  |  |  | CITYWALK PHASE-05, PLOT 5.11 | Residential | CITYWALK RESIDENTIAL 1 LLC
▸ Ventilation Installations
▸ Galvanized steel ducts including fittings, splitter dampers with splitter rods, access panels, joints, stiffeners, supports and all ancillary works as necessary
1142 | F | Fresh air ducts | 126 | m² | 135 | 17010 | Q — Mechanical Engineering Installations | Q | Q03 | Q0300 | Q3 Ductwork | 5.06 | Mechanical Engineering Installations | Length (m), Weight (t), Area (m²), Enumerated (nr), Item | AED | 60 | Fuzzy | ⚠ |  | Citywalk Plot 5.11 Main Works Contract BOQ (1).xlsx |  |  |  | CITYWALK PHASE-05, PLOT 5.11 | Residential | CITYWALK RESIDENTIAL 1 LLC
1144 | G | Exhaust air ducts | 185 | m² | 135 | 24975 | Q — Mechanical Engineering Installations | Q | Q03 | Q0300 | Q3 Ductwork | 5.06 | Mechanical Engineering Installations | Length (m), Weight (t), Area (m²), Enumerated (nr), Item | AED | 61 | Fuzzy | ⚠ |  | Citywalk Plot 5.11 Main Works Contract BOQ (1).xlsx |  |  |  | CITYWALK PHASE-05, PLOT 5.11 | Residential | CITYWALK RESIDENTIAL 1 LLC
1146 | H | Staircase pressurization ducts | 102 | m² | 298 | 30396 | C — Concrete Work | C | C02 | C0201 | C2 Poured concrete | 2.01 | Frame | Volume (m³) | AED | 93 | Rule | ✓ |  | Citywalk Plot 5.11 Main Works Contract BOQ (1).xlsx |  |  |  | CITYWALK PHASE-05, PLOT 5.11 | Residential | CITYWALK RESIDENTIAL 1 LLC
▸ Stainless steel, 316L ducts including fittings, splitter dampers with splitter rods, access panels, joints, stiffeners, supports and all ancillary works as necessary
1150 | J | Kitchen extract ducts | 20 | m² | 377 | 7540 | Q — Mechanical Engineering Installations | Q | Q03 | Q0300 | Q3 Ductwork | 5.06 | Mechanical Engineering Installations | Length (m), Weight (t), Area (m²), Enumerated (nr), Item | AED | 62 | Fuzzy | ⚠ |  | Citywalk Plot 5.11 Main Works Contract BOQ (1).xlsx |  |  |  | CITYWALK PHASE-05, PLOT 5.11 | Residential | CITYWALK RESIDENTIAL 1 LLC
1154 |  |  |  | To Collection AED |  | 157813 | [8 empty] | AED |  |  |  |  | Citywalk Plot 5.11 Main Works Contract BOQ (1).xlsx |  |  |  | CITYWALK PHASE-05, PLOT 5.11 | Residential | CITYWALK RESIDENTIAL 1 LLC
▸ HEATING, VENTILATION AND AIR CONDITIONING INSTALLATIONS (Cont'd)
▸ Galvanized steel fire rated ducts with 2hr fire rated enclosure including fittings, splitter dampers with splitter rods, access panels, joints, stiffeners, supports and all ancillary works as necessary
1162 | A | Smoke extract ducts | 1628 | m² | 298 | 485144 | Q — Mechanical Engineering Installations | Q | Q03 | Q0300 | Q3 Ductwork | 5.06 | Mechanical Engineering Installations | Length (m), Weight (t), Area (m²), Enumerated (nr), Item | AED | 63 | Fuzzy | ⚠ |  | Citywalk Plot 5.11 Main Works Contract BOQ (1).xlsx |  |  |  | CITYWALK PHASE-05, PLOT 5.11 | Residential | CITYWALK RESIDENTIAL 1 LLC
1164 | B | Smoke make up-air ducts | 1318 | m² | 298 | 392764 | Q — Mechanical Engineering Installations | Q | Q03 | Q0300 | Q3 Ductwork | 5.06 | Mechanical Engineering Installations | Length (m), Weight (t), Area (m²), Enumerated (nr), Item | AED | 64 | Fuzzy | ⚠ |  | Citywalk Plot 5.11 Main Works Contract BOQ (1).xlsx |  |  |  | CITYWALK PHASE-05, PLOT 5.11 | Residential | CITYWALK RESIDENTIAL 1 LLC
1166 | C | Staircase pressurization ducts | 259 | m² | 298 | 77182 | C — Concrete Work | C | C02 | C0201 | C2 Poured concrete | 2.01 | Frame | Volume (m³) | AED | 93 | Rule | ✓ |  | Citywalk Plot 5.11 Main Works Contract BOQ (1).xlsx |  |  |  | CITYWALK PHASE-05, PLOT 5.11 | Residential | CITYWALK RESIDENTIAL 1 LLC
▸ Closed cell elastomeric rubber foam duct insulation; 55-70 Kg/m3 density; including all ancillary works as necessary
▸ 19mm thick insulation
1172 | D | Fresh air ducts | 23 | m² | 50 | 1150 | Q — Mechanical Engineering Installations | Q | Q03 | Q0300 | Q3 Ductwork | 5.06 | Mechanical Engineering Installations | Length (m), Weight (t), Area (m²), Enumerated (nr), Item | AED | 60 | Fuzzy | ⚠ |  | Citywalk Plot 5.11 Main Works Contract BOQ (1).xlsx |  |  |  | CITYWALK PHASE-05, PLOT 5.11 | Residential | CITYWALK RESIDENTIAL 1 LLC
1174 | E | Exhaust air ducts | 57 | m² | 50 | 2850 | Q — Mechanical Engineering Installations | Q | Q03 | Q0300 | Q3 Ductwork | 5.06 | Mechanical Engineering Installations | Length (m), Weight (t), Area (m²), Enumerated (nr), Item | AED | 61 | Fuzzy | ⚠ |  | Citywalk Plot 5.11 Main Works Contract BOQ (1).xlsx |  |  |  | CITYWALK PHASE-05, PLOT 5.11 | Residential | CITYWALK RESIDENTIAL 1 LLC
1176 | F | Smoke extract ducts | 38 | m² | 0 | Not Applicable, as not mentioned in specification | Q — Mechanical Engineering Installations | Q | Q03 | Q0300 | Q3 Ductwork | 5.06 | Mechanical Engineering Installations | Length (m), Weight (t), Area (m²), Enumerated (nr), Item | AED | 63 | Fuzzy | ⚠ |  | Citywalk Plot 5.11 Main Works Contract BOQ (1).xlsx |  |  |  | CITYWALK PHASE-05, PLOT 5.11 | Residential | CITYWALK RESIDENTIAL 1 LLC
1178 | G | Smoke makeup-air ducts | 73 | m² | 0 | Not Applicable, as not mentioned in specification | Q — Mechanical Engineering Installations | Q | Q03 | Q0300 | Q3 Ductwork | 5.06 | Mechanical Engineering Installations | Length (m), Weight (t), Area (m²), Enumerated (nr), Item | AED | 61 | Fuzzy | ⚠ |  | Citywalk Plot 5.11 Main Works Contract BOQ (1).xlsx |  |  |  | CITYWALK PHASE-05, PLOT 5.11 | Residential | CITYWALK RESIDENTIAL 1 LLC
1180 | H | Staircase pressurization ducts | 156 | m² | 0 | Not Applicable, as not mentioned in specification | C — Concrete Work | C | C02 | C0201 | C2 Poured concrete | 2.01 | Frame | Volume (m³) | AED | 93 | Rule | ✓ |  | Citywalk Plot 5.11 Main Works Contract BOQ (1).xlsx |  |  |  | CITYWALK PHASE-05, PLOT 5.11 | Residential | CITYWALK RESIDENTIAL 1 LLC
1185 |  |  |  | To Collection AED |  | 959090 | [8 empty] | AED |  |  |  |  | Citywalk Plot 5.11 Main Works Contract BOQ (1).xlsx |  |  |  | CITYWALK PHASE-05, PLOT 5.11 | Residential | CITYWALK RESIDENTIAL 1 LLC
▸ HEATING, VENTILATION AND AIR CONDITIONING INSTALLATIONS (Cont'd)
▸ 32mm thick insulation
1193 | J | Fresh air ducts | 102 | m² | 63 | 6426 | Q — Mechanical Engineering Installations | Q | Q03 | Q0300 | Q3 Ductwork | 5.06 | Mechanical Engineering Installations | Length (m), Weight (t), Area (m²), Enumerated (nr), Item | AED | 60 | Fuzzy | ⚠ |  | Citywalk Plot 5.11 Main Works Contract BOQ (1).xlsx |  |  |  | CITYWALK PHASE-05, PLOT 5.11 | Residential | CITYWALK RESIDENTIAL 1 LLC
1195 | K | Exhaust air ducts | 128 | m² | 63 | 8064 | Q — Mechanical Engineering Installations | Q | Q03 | Q0300 | Q3 Ductwork | 5.06 | Mechanical Engineering Installations | Length (m), Weight (t), Area (m²), Enumerated (nr), Item | AED | 61 | Fuzzy | ⚠ |  | Citywalk Plot 5.11 Main Works Contract BOQ (1).xlsx |  |  |  | CITYWALK PHASE-05, PLOT 5.11 | Residential | CITYWALK RESIDENTIAL 1 LLC
1197 | L | Smoke extract ducts | 1590 | m² | 0 | Not Applicable, as not mentioned in specification | Q — Mechanical Engineering Installations | Q | Q03 | Q0300 | Q3 Ductwork | 5.06 | Mechanical Engineering Installations | Length (m), Weight (t), Area (m²), Enumerated (nr), Item | AED | 63 | Fuzzy | ⚠ |  | Citywalk Plot 5.11 Main Works Contract BOQ (1).xlsx |  |  |  | CITYWALK PHASE-05, PLOT 5.11 | Residential | CITYWALK RESIDENTIAL 1 LLC
1199 | M | Smoke makeup-air ducts | 1245 | m² | 0 | Not Applicable, as not mentioned in specification | Q — Mechanical Engineering Installations | Q | Q03 | Q0300 | Q3 Ductwork | 5.06 | Mechanical Engineering Installations | Length (m), Weight (t), Area (m²), Enumerated (nr), Item | AED | 61 | Fuzzy | ⚠ |  | Citywalk Plot 5.11 Main Works Contract BOQ (1).xlsx |  |  |  | CITYWALK PHASE-05, PLOT 5.11 | Residential | CITYWALK RESIDENTIAL 1 LLC
1201 | N | Staircase pressurization ducts | 102 | m² | 0 | Not Applicable, as not mentioned in specification | C — Concrete Work | C | C02 | C0201 | C2 Poured concrete | 2.01 | Frame | Volume (m³) | AED | 93 | Rule | ✓ |  | Citywalk Plot 5.11 Main Works Contract BOQ (1).xlsx |  |  |  | CITYWALK PHASE-05, PLOT 5.11 | Residential | CITYWALK RESIDENTIAL 1 LLC
1222 |  |  |  | To Collection AED |  | 14490 | [8 empty] | AED |  |  |  |  | Citywalk Plot 5.11 Main Works Contract BOQ (1).xlsx |  |  |  | CITYWALK PHASE-05, PLOT 5.11 | Residential | CITYWALK RESIDENTIAL 1 LLC
▸ HEATING, VENTILATION AND AIR CONDITIONING INSTALLATIONS (Cont'd)
▸ Fiber glass rigid board duct insulation with aluminium foil finish; 48 Kg/m3 density; including all ancillary works as necessary
▸ 50mm thick insulation
1232 | A | Kitchen extract ducts | 20 | m² | 105 | 2100 | Q — Mechanical Engineering Installations | Q | Q03 | Q0300 | Q3 Ductwork | 5.06 | Mechanical Engineering Installations | Length (m), Weight (t), Area (m²), Enumerated (nr), Item | AED | 62 | Fuzzy | ⚠ |  | Citywalk Plot 5.11 Main Works Contract BOQ (1).xlsx |  |  |  | CITYWALK PHASE-05, PLOT 5.11 | Residential | CITYWALK RESIDENTIAL 1 LLC
▸ Ductwork accessories including all hangers, supports and ancillary works as necessary
▸ Volume control damper (VCD)
1238 | B | 100x150mm | 1 | Nr. | 197 | 197 | Q — Mechanical Engineering Installations | Q | Q05 | Q0507 | Q5 Automatic controls | 5.07 | Ventilation – Volume Control Damper | Each | AED | 90 | AI | ✓ |  | Citywalk Plot 5.11 Main Works Contract BOQ (1).xlsx |  |  |  | CITYWALK PHASE-05, PLOT 5.11 | Residential | CITYWALK RESIDENTIAL 1 LLC
1240 | C | 150x100mm | 4 | Nr. | 195 | 780 | Q — Mechanical Engineering Installations | Q | Q05 | Q0507 | Q5 Automatic controls | 5.07 | Ventilation – Volume Control Damper | Each | AED | 90 | AI | ✓ |  | Citywalk Plot 5.11 Main Works Contract BOQ (1).xlsx |  |  |  | CITYWALK PHASE-05, PLOT 5.11 | Residential | CITYWALK RESIDENTIAL 1 LLC
1242 | D | 150x150mm | 23 | Nr. | 215 | 4945 | Q — Mechanical Engineering Installations | Q | Q05 | Q0507 | Q5 Automatic controls | 5.07 | Ventilation – Volume Control Damper | Each | AED | 90 | AI | ✓ |  | Citywalk Plot 5.11 Main Works Contract BOQ (1).xlsx |  |  |  | CITYWALK PHASE-05, PLOT 5.11 | Residential | CITYWALK RESIDENTIAL 1 LLC
1244 | E | 200x150mm | 2 | Nr. | 234 | 468 | Q — Mechanical Engineering Installations | Q | Q05 | Q0507 | Q5 Automatic controls | 5.07 | Ventilation – Volume Control Damper | Each | AED | 90 | AI | ✓ |  | Citywalk Plot 5.11 Main Works Contract BOQ (1).xlsx |  |  |  | CITYWALK PHASE-05, PLOT 5.11 | Residential | CITYWALK RESIDENTIAL 1 LLC
1246 | F | 450x200mm | 1 | Nr. | 407 | 407 | Q — Mechanical Engineering Installations | Q | Q05 | Q0507 | Q5 Automatic controls | 5.07 | Ventilation – Volume Control Damper | Each | AED | 90 | AI | ✓ |  | Citywalk Plot 5.11 Main Works Contract BOQ (1).xlsx |  |  |  | CITYWALK PHASE-05, PLOT 5.11 | Residential | CITYWALK RESIDENTIAL 1 LLC
1248 | G | 900x350mm | 26 | Nr. | 706 | 18356 | Q — Mechanical Engineering Installations | Q | Q05 | Q0507 | Q5 Automatic controls | 5.07 | Ventilation – Volume Control Damper | Each | AED | 90 | AI | ✓ |  | Citywalk Plot 5.11 Main Works Contract BOQ (1).xlsx |  |  |  | CITYWALK PHASE-05, PLOT 5.11 | Residential | CITYWALK RESIDENTIAL 1 LLC
1250 | H | 1200x400mm | 15 | Nr. | 1000 | 15000 | Q — Mechanical Engineering Installations | Q | Q05 | Q0507 | Q5 Automatic controls | 5.07 | Ventilation – Volume Control Damper | Each | AED | 90 | AI | ✓ |  | Citywalk Plot 5.11 Main Works Contract BOQ (1).xlsx |  |  |  | CITYWALK PHASE-05, PLOT 5.11 | Residential | CITYWALK RESIDENTIAL 1 LLC
1252 | J | 2600x700mm | 8 | Nr. | 2836 | 22688 | Q — Mechanical Engineering Installations | Q | Q05 | Q0507 | Q5 Automatic controls | 5.07 | Ventilation – Volume Control Damper | Each | AED | 90 | AI | ✓ |  | Citywalk Plot 5.11 Main Works Contract BOQ (1).xlsx |  |  |  | CITYWALK PHASE-05, PLOT 5.11 | Residential | CITYWALK RESIDENTIAL 1 LLC
▸ Fire damper (FD)
1256 | K | 150x100mm | 4 | Nr. | 528 | 2112 | Q — Mechanical Engineering Installations | Q | Q05 | Q0507 | Q5 Automatic controls | 5.11 | Fire & Lightning Protection – Fire Damper | Each | AED | 92 | AI | ✓ |  | Citywalk Plot 5.11 Main Works Contract BOQ (1).xlsx |  |  |  | CITYWALK PHASE-05, PLOT 5.11 | Residential | CITYWALK RESIDENTIAL 1 LLC
1258 | L | 250x150mm | 1 | Nr. | 598 | 598 | Q — Mechanical Engineering Installations | Q | Q05 | Q0507 | Q5 Automatic controls | 5.11 | Fire & Lightning Protection – Fire Damper | Each | AED | 92 | AI | ✓ |  | Citywalk Plot 5.11 Main Works Contract BOQ (1).xlsx |  |  |  | CITYWALK PHASE-05, PLOT 5.11 | Residential | CITYWALK RESIDENTIAL 1 LLC
1260 | M | 300x150mm | 1 | Nr. | 621 | 621 | Q — Mechanical Engineering Installations | Q | Q05 | Q0507 | Q5 Automatic controls | 5.11 | Fire & Lightning Protection – Fire Damper | Each | AED | 92 | AI | ✓ |  | Citywalk Plot 5.11 Main Works Contract BOQ (1).xlsx |  |  |  | CITYWALK PHASE-05, PLOT 5.11 | Residential | CITYWALK RESIDENTIAL 1 LLC
1262 | N | 300x200mm | 1 | Nr. | 649 | 649 | Q — Mechanical Engineering Installations | Q | Q05 | Q0507 | Q5 Automatic controls | 5.11 | Fire & Lightning Protection – Fire Damper | Each | AED | 92 | AI | ✓ |  | Citywalk Plot 5.11 Main Works Contract BOQ (1).xlsx |  |  |  | CITYWALK PHASE-05, PLOT 5.11 | Residential | CITYWALK RESIDENTIAL 1 LLC
1264 | P | 450x250mm | 1 | Nr. | 750 | 750 | Q — Mechanical Engineering Installations | Q | Q05 | Q0507 | Q5 Automatic controls | 5.11 | Fire & Lightning Protection – Fire Damper | Each | AED | 92 | AI | ✓ |  | Citywalk Plot 5.11 Main Works Contract BOQ (1).xlsx |  |  |  | CITYWALK PHASE-05, PLOT 5.11 | Residential | CITYWALK RESIDENTIAL 1 LLC
1267 |  |  |  | To Collection AED |  | 69671 | [8 empty] | AED |  |  |  |  | Citywalk Plot 5.11 Main Works Contract BOQ (1).xlsx |  |  |  | CITYWALK PHASE-05, PLOT 5.11 | Residential | CITYWALK RESIDENTIAL 1 LLC
▸ HEATING, VENTILATION AND AIR CONDITIONING INSTALLATIONS (Cont'd)
▸ Non return damper (NRD)
1275 | A | 150x150mm | 1 | Nr. | 150 | 150 | Q — Mechanical Engineering Installations | Q | Q05 | Q0507 | Q5 Automatic controls | 5.07 | Ventilation – Non Return Damper | Each | AED | 90 | AI | ✓ |  | Citywalk Plot 5.11 Main Works Contract BOQ (1).xlsx |  |  |  | CITYWALK PHASE-05, PLOT 5.11 | Residential | CITYWALK RESIDENTIAL 1 LLC
1277 | B | 200x150mm | 1 | Nr. | 171 | 171 | Q — Mechanical Engineering Installations | Q | Q05 | Q0507 | Q5 Automatic controls | 5.07 | Ventilation – Non Return Damper | Each | AED | 90 | AI | ✓ |  | Citywalk Plot 5.11 Main Works Contract BOQ (1).xlsx |  |  |  | CITYWALK PHASE-05, PLOT 5.11 | Residential | CITYWALK RESIDENTIAL 1 LLC
1279 | C | 300x200mm | 1 | Nr. | 270 | 270 | Q — Mechanical Engineering Installations | Q | Q05 | Q0507 | Q5 Automatic controls | 5.07 | Ventilation – Non Return Damper | Each | AED | 90 | AI | ✓ |  | Citywalk Plot 5.11 Main Works Contract BOQ (1).xlsx |  |  |  | CITYWALK PHASE-05, PLOT 5.11 | Residential | CITYWALK RESIDENTIAL 1 LLC
1281 | D | 800x450mm | 1 | Nr. | 1053 | 1053 | Q — Mechanical Engineering Installations | Q | Q05 | Q0507 | Q5 Automatic controls | 5.07 | Ventilation – Non Return Damper | Each | AED | 90 | AI | ✓ |  | Citywalk Plot 5.11 Main Works Contract BOQ (1).xlsx |  |  |  | CITYWALK PHASE-05, PLOT 5.11 | Residential | CITYWALK RESIDENTIAL 1 LLC
1283 | E | 800x500mm | 1 | Nr. | 1158 | 1158 | Q — Mechanical Engineering Installations | Q | Q05 | Q0507 | Q5 Automatic controls | 5.07 | Ventilation – Non Return Damper | Each | AED | 90 | AI | ✓ |  | Citywalk Plot 5.11 Main Works Contract BOQ (1).xlsx |  |  |  | CITYWALK PHASE-05, PLOT 5.11 | Residential | CITYWALK RESIDENTIAL 1 LLC
1285 | F | 800x700mm | 1 | Nr. | 1588 | 1588 | Q — Mechanical Engineering Installations | Q | Q05 | Q0507 | Q5 Automatic controls | 5.07 | Ventilation – Non Return Damper | Each | AED | 90 | AI | ✓ |  | Citywalk Plot 5.11 Main Works Contract BOQ (1).xlsx |  |  |  | CITYWALK PHASE-05, PLOT 5.11 | Residential | CITYWALK RESIDENTIAL 1 LLC
1287 | G | 850x500mm | 1 | Nr. | 1212 | 1212 | Q — Mechanical Engineering Installations | Q | Q05 | Q0507 | Q5 Automatic controls | 5.07 | Ventilation – Non Return Damper | Each | AED | 90 | AI | ✓ |  | Citywalk Plot 5.11 Main Works Contract BOQ (1).xlsx |  |  |  | CITYWALK PHASE-05, PLOT 5.11 | Residential | CITYWALK RESIDENTIAL 1 LLC
1289 | H | 1200x500mm | 2 | Nr. | 1584 | 3168 | Q — Mechanical Engineering Installations | Q | Q05 | Q0507 | Q5 Automatic controls | 5.07 | Ventilation – Non Return Damper | Each | AED | 90 | AI | ✓ |  | Citywalk Plot 5.11 Main Works Contract BOQ (1).xlsx |  |  |  | CITYWALK PHASE-05, PLOT 5.11 | Residential | CITYWALK RESIDENTIAL 1 LLC
1291 | J | 1700x500mm | 1 | Nr. | 1927 | 1927 | Q — Mechanical Engineering Installations | Q | Q05 | Q0507 | Q5 Automatic controls | 5.07 | Ventilation – Non Return Damper | Each | AED | 90 | AI | ✓ |  | Citywalk Plot 5.11 Main Works Contract BOQ (1).xlsx |  |  |  | CITYWALK PHASE-05, PLOT 5.11 | Residential | CITYWALK RESIDENTIAL 1 LLC
1293 | K | 1700x1000mm | 2 | Nr. | 3363 | 6726 | Q — Mechanical Engineering Installations | Q | Q05 | Q0507 | Q5 Automatic controls | 5.07 | Ventilation – Non Return Damper | Each | AED | 90 | AI | ✓ |  | Citywalk Plot 5.11 Main Works Contract BOQ (1).xlsx |  |  |  | CITYWALK PHASE-05, PLOT 5.11 | Residential | CITYWALK RESIDENTIAL 1 LLC
▸ Motorized damper (MD)
1297 | L | 800x500mm | 1 | Nr. | 1774 | 1774 | Q — Mechanical Engineering Installations | Q | Q05 | Q0507 | Q5 Automatic controls | 5.07 | Ventilation – Motorized Damper | Each | AED | 88 | AI | ✓ |  | Citywalk Plot 5.11 Main Works Contract BOQ (1).xlsx |  |  |  | CITYWALK PHASE-05, PLOT 5.11 | Residential | CITYWALK RESIDENTIAL 1 LLC
1299 | M | 850x500mm | 1 | Nr. | 2456 | 2456 | Q — Mechanical Engineering Installations | Q | Q05 | Q0507 | Q5 Automatic controls | 5.07 | Ventilation – Motorized Damper | Each | AED | 88 | AI | ✓ |  | Citywalk Plot 5.11 Main Works Contract BOQ (1).xlsx |  |  |  | CITYWALK PHASE-05, PLOT 5.11 | Residential | CITYWALK RESIDENTIAL 1 LLC
1301 | N | 800x450mm | 1 | Nr. | 1751 | 1751 | Q — Mechanical Engineering Installations | Q | Q05 | Q0507 | Q5 Automatic controls | 5.07 | Ventilation – Motorized Damper | Each | AED | 88 | AI | ✓ |  | Citywalk Plot 5.11 Main Works Contract BOQ (1).xlsx |  |  |  | CITYWALK PHASE-05, PLOT 5.11 | Residential | CITYWALK RESIDENTIAL 1 LLC
1303 | P | 800x700mm | 1 | Nr. | 2721 | 2721 | Q — Mechanical Engineering Installations | Q | Q05 | Q0507 | Q5 Automatic controls | 5.07 | Ventilation – Motorized Damper | Each | AED | 88 | AI | ✓ |  | Citywalk Plot 5.11 Main Works Contract BOQ (1).xlsx |  |  |  | CITYWALK PHASE-05, PLOT 5.11 | Residential | CITYWALK RESIDENTIAL 1 LLC
▸ Motorized smoke damper (MSD)
1307 | Q | 1000x400mm | 1 | Nr. | 6134 | 6134 | Q — Mechanical Engineering Installations | Q | Q05 | Q0507 | Q5 Automatic controls | 5.11 | Fire & Lightning Protection – Motorized Smoke Damper | Each | AED | 92 | AI | ✓ |  | Citywalk Plot 5.11 Main Works Contract BOQ (1).xlsx |  |  |  | CITYWALK PHASE-05, PLOT 5.11 | Residential | CITYWALK RESIDENTIAL 1 LLC
1309 | R | 1200x500mm | 2 | Nr. | 7172 | 14344 | Q — Mechanical Engineering Installations | Q | Q05 | Q0507 | Q5 Automatic controls | 5.11 | Fire & Lightning Protection – Motorized Smoke Damper | Each | AED | 92 | AI | ✓ |  | Citywalk Plot 5.11 Main Works Contract BOQ (1).xlsx |  |  |  | CITYWALK PHASE-05, PLOT 5.11 | Residential | CITYWALK RESIDENTIAL 1 LLC
1311 | S | 1300x700mm | 1 | Nr. | 8009 | 8009 | Q — Mechanical Engineering Installations | Q | Q05 | Q0507 | Q5 Automatic controls | 5.11 | Fire & Lightning Protection – Motorized Smoke Damper | Each | AED | 92 | AI | ✓ |  | Citywalk Plot 5.11 Main Works Contract BOQ (1).xlsx |  |  |  | CITYWALK PHASE-05, PLOT 5.11 | Residential | CITYWALK RESIDENTIAL 1 LLC
1313 | T | 1600x750mm | 1 | Nr. | 9160 | 9160 | Q — Mechanical Engineering Installations | Q | Q05 | Q0507 | Q5 Automatic controls | 5.11 | Fire & Lightning Protection – Motorized Smoke Damper | Each | AED | 92 | AI | ✓ |  | Citywalk Plot 5.11 Main Works Contract BOQ (1).xlsx |  |  |  | CITYWALK PHASE-05, PLOT 5.11 | Residential | CITYWALK RESIDENTIAL 1 LLC
1315 | U | 1700x1000mm | 2 | Nr. | 15180 | 30360 | Q — Mechanical Engineering Installations | Q | Q05 | Q0507 | Q5 Automatic controls | 5.11 | Fire & Lightning Protection – Motorized Smoke Damper | Each | AED | 92 | AI | ✓ |  | Citywalk Plot 5.11 Main Works Contract BOQ (1).xlsx |  |  |  | CITYWALK PHASE-05, PLOT 5.11 | Residential | CITYWALK RESIDENTIAL 1 LLC
1318 |  |  |  | To Collection AED |  | 94132 | [8 empty] | AED |  |  |  |  | Citywalk Plot 5.11 Main Works Contract BOQ (1).xlsx |  |  |  | CITYWALK PHASE-05, PLOT 5.11 | Residential | CITYWALK RESIDENTIAL 1 LLC
▸ HEATING, VENTILATION AND AIR CONDITIONING INSTALLATIONS (Cont'd)
1324 | A | 1800x500mm | 1 | Nr. | 8030 | 8030 | Q — Mechanical Engineering Installations | Q | Q05 | Q0507 | Q5 Automatic controls | 5.07 | Ventilation – Supply Air Unit | Each | AED | 80 | AI | ⚠ |  | Citywalk Plot 5.11 Main Works Contract BOQ (1).xlsx |  |  |  | CITYWALK PHASE-05, PLOT 5.11 | Residential | CITYWALK RESIDENTIAL 1 LLC
1326 | B | 2000x700mm | 1 | Nr. | 21517 | 21517 | Q — Mechanical Engineering Installations | Q | Q05 | Q0507 | Q5 Automatic controls | 5.07 | Ventilation – Ductwork | Item | AED | 75 | AI | ⚠ |  | Citywalk Plot 5.11 Main Works Contract BOQ (1).xlsx |  |  |  | CITYWALK PHASE-05, PLOT 5.11 | Residential | CITYWALK RESIDENTIAL 1 LLC
1328 | C | 2200x500mm | 1 | Nr. | 16908 | 16908 | Q — Mechanical Engineering Installations | Q | Q05 | Q0507 | Q5 Automatic controls | 5.07 | Ventilation – Ductwork | Item | AED | 75 | AI | ⚠ |  | Citywalk Plot 5.11 Main Works Contract BOQ (1).xlsx |  |  |  | CITYWALK PHASE-05, PLOT 5.11 | Residential | CITYWALK RESIDENTIAL 1 LLC
1330 | D | 2300x600mm | 1 | Nr. | 21212 | 21212 | Q — Mechanical Engineering Installations | Q | Q05 | Q0507 | Q5 Automatic controls | 5.07 | Ventilation – Ductwork | Item | AED | 75 | AI | ⚠ |  | Citywalk Plot 5.11 Main Works Contract BOQ (1).xlsx |  |  |  | CITYWALK PHASE-05, PLOT 5.11 | Residential | CITYWALK RESIDENTIAL 1 LLC
▸ Pressure relief dampers (PRD)
1334 | E | 650x1000mm | 2 | Nr. | 1564 | 3128 | Q — Mechanical Engineering Installations | Q | Q05 | Q0507 | Q5 Automatic controls | 5.07 | Ventilation – Dampers & Controls | Item | AED | 80 | AI | ⚠ |  | Citywalk Plot 5.11 Main Works Contract BOQ (1).xlsx |  |  |  | CITYWALK PHASE-05, PLOT 5.11 | Residential | CITYWALK RESIDENTIAL 1 LLC
▸ Sound attenuator (SAT)
1338 | F | 1200x500mm | 4 | Nr. | 6359 | 25436 | Q — Mechanical Engineering Installations | Q | Q05 | Q0507 | Q5 Automatic controls | 5.07 | Ventilation – Accessories | Item | AED | 78 | AI | ⚠ |  | Citywalk Plot 5.11 Main Works Contract BOQ (1).xlsx |  |  |  | CITYWALK PHASE-05, PLOT 5.11 | Residential | CITYWALK RESIDENTIAL 1 LLC
1340 | G | 1700x1000mm | 4 | Nr. | 16179 | 64716 | Q — Mechanical Engineering Installations | Q | Q05 | Q0507 | Q5 Automatic controls | 5.07 | Ventilation – Accessories | Item | AED | 78 | AI | ⚠ |  | Citywalk Plot 5.11 Main Works Contract BOQ (1).xlsx |  |  |  | CITYWALK PHASE-05, PLOT 5.11 | Residential | CITYWALK RESIDENTIAL 1 LLC
▸ Grilles, diffusers and louvers including deflecting dampers with straightening vanes, plenum with acoustic lining, fittings and all ancillary works as necessary
▸ Supply grille (SG)
1346 | H | SG-01; 1200x400mm | 15 | Nr. | 1642 | 24630 | Q — Mechanical Engineering Installations | Q | Q05 | Q0507 | Q5 Automatic controls | 5.07 | Ventilation – Grilles & Diffusers | Item | AED | 82 | AI | ⚠ |  | Citywalk Plot 5.11 Main Works Contract BOQ (1).xlsx |  |  |  | CITYWALK PHASE-05, PLOT 5.11 | Residential | CITYWALK RESIDENTIAL 1 LLC
▸ Extract grille (EG)
1350 | J | EG-01; 900x350mm | 26 | Nr. | 632 | 16432 | Q — Mechanical Engineering Installations | Q | Q05 | Q0507 | Q5 Automatic controls | 5.07 | Ventilation – Grilles & Diffusers | Item | AED | 82 | AI | ⚠ |  | Citywalk Plot 5.11 Main Works Contract BOQ (1).xlsx |  |  |  | CITYWALK PHASE-05, PLOT 5.11 | Residential | CITYWALK RESIDENTIAL 1 LLC
1352 | K | EG-02; 2600x700mm | 8 | Nr. | 3235 | 25880 | Q — Mechanical Engineering Installations | Q | Q05 | Q0507 | Q5 Automatic controls | 5.07 | Ventilation – Grilles & Diffusers | Item | AED | 82 | AI | ⚠ |  | Citywalk Plot 5.11 Main Works Contract BOQ (1).xlsx |  |  |  | CITYWALK PHASE-05, PLOT 5.11 | Residential | CITYWALK RESIDENTIAL 1 LLC
▸ Fresh air louver
1356 | L | Fresh air louver with sand trap; 2.4m² (2400x2400) | 1 | Nr. | 6541 | 6541 | Q — Mechanical Engineering Installations | Q | Q02 | Q0201 | Q2 Pipework and gutterwork | 3.01 | Mechanical – Sand Trap | Enumerated (nr) | AED | 93 | Rule | ✓ |  | Citywalk Plot 5.11 Main Works Contract BOQ (1).xlsx |  |  |  | CITYWALK PHASE-05, PLOT 5.11 | Residential | CITYWALK RESIDENTIAL 1 LLC
1358 | M | Fresh air intake with no sand trap louver; 6800x1500mm | 1 | Nr. | 27269 | 27269 | Q — Mechanical Engineering Installations | Q | Q05 | Q0507 | Q5 Automatic controls | 5.07 | Ventilation – Louvres & Grilles | Item | AED | 80 | AI | ⚠ |  | Citywalk Plot 5.11 Main Works Contract BOQ (1).xlsx |  |  |  | CITYWALK PHASE-05, PLOT 5.11 | Residential | CITYWALK RESIDENTIAL 1 LLC
1360 | N | Fresh air intake louver; 10.2m² (10,200x10,200) | 1 | Nr. | 27269 | 27269 | Q — Mechanical Engineering Installations | Q | Q05 | Q0507 | Q5 Automatic controls | 5.07 | Ventilation – Louvres & Grilles | Area (m²) | AED | 80 | AI | ⚠ |  | Citywalk Plot 5.11 Main Works Contract BOQ (1).xlsx |  |  |  | CITYWALK PHASE-05, PLOT 5.11 | Residential | CITYWALK RESIDENTIAL 1 LLC
1363 |  |  |  | To Collection AED |  | 288968 | [8 empty] | AED |  |  |  |  | Citywalk Plot 5.11 Main Works Contract BOQ (1).xlsx |  |  |  | CITYWALK PHASE-05, PLOT 5.11 | Residential | CITYWALK RESIDENTIAL 1 LLC
▸ HEATING, VENTILATION AND AIR CONDITIONING INSTALLATIONS (Cont'd)
▸ Extract air louver
1372 | A | Extract air louver; 18m² | 1 | Nr. | 30573 | 30573 | Q — Mechanical Engineering Installations | Q | Q05 | Q0507 | Q5 Automatic controls | 5.07 | Ventilation – Louvres & Grilles | Area (m²) | AED | 80 | AI | ⚠ |  | Citywalk Plot 5.11 Main Works Contract BOQ (1).xlsx |  |  |  | CITYWALK PHASE-05, PLOT 5.11 | Residential | CITYWALK RESIDENTIAL 1 LLC
1374 | B | Extract air louver; 7.5m² (7,500x7,500) | 1 | Nr. | 16372 | 16372 | Q — Mechanical Engineering Installations | Q | Q05 | Q0507 | Q5 Automatic controls | 5.07 | Ventilation – Louvres & Grilles | Area (m²) | AED | 80 | AI | ⚠ |  | Citywalk Plot 5.11 Main Works Contract BOQ (1).xlsx |  |  |  | CITYWALK PHASE-05, PLOT 5.11 | Residential | CITYWALK RESIDENTIAL 1 LLC
▸ Make up air louver
1378 | C | Make up air louver; 1.4m² | 1 | Nr. | 2508 | 2508 | Q — Mechanical Engineering Installations | Q | Q05 | Q0507 | Q5 Automatic controls | 5.07 | Ventilation – Louvres & Grilles | Area (m²) | AED | 80 | AI | ⚠ |  | Citywalk Plot 5.11 Main Works Contract BOQ (1).xlsx |  |  |  | CITYWALK PHASE-05, PLOT 5.11 | Residential | CITYWALK RESIDENTIAL 1 LLC
1380 | D | Make up air louver; 20m² | 1 | Nr. | 33956 | 33956 | Q — Mechanical Engineering Installations | Q | Q05 | Q0507 | Q5 Automatic controls | 5.07 | Ventilation – Louvres & Grilles | Area (m²) | AED | 80 | AI | ⚠ |  | Citywalk Plot 5.11 Main Works Contract BOQ (1).xlsx |  |  |  | CITYWALK PHASE-05, PLOT 5.11 | Residential | CITYWALK RESIDENTIAL 1 LLC
▸ Bell mouth
1384 | E | 100x150mm | 1 | Nr. | 64 | 64 | Q — Mechanical Engineering Installations | Q | Q05 | Q0507 | Q5 Automatic controls | 5.07 | Ventilation – Accessories | Item | AED | 75 | AI | ⚠ |  | Citywalk Plot 5.11 Main Works Contract BOQ (1).xlsx |  |  |  | CITYWALK PHASE-05, PLOT 5.11 | Residential | CITYWALK RESIDENTIAL 1 LLC
1386 | F | 800x500mm | 1 | Nr. | 696 | 696 | Q — Mechanical Engineering Installations | Q | Q05 | Q0507 | Q5 Automatic controls | 5.07 | Ventilation – Accessories | Item | AED | 75 | AI | ⚠ |  | Citywalk Plot 5.11 Main Works Contract BOQ (1).xlsx |  |  |  | CITYWALK PHASE-05, PLOT 5.11 | Residential | CITYWALK RESIDENTIAL 1 LLC
▸ Wire mesh
1390 | G | 150x100mm | 6 | Nr. | 64 | 384 | Q — Mechanical Engineering Installations | Q | Q05 | Q0507 | Q5 Automatic controls | 5.07 | Ventilation – Accessories | Item | AED | 76 | AI | ⚠ |  | Citywalk Plot 5.11 Main Works Contract BOQ (1).xlsx |  |  |  | CITYWALK PHASE-05, PLOT 5.11 | Residential | CITYWALK RESIDENTIAL 1 LLC
1392 | H | 150x150mm | 7 | Nr. | 75 | 525 | Q — Mechanical Engineering Installations | Q | Q05 | Q0507 | Q5 Automatic controls | 5.07 | Ventilation – Accessories | Item | AED | 76 | AI | ⚠ |  | Citywalk Plot 5.11 Main Works Contract BOQ (1).xlsx |  |  |  | CITYWALK PHASE-05, PLOT 5.11 | Residential | CITYWALK RESIDENTIAL 1 LLC
1394 | J | 200x150mm | 3 | Nr. | 88 | 264 | Q — Mechanical Engineering Installations | Q | Q05 | Q0507 | Q5 Automatic controls | 5.07 | Ventilation – Accessories | Item | AED | 76 | AI | ⚠ |  | Citywalk Plot 5.11 Main Works Contract BOQ (1).xlsx |  |  |  | CITYWALK PHASE-05, PLOT 5.11 | Residential | CITYWALK RESIDENTIAL 1 LLC
1396 | K | 250x150mm | 2 | Nr. | 99 | 198 | Q — Mechanical Engineering Installations | Q | Q05 | Q0507 | Q5 Automatic controls | 5.07 | Ventilation – Accessories | Item | AED | 76 | AI | ⚠ |  | Citywalk Plot 5.11 Main Works Contract BOQ (1).xlsx |  |  |  | CITYWALK PHASE-05, PLOT 5.11 | Residential | CITYWALK RESIDENTIAL 1 LLC
1398 | L | 300x200mm | 2 | Nr. | 125 | 250 | Q — Mechanical Engineering Installations | Q | Q05 | Q0507 | Q5 Automatic controls | 5.07 | Ventilation – Accessories | Item | AED | 76 | AI | ⚠ |  | Citywalk Plot 5.11 Main Works Contract BOQ (1).xlsx |  |  |  | CITYWALK PHASE-05, PLOT 5.11 | Residential | CITYWALK RESIDENTIAL 1 LLC
1400 | M | 450x200mm | 1 | Nr. | 166 | 166 | Q — Mechanical Engineering Installations | Q | Q05 | Q0507 | Q5 Automatic controls | 5.07 | Ventilation – Accessories | Item | AED | 76 | AI | ⚠ |  | Citywalk Plot 5.11 Main Works Contract BOQ (1).xlsx |  |  |  | CITYWALK PHASE-05, PLOT 5.11 | Residential | CITYWALK RESIDENTIAL 1 LLC
1402 | N | 450x250mm | 1 | Nr. | 188 | 188 | Q — Mechanical Engineering Installations | Q | Q05 | Q0507 | Q5 Automatic controls | 5.07 | Ventilation – Accessories | Item | AED | 76 | AI | ⚠ |  | Citywalk Plot 5.11 Main Works Contract BOQ (1).xlsx |  |  |  | CITYWALK PHASE-05, PLOT 5.11 | Residential | CITYWALK RESIDENTIAL 1 LLC
1404 | P | 550x200mm | 2 | Nr. | 206 | 412 | Q — Mechanical Engineering Installations | Q | Q05 | Q0507 | Q5 Automatic controls | 5.07 | Ventilation – Accessories | Item | AED | 76 | AI | ⚠ |  | Citywalk Plot 5.11 Main Works Contract BOQ (1).xlsx |  |  |  | CITYWALK PHASE-05, PLOT 5.11 | Residential | CITYWALK RESIDENTIAL 1 LLC
1406 | Q | 650x1000mm | 2 | Nr. | 1130 | 2260 | Q — Mechanical Engineering Installations | Q | Q05 | Q0507 | Q5 Automatic controls | 5.07 | Ventilation – Accessories | Item | AED | 76 | AI | ⚠ |  | Citywalk Plot 5.11 Main Works Contract BOQ (1).xlsx |  |  |  | CITYWALK PHASE-05, PLOT 5.11 | Residential | CITYWALK RESIDENTIAL 1 LLC
1408 | R | 850x500mm | 1 | Nr. | 741 | 741 | Q — Mechanical Engineering Installations | Q | Q05 | Q0507 | Q5 Automatic controls | 5.07 | Ventilation – Accessories | Item | AED | 76 | AI | ⚠ |  | Citywalk Plot 5.11 Main Works Contract BOQ (1).xlsx |  |  |  | CITYWALK PHASE-05, PLOT 5.11 | Residential | CITYWALK RESIDENTIAL 1 LLC
1411 |  |  |  | To Collection AED |  | 89557 | [8 empty] | AED |  |  |  |  | Citywalk Plot 5.11 Main Works Contract BOQ (1).xlsx |  |  |  | CITYWALK PHASE-05, PLOT 5.11 | Residential | CITYWALK RESIDENTIAL 1 LLC
▸ HEATING, VENTILATION AND AIR CONDITIONING INSTALLATIONS (Cont'd)
▸ Exhaust air wire mesh
1419 | A | 800x800mm | 1 | Nr. | 971 | 971 | Q — Mechanical Engineering Installations | Q | Q05 | Q0507 | Q5 Automatic controls | 5.07 | Ventilation – Accessories | Item | AED | 76 | AI | ⚠ |  | Citywalk Plot 5.11 Main Works Contract BOQ (1).xlsx |  |  |  | CITYWALK PHASE-05, PLOT 5.11 | Residential | CITYWALK RESIDENTIAL 1 LLC
1421 | B | 1300x1300mm | 2 | Nr. | 1564 | 3128 | Q — Mechanical Engineering Installations | Q | Q05 | Q0507 | Q5 Automatic controls | 5.07 | Ventilation – Accessories | Item | AED | 76 | AI | ⚠ |  | Citywalk Plot 5.11 Main Works Contract BOQ (1).xlsx |  |  |  | CITYWALK PHASE-05, PLOT 5.11 | Residential | CITYWALK RESIDENTIAL 1 LLC
▸ Equipment including all hangers, supports and ancillary works as necessary
▸ Ventilation fans including supports, vibration isolators, filters and all ancillary works as necessary
1427 | C | BF-01-EF; inline ducted extract air fan, air flow 66L/s; electrical power 0.2kW | 1 | Nr. | 915 | 915 | Q — Mechanical Engineering Installations | Q | Q09 | Q0901 | Q9 Work incidental to mechanical engineering installations | 5.06 | Mechanical Engineering Installations | Length (m), Weight (t), Area (m²), Enumerated (nr), Item | AED | 65 | Fuzzy | ⚠ |  | Citywalk Plot 5.11 Main Works Contract BOQ (1).xlsx |  |  |  | CITYWALK PHASE-05, PLOT 5.11 | Residential | CITYWALK RESIDENTIAL 1 LLC
1429 | D | BF-02-EF; inline ducted extract air fan, air flow 58L/s; electrical power 0.2kW | 1 | Nr. | 915 | 915 | Q — Mechanical Engineering Installations | Q | Q09 | Q0901 | Q9 Work incidental to mechanical engineering installations | 5.06 | Mechanical Engineering Installations | Length (m), Weight (t), Area (m²), Enumerated (nr), Item | AED | 65 | Fuzzy | ⚠ |  | Citywalk Plot 5.11 Main Works Contract BOQ (1).xlsx |  |  |  | CITYWALK PHASE-05, PLOT 5.11 | Residential | CITYWALK RESIDENTIAL 1 LLC
1431 | E | GF-01-EF; inline ducted extract air fan, air flow 231 L/s; electrical power 1.5kW | 1 | Nr. | 1584 | 1584 | Q — Mechanical Engineering Installations | Q | Q09 | Q0901 | Q9 Work incidental to mechanical engineering installations | 5.06 | Mechanical Engineering Installations | Length (m), Weight (t), Area (m²), Enumerated (nr), Item | AED | 64 | Fuzzy | ⚠ |  | Citywalk Plot 5.11 Main Works Contract BOQ (1).xlsx |  |  |  | CITYWALK PHASE-05, PLOT 5.11 | Residential | CITYWALK RESIDENTIAL 1 LLC
▸ Smoke management fans including control panel, supports, vibration isolators, filters and all ancillary works as necessary
1435 | F | BF-CPEAF-01; car park extract air fan, air flow rate 19000 L/s, total air flow rate 38000 L/s | 2 | Nr. | 123856 | 247712 | Q — Mechanical Engineering Installations | Q | Q05 | Q0507 | Q5 Automatic controls | 5.07 | Ventilation – Fans & Motors | Item | AED | 85 | AI | ✓ |  | Citywalk Plot 5.11 Main Works Contract BOQ (1).xlsx |  |  |  | CITYWALK PHASE-05, PLOT 5.11 | Residential | CITYWALK RESIDENTIAL 1 LLC
1437 | G | BF-CPMAF-01; car park make up air fan, air flow rate 16500 L/s, total air flow rate 27000 L/s | 2 | Nr. | 88839 | 177678 | Q — Mechanical Engineering Installations | Q | Q05 | Q0507 | Q5 Automatic controls | 5.07 | Ventilation – Fans & Motors | Item | AED | 85 | AI | ✓ |  | Citywalk Plot 5.11 Main Works Contract BOQ (1).xlsx |  |  |  | CITYWALK PHASE-05, PLOT 5.11 | Residential | CITYWALK RESIDENTIAL 1 LLC
1439 | H | FPEF-01; extract fan | 1 | Nr. | 32393 | 32393 | Q — Mechanical Engineering Installations | Q | Q05 | Q0507 | Q5 Automatic controls | 5.07 | Ventilation – Fans & Motors | Item | AED | 85 | AI | ✓ |  | Citywalk Plot 5.11 Main Works Contract BOQ (1).xlsx |  |  |  | CITYWALK PHASE-05, PLOT 5.11 | Residential | CITYWALK RESIDENTIAL 1 LLC
1441 | J | FPSF-01; smoke extract fan | 1 | Nr. | 32393 | 32393 | Q — Mechanical Engineering Installations | Q | Q05 | Q0507 | Q5 Automatic controls | 5.07 | Ventilation – Fans & Motors | Item | AED | 85 | AI | ✓ |  | Citywalk Plot 5.11 Main Works Contract BOQ (1).xlsx |  |  |  | CITYWALK PHASE-05, PLOT 5.11 | Residential | CITYWALK RESIDENTIAL 1 LLC
1443 | K | SPF-01; stair pressurization fan | 2 | Nr. | 42229 | 84458 | Q — Mechanical Engineering Installations | Q | Q05 | Q0507 | Q5 Automatic controls | 5.07 | Ventilation – Fans & Motors | Item | AED | 85 | AI | ✓ |  | Citywalk Plot 5.11 Main Works Contract BOQ (1).xlsx |  |  |  | CITYWALK PHASE-05, PLOT 5.11 | Residential | CITYWALK RESIDENTIAL 1 LLC
1448 |  |  |  | To Collection AED |  | 582147 | [8 empty] | AED |  |  |  |  | Citywalk Plot 5.11 Main Works Contract BOQ (1).xlsx |  |  |  | CITYWALK PHASE-05, PLOT 5.11 | Residential | CITYWALK RESIDENTIAL 1 LLC
▸ SUNDRIES
1454 | A | Allow for all supports, fixings, anchors and insulating blocks where not included above or elsewhere | 1 | Item | 13993 | 13993 | A — General Requirements | A | A02 | A0201 | Specification | 9.01 | Preliminaries – BWIC | Item | AED | 88 | Rule | ✓ |  | Citywalk Plot 5.11 Main Works Contract BOQ (1).xlsx |  |  |  | CITYWALK PHASE-05, PLOT 5.11 | Residential | CITYWALK RESIDENTIAL 1 LLC
1456 | B | Allow for all identification including painting, marking and labeling | 1 | Item | 6997 | 6997 | A — General Requirements | A | A03 | A0301 | Restrictions | 9.01 | Preliminaries – Documentation | Item | AED | 88 | Rule | ✓ |  | Citywalk Plot 5.11 Main Works Contract BOQ (1).xlsx |  |  |  | CITYWALK PHASE-05, PLOT 5.11 | Residential | CITYWALK RESIDENTIAL 1 LLC
1458 | C | Allow for flushing, cleaning, sterilization and chlorination of the completed installations as necessary | 1 | Item | 6997 | 6997 | Q — Mechanical Engineering Installations | Q | Q01 | Q0101 | Q1 Generally | 3.01 | Mechanical – Testing & Commissioning | Item | AED | 88 | Rule | ✓ |  | Citywalk Plot 5.11 Main Works Contract BOQ (1).xlsx |  |  |  | CITYWALK PHASE-05, PLOT 5.11 | Residential | CITYWALK RESIDENTIAL 1 LLC
1460 | D | Allow for inspection, testing and commissioning including all off-site and factory testing; inspections to demonstrate compliance with relevant specifications and standards; operating the completed installations; submitting all relevant test record sheets at the completion of the installations | 1 | Item | 46566 | 46566 | A — General Requirements | A | A03 | A0302 | Restrictions | 9.01 | Preliminaries – Testing & Commissioning | Item | AED | 90 | Rule | ✓ |  | Citywalk Plot 5.11 Main Works Contract BOQ (1).xlsx |  |  |  | CITYWALK PHASE-05, PLOT 5.11 | Residential | CITYWALK RESIDENTIAL 1 LLC
1462 | E | Allow for providing in suitable quantities all special tools, operating handles and keys or other equipment necessary for installation, maintenance or operation of the completed installation | 1 | Item | 140 | 140 | A — General Requirements | A | A03 | A0301 | Restrictions | 9.01 | Preliminaries – Documentation | Item | AED | 88 | Rule | ✓ |  | Citywalk Plot 5.11 Main Works Contract BOQ (1).xlsx |  |  |  | CITYWALK PHASE-05, PLOT 5.11 | Residential | CITYWALK RESIDENTIAL 1 LLC
1464 | F | Allow for providing spares for the Mechanical Engineering Installations | 1 | Item | 140 | 140 | N — Special Construction | N | N03 | N0300 | N3 Installations | 5.13 | Specialist Installations | Enumerated (nr), Item | AED | 79 | Fuzzy | ⚠ |  | Citywalk Plot 5.11 Main Works Contract BOQ (1).xlsx |  |  |  | CITYWALK PHASE-05, PLOT 5.11 | Residential | CITYWALK RESIDENTIAL 1 LLC
1466 | G | Allow for providing comprehensive equipment documentation including operating instructions and maintenance manuals, record documents, warranties, guarantees, drawings and the like | 1 | Item | 39134 | 39134 | A — General Requirements | A | A03 | A0301 | Restrictions | 9.01 | Preliminaries – Documentation | Item | AED | 88 | Rule | ✓ |  | Citywalk Plot 5.11 Main Works Contract BOQ (1).xlsx |  |  |  | CITYWALK PHASE-05, PLOT 5.11 | Residential | CITYWALK RESIDENTIAL 1 LLC
1468 | H | Allow for vibration and noise control where not included above or elsewhere | 1 | Item | 140 | 140 | Q — Mechanical Engineering Installations | Q | Q01 | Q0101 | Q1 Generally | 3.01 | Mechanical – Acoustic | Item | AED | 88 | Rule | ✓ |  | Citywalk Plot 5.11 Main Works Contract BOQ (1).xlsx |  |  |  | CITYWALK PHASE-05, PLOT 5.11 | Residential | CITYWALK RESIDENTIAL 1 LLC
1477 |  |  |  | To Collection AED |  | 114107 | [8 empty] | AED |  |  |  |  | Citywalk Plot 5.11 Main Works Contract BOQ (1).xlsx |  |  |  | CITYWALK PHASE-05, PLOT 5.11 | Residential | CITYWALK RESIDENTIAL 1 LLC
▸ WORK INCIDENTAL AND BWIC
▸ Work incidental to Mechanical Engineering Installations
1485 | A | Allow for planning and coordinating with relevant statutory authorities and with all other trades | 1 | Item | 6997 | 6997 | A — General Requirements | A | A03 | A0301 | Restrictions | 9.01 | Preliminaries – Statutory | Item | AED | 88 | Rule | ✓ |  | Citywalk Plot 5.11 Main Works Contract BOQ (1).xlsx |  |  |  | CITYWALK PHASE-05, PLOT 5.11 | Residential | CITYWALK RESIDENTIAL 1 LLC
1487 | B | Allow for liaison with, obtaining approvals from and attendance on DEWA and other statutory bodies and service providers as required | 1 | Item | 6997 | 6997 | A — General Requirements | A | A09 | A0901 | Sundry items | 9.01 | Preliminaries / General Requirements | Item | AED | 71 | Fuzzy | ⚠ |  | Citywalk Plot 5.11 Main Works Contract BOQ (1).xlsx |  |  |  | CITYWALK PHASE-05, PLOT 5.11 | Residential | CITYWALK RESIDENTIAL 1 LLC
1489 | C | Allow for marking the positions of and cutting or forming holes, mortices, chases or the like and all making good | 1 | Item | 6997 | 6997 | A — General Requirements | A | A02 | A0201 | Specification | 9.01 | Preliminaries – BWIC | Item | AED | 88 | Rule | ✓ |  | Citywalk Plot 5.11 Main Works Contract BOQ (1).xlsx |  |  |  | CITYWALK PHASE-05, PLOT 5.11 | Residential | CITYWALK RESIDENTIAL 1 LLC
1491 | D | Allow for supplying and fixing all sleeves, frames and built-in fire stoppers for building into concrete structures and masonry walls | 1 | Item | 6997 | 6997 | F — Woodwork | F | F02 | F0201 | F2 Structural timbers | 2.01 | Frame / Woodwork | Length (m), Area (m²), Enumerated (nr) | AED | 76 | Fuzzy | ⚠ |  | Citywalk Plot 5.11 Main Works Contract BOQ (1).xlsx |  |  |  | CITYWALK PHASE-05, PLOT 5.11 | Residential | CITYWALK RESIDENTIAL 1 LLC
1493 | E | Allow for supplying and fixing all brackets, clamps and other fixing devices | 1 | Item | 6997 | 6997 | A — General Requirements | A | A02 | A0201 | Specification | 9.01 | Preliminaries – BWIC | Item | AED | 88 | Rule | ✓ |  | Citywalk Plot 5.11 Main Works Contract BOQ (1).xlsx |  |  |  | CITYWALK PHASE-05, PLOT 5.11 | Residential | CITYWALK RESIDENTIAL 1 LLC
1495 | F | Allow for fire stopping all pipes, ducts and the like at penetrations through fire walls and other structures and making good | 1 | Item | 3000 | 3000 | A — General Requirements | A | A02 | A0201 | Specification | 9.01 | Preliminaries – BWIC | Item | AED | 88 | Rule | ✓ |  | Citywalk Plot 5.11 Main Works Contract BOQ (1).xlsx |  |  |  | CITYWALK PHASE-05, PLOT 5.11 | Residential | CITYWALK RESIDENTIAL 1 LLC
1497 | G | Allow for all incidental work including factory finishing, fixing to all backgrounds by appropriate means, cutting and pinning, marking the position of all holes, chases and the like and all making good | 1 | Item | 140 | 140 | A — General Requirements | A | A01 | A0101 | Conditions of contract | 9.01 | Preliminaries – Contingency | Item | AED | 88 | Rule | ✓ |  | Citywalk Plot 5.11 Main Works Contract BOQ (1).xlsx |  |  |  | CITYWALK PHASE-05, PLOT 5.11 | Residential | CITYWALK RESIDENTIAL 1 LLC
1499 | H | Allow for training the Employer's Staff to operate and maintain the Mechanical Engineering Installations | 1 | Item | 6659 | 6659 | Q — Mechanical Engineering Installations | Q | Q01 | Q0101 | Q1 Generally | 3.01 | Mechanical – Training | Item | AED | 88 | Rule | ✓ |  | Citywalk Plot 5.11 Main Works Contract BOQ (1).xlsx |  |  |  | CITYWALK PHASE-05, PLOT 5.11 | Residential | CITYWALK RESIDENTIAL 1 LLC
1501 | J | Allow for all incidental work to the Mechanical Engineering Installations where not included above or elsewhere | 1 | Item | 140 | 140 | A — General Requirements | A | A01 | A0101 | Conditions of contract | 9.01 | Preliminaries – Contingency | Item | AED | 88 | Rule | ✓ |  | Citywalk Plot 5.11 Main Works Contract BOQ (1).xlsx |  |  |  | CITYWALK PHASE-05, PLOT 5.11 | Residential | CITYWALK RESIDENTIAL 1 LLC
1507 |  |  |  | To Collection AED |  | 44924 | [8 empty] | AED |  |  |  |  | Citywalk Plot 5.11 Main Works Contract BOQ (1).xlsx |  |  |  | CITYWALK PHASE-05, PLOT 5.11 | Residential | CITYWALK RESIDENTIAL 1 LLC
▸ WORK INCIDENTAL AND BWIC (Cont'd)
▸ Allow for all protective painting including removing protective coatings or wrappings and cleaning exposed surfaces for each of the following installations:
1513 | A | Storm water drainage | 1 | Item | 100 | 100 | Q — Mechanical Engineering Installations | Q | Q01 | Q0102 | Q1 Generally | 5.06 | Mechanical Engineering Installations | Length (m), Weight (t), Area (m²), Enumerated (nr), Item | AED | 63 | Fuzzy | ⚠ |  | Citywalk Plot 5.11 Main Works Contract BOQ (1).xlsx |  |  |  | CITYWALK PHASE-05, PLOT 5.11 | Residential | CITYWALK RESIDENTIAL 1 LLC
1514 | [14 empty] | AED |  |  |  |  | Citywalk Plot 5.11 Main Works Contract BOQ (1).xlsx |  |  |  | CITYWALK PHASE-05, PLOT 5.11 | Residential | CITYWALK RESIDENTIAL 1 LLC
1515 | B | Foul and waste water drainage and vent | 1 | Item | 100 | 100 | Q — Mechanical Engineering Installations | Q | Q02 | Q0201 | Q2 Pipework and gutterwork | 3.01 | Mechanical – Drainage System | Item | AED | 90 | Rule | ✓ |  | Citywalk Plot 5.11 Main Works Contract BOQ (1).xlsx |  |  |  | CITYWALK PHASE-05, PLOT 5.11 | Residential | CITYWALK RESIDENTIAL 1 LLC
1516 | [14 empty] | AED |  |  |  |  | Citywalk Plot 5.11 Main Works Contract BOQ (1).xlsx |  |  |  | CITYWALK PHASE-05, PLOT 5.11 | Residential | CITYWALK RESIDENTIAL 1 LLC
1517 | C | Domestic hot and cold water system | 1 | Item | 100 | 100 | Q — Mechanical Engineering Installations | Q | Q05 | Q0504 | Q5 Automatic controls | 5.04 | Water Installations – Hot & Cold Water | Item | AED | 82 | AI | ⚠ |  | Citywalk Plot 5.11 Main Works Contract BOQ (1).xlsx |  |  |  | CITYWALK PHASE-05, PLOT 5.11 | Residential | CITYWALK RESIDENTIAL 1 LLC
1518 | [14 empty] | AED |  |  |  |  | Citywalk Plot 5.11 Main Works Contract BOQ (1).xlsx |  |  |  | CITYWALK PHASE-05, PLOT 5.11 | Residential | CITYWALK RESIDENTIAL 1 LLC
1519 | D | Fire protection system | 1 | Item | 2698 | 2698 | Q — Mechanical Engineering Installations | Q | Q05 | Q0501 | Q5 Automatic controls | 3.01 | Mechanical – Fire Protection | Item | AED | 90 | Rule | ✓ |  | Citywalk Plot 5.11 Main Works Contract BOQ (1).xlsx |  |  |  | CITYWALK PHASE-05, PLOT 5.11 | Residential | CITYWALK RESIDENTIAL 1 LLC
1520 | [14 empty] | AED |  |  |  |  | Citywalk Plot 5.11 Main Works Contract BOQ (1).xlsx |  |  |  | CITYWALK PHASE-05, PLOT 5.11 | Residential | CITYWALK RESIDENTIAL 1 LLC
1521 | E | Chilled water | 1 | Item | 100 | 100 | Q — Mechanical Engineering Installations | Q | Q01 | Q0102 | Q1 Generally | 5.06 | Mechanical Engineering Installations | Length (m), Weight (t), Area (m²), Enumerated (nr), Item | AED | 75 | Fuzzy | ⚠ |  | Citywalk Plot 5.11 Main Works Contract BOQ (1).xlsx |  |  |  | CITYWALK PHASE-05, PLOT 5.11 | Residential | CITYWALK RESIDENTIAL 1 LLC
1522 | [14 empty] | AED |  |  |  |  | Citywalk Plot 5.11 Main Works Contract BOQ (1).xlsx |  |  |  | CITYWALK PHASE-05, PLOT 5.11 | Residential | CITYWALK RESIDENTIAL 1 LLC
1523 | F | Heating, ventilation and air conditioning system | 1 | Item | 100 | 100 | Q — Mechanical Engineering Installations | Q | Q03 | Q0301 | Q3 Ductwork | 3.01 | Mechanical – HVAC System | Item | AED | 90 | Rule | ✓ |  | Citywalk Plot 5.11 Main Works Contract BOQ (1).xlsx |  |  |  | CITYWALK PHASE-05, PLOT 5.11 | Residential | CITYWALK RESIDENTIAL 1 LLC
1524 | [14 empty] | AED |  |  |  |  | Citywalk Plot 5.11 Main Works Contract BOQ (1).xlsx |  |  |  | CITYWALK PHASE-05, PLOT 5.11 | Residential | CITYWALK RESIDENTIAL 1 LLC
1525 | G | Smoke extraction system | 1 | Item | 100 | 100 | A — General Requirements | A | A03 | A0300 | Restrictions | 9.01 | Preliminaries / General Requirements | Item | AED | 62 | Fuzzy | ⚠ |  | Citywalk Plot 5.11 Main Works Contract BOQ (1).xlsx |  |  |  | CITYWALK PHASE-05, PLOT 5.11 | Residential | CITYWALK RESIDENTIAL 1 LLC
1526 | [14 empty] | AED |  |  |  |  | Citywalk Plot 5.11 Main Works Contract BOQ (1).xlsx |  |  |  | CITYWALK PHASE-05, PLOT 5.11 | Residential | CITYWALK RESIDENTIAL 1 LLC
1527 | H | Building management system | 1 | Item | 100 | 100 | Q — Mechanical Engineering Installations | Q | Q03 | Q0301 | Q3 Ductwork | 3.01 | Mechanical – BMS | Item | AED | 90 | Rule | ✓ |  | Citywalk Plot 5.11 Main Works Contract BOQ (1).xlsx |  |  |  | CITYWALK PHASE-05, PLOT 5.11 | Residential | CITYWALK RESIDENTIAL 1 LLC
▸ Allow for all decorative painting including removing protective coatings or wrappings and cleaning exposed surfaces for each of the following installations:
1531 | J | Storm water drainage |  | Item | 0 | 100 | Q — Mechanical Engineering Installations | Q | Q01 | Q0102 | Q1 Generally | 5.06 | Mechanical Engineering Installations | Length (m), Weight (t), Area (m²), Enumerated (nr), Item | AED | 63 | Fuzzy | ⚠ |  | Citywalk Plot 5.11 Main Works Contract BOQ (1).xlsx |  |  |  | CITYWALK PHASE-05, PLOT 5.11 | Residential | CITYWALK RESIDENTIAL 1 LLC
1533 | K | Foul and waste water drainage and vent |  | Item | 0 | 100 | Q — Mechanical Engineering Installations | Q | Q02 | Q0201 | Q2 Pipework and gutterwork | 3.01 | Mechanical – Drainage System | Item | AED | 90 | Rule | ✓ |  | Citywalk Plot 5.11 Main Works Contract BOQ (1).xlsx |  |  |  | CITYWALK PHASE-05, PLOT 5.11 | Residential | CITYWALK RESIDENTIAL 1 LLC
1535 | L | Domestic hot and cold water system |  | Item | 0 | 100 | Q — Mechanical Engineering Installations | Q | Q05 | Q0504 | Q5 Automatic controls | 5.04 | Water Installations – Hot & Cold Water | Item | AED | 82 | AI | ⚠ |  | Citywalk Plot 5.11 Main Works Contract BOQ (1).xlsx |  |  |  | CITYWALK PHASE-05, PLOT 5.11 | Residential | CITYWALK RESIDENTIAL 1 LLC
1537 | M | Fire protection system |  | Item | 0 | 100 | Q — Mechanical Engineering Installations | Q | Q05 | Q0501 | Q5 Automatic controls | 3.01 | Mechanical – Fire Protection | Item | AED | 90 | Rule | ✓ |  | Citywalk Plot 5.11 Main Works Contract BOQ (1).xlsx |  |  |  | CITYWALK PHASE-05, PLOT 5.11 | Residential | CITYWALK RESIDENTIAL 1 LLC
1539 | N | Chilled water |  | Item | 0 | 100 | Q — Mechanical Engineering Installations | Q | Q01 | Q0102 | Q1 Generally | 5.06 | Mechanical Engineering Installations | Length (m), Weight (t), Area (m²), Enumerated (nr), Item | AED | 75 | Fuzzy | ⚠ |  | Citywalk Plot 5.11 Main Works Contract BOQ (1).xlsx |  |  |  | CITYWALK PHASE-05, PLOT 5.11 | Residential | CITYWALK RESIDENTIAL 1 LLC
1541 | P | Heating, ventilation and air conditioning system |  | Item | 0 | 100 | Q — Mechanical Engineering Installations | Q | Q03 | Q0301 | Q3 Ductwork | 3.01 | Mechanical – HVAC System | Item | AED | 90 | Rule | ✓ |  | Citywalk Plot 5.11 Main Works Contract BOQ (1).xlsx |  |  |  | CITYWALK PHASE-05, PLOT 5.11 | Residential | CITYWALK RESIDENTIAL 1 LLC
1543 | Q | Smoke extraction system |  | Item | 0 | 100 | A — General Requirements | A | A03 | A0300 | Restrictions | 9.01 | Preliminaries / General Requirements | Item | AED | 62 | Fuzzy | ⚠ |  | Citywalk Plot 5.11 Main Works Contract BOQ (1).xlsx |  |  |  | CITYWALK PHASE-05, PLOT 5.11 | Residential | CITYWALK RESIDENTIAL 1 LLC
1545 | R | Building management system |  | Item | 0 | 100 | Q — Mechanical Engineering Installations | Q | Q03 | Q0301 | Q3 Ductwork | 3.01 | Mechanical – BMS | Item | AED | 90 | Rule | ✓ |  | Citywalk Plot 5.11 Main Works Contract BOQ (1).xlsx |  |  |  | CITYWALK PHASE-05, PLOT 5.11 | Residential | CITYWALK RESIDENTIAL 1 LLC
1551 |  |  |  | To Collection AED |  | 4198 | [8 empty] | AED |  |  |  |  | Citywalk Plot 5.11 Main Works Contract BOQ (1).xlsx |  |  |  | CITYWALK PHASE-05, PLOT 5.11 | Residential | CITYWALK RESIDENTIAL 1 LLC
▸ WORK INCIDENTAL AND BWIC (Cont'd)
▸ BWIC
1559 | A | Allow for all builders work in connection (BWIC) with services for Mechanical Engineering Installations where not included above or elsewhere | 1 | Item | 331345 | 331345 | A — General Requirements | A | A02 | A0201 | Specification | 9.01 | Preliminaries – BWIC | Item | AED | 90 | Rule | ✓ |  | Citywalk Plot 5.11 Main Works Contract BOQ (1).xlsx |  |  |  | CITYWALK PHASE-05, PLOT 5.11 | Residential | CITYWALK RESIDENTIAL 1 LLC
▸ Sustainability Requirements
1563 | B | Allow for Dubai Green Building requirements | 1 | Item | 1170 | 1170 | A — General Requirements | A | A00 | A0000 |  | 9.01 | Preliminaries / General Requirements | Item | AED | 73 | Fuzzy | ⚠ |  | Citywalk Plot 5.11 Main Works Contract BOQ (1).xlsx |  |  |  | CITYWALK PHASE-05, PLOT 5.11 | Residential | CITYWALK RESIDENTIAL 1 LLC
1596 |  |  |  | To Collection AED |  | 332515 | [8 empty] | AED |  |  |  |  | Citywalk Plot 5.11 Main Works Contract BOQ (1).xlsx |  |  |  | CITYWALK PHASE-05, PLOT 5.11 | Residential | CITYWALK RESIDENTIAL 1 LLC
▸ GENERALLY
1602 | A | Allow for any other works which are not included above and which are required to complete the Mechanical Installations in accordance with the Specification and the drawings (Tenderer to list below): |  | Item |  |  | A — General Requirements | A | A01 | A0101 | Conditions of contract | 9.01 | Preliminaries – Contingency | Item | AED | 90 | Rule | ✓ |  | Citywalk Plot 5.11 Main Works Contract BOQ (1).xlsx |  |  |  | CITYWALK PHASE-05, PLOT 5.11 | Residential | CITYWALK RESIDENTIAL 1 LLC
1640 |  |  |  | To Collection AED |  | 0 | [8 empty] | AED |  |  |  |  | Citywalk Plot 5.11 Main Works Contract BOQ (1).xlsx |  |  |  | CITYWALK PHASE-05, PLOT 5.11 | Residential | CITYWALK RESIDENTIAL 1 LLC
1643 |  | COLLECTION | [12 empty] | AED |  |  |  |  | Citywalk Plot 5.11 Main Works Contract BOQ (1).xlsx |  |  |  | CITYWALK PHASE-05, PLOT 5.11 | Residential | CITYWALK RESIDENTIAL 1 LLC
1645 |  | Page 2/Q/1 |  |  |  | 3417 | [8 empty] | AED |  |  |  |  | Citywalk Plot 5.11 Main Works Contract BOQ (1).xlsx |  |  |  | CITYWALK PHASE-05, PLOT 5.11 | Residential | CITYWALK RESIDENTIAL 1 LLC
1647 |  | Page 2/Q/2 |  |  |  | 451 | [8 empty] | AED |  |  |  |  | Citywalk Plot 5.11 Main Works Contract BOQ (1).xlsx |  |  |  | CITYWALK PHASE-05, PLOT 5.11 | Residential | CITYWALK RESIDENTIAL 1 LLC
1649 |  | Page 2/Q/3 |  |  |  | 19366 | [8 empty] | AED |  |  |  |  | Citywalk Plot 5.11 Main Works Contract BOQ (1).xlsx |  |  |  | CITYWALK PHASE-05, PLOT 5.11 | Residential | CITYWALK RESIDENTIAL 1 LLC
1651 |  | Page 2/Q/4 |  |  |  | 222658 | [8 empty] | AED |  |  |  |  | Citywalk Plot 5.11 Main Works Contract BOQ (1).xlsx |  |  |  | CITYWALK PHASE-05, PLOT 5.11 | Residential | CITYWALK RESIDENTIAL 1 LLC
1653 |  | Page 2/Q/5 |  |  |  | 13072 | [8 empty] | AED |  |  |  |  | Citywalk Plot 5.11 Main Works Contract BOQ (1).xlsx |  |  |  | CITYWALK PHASE-05, PLOT 5.11 | Residential | CITYWALK RESIDENTIAL 1 LLC
1655 |  | Page 2/Q/6 |  |  |  | 58205 | [8 empty] | AED |  |  |  |  | Citywalk Plot 5.11 Main Works Contract BOQ (1).xlsx |  |  |  | CITYWALK PHASE-05, PLOT 5.11 | Residential | CITYWALK RESIDENTIAL 1 LLC
1657 |  | Page 2/Q/7 |  |  |  | 48063 | [8 empty] | AED |  |  |  |  | Citywalk Plot 5.11 Main Works Contract BOQ (1).xlsx |  |  |  | CITYWALK PHASE-05, PLOT 5.11 | Residential | CITYWALK RESIDENTIAL 1 LLC
1659 |  | Page 2/Q/8 |  |  |  | 12591 | [8 empty] | AED |  |  |  |  | Citywalk Plot 5.11 Main Works Contract BOQ (1).xlsx |  |  |  | CITYWALK PHASE-05, PLOT 5.11 | Residential | CITYWALK RESIDENTIAL 1 LLC
1661 |  | Page 2/Q/9 |  |  |  | 60171 | [8 empty] | AED |  |  |  |  | Citywalk Plot 5.11 Main Works Contract BOQ (1).xlsx |  |  |  | CITYWALK PHASE-05, PLOT 5.11 | Residential | CITYWALK RESIDENTIAL 1 LLC
1663 |  | Page 2/Q/10 |  |  |  | 139942 | [8 empty] | AED |  |  |  |  | Citywalk Plot 5.11 Main Works Contract BOQ (1).xlsx |  |  |  | CITYWALK PHASE-05, PLOT 5.11 | Residential | CITYWALK RESIDENTIAL 1 LLC
1665 |  | Page 2/Q/11 |  |  |  | 8888 | [8 empty] | AED |  |  |  |  | Citywalk Plot 5.11 Main Works Contract BOQ (1).xlsx |  |  |  | CITYWALK PHASE-05, PLOT 5.11 | Residential | CITYWALK RESIDENTIAL 1 LLC
1667 |  | Page 2/Q/12 |  |  |  | 35266 | [8 empty] | AED |  |  |  |  | Citywalk Plot 5.11 Main Works Contract BOQ (1).xlsx |  |  |  | CITYWALK PHASE-05, PLOT 5.11 | Residential | CITYWALK RESIDENTIAL 1 LLC
1669 |  | Page 2/Q/13 |  |  |  | 46950 | [8 empty] | AED |  |  |  |  | Citywalk Plot 5.11 Main Works Contract BOQ (1).xlsx |  |  |  | CITYWALK PHASE-05, PLOT 5.11 | Residential | CITYWALK RESIDENTIAL 1 LLC
1671 |  | Page 2/Q/14 |  |  |  | 83959 | [8 empty] | AED |  |  |  |  | Citywalk Plot 5.11 Main Works Contract BOQ (1).xlsx |  |  |  | CITYWALK PHASE-05, PLOT 5.11 | Residential | CITYWALK RESIDENTIAL 1 LLC
1673 |  | Page 2/Q/15 |  |  |  | 1056980 | [8 empty] | AED |  |  |  |  | Citywalk Plot 5.11 Main Works Contract BOQ (1).xlsx |  |  |  | CITYWALK PHASE-05, PLOT 5.11 | Residential | CITYWALK RESIDENTIAL 1 LLC
1675 |  | Page 2/Q/16 |  |  |  | 483506 | [8 empty] | AED |  |  |  |  | Citywalk Plot 5.11 Main Works Contract BOQ (1).xlsx |  |  |  | CITYWALK PHASE-05, PLOT 5.11 | Residential | CITYWALK RESIDENTIAL 1 LLC
1677 |  | Page 2/Q/17 |  |  |  | 106881 | [8 empty] | AED |  |  |  |  | Citywalk Plot 5.11 Main Works Contract BOQ (1).xlsx |  |  |  | CITYWALK PHASE-05, PLOT 5.11 | Residential | CITYWALK RESIDENTIAL 1 LLC
1679 |  | Page 2/Q/18 |  |  |  | 637567 | [8 empty] | AED |  |  |  |  | Citywalk Plot 5.11 Main Works Contract BOQ (1).xlsx |  |  |  | CITYWALK PHASE-05, PLOT 5.11 | Residential | CITYWALK RESIDENTIAL 1 LLC
1681 |  | Page 2/Q/19 |  |  |  | 6997 | [8 empty] | AED |  |  |  |  | Citywalk Plot 5.11 Main Works Contract BOQ (1).xlsx |  |  |  | CITYWALK PHASE-05, PLOT 5.11 | Residential | CITYWALK RESIDENTIAL 1 LLC
1683 |  | Page 2/Q/20 |  |  |  | 149500 | [8 empty] | AED |  |  |  |  | Citywalk Plot 5.11 Main Works Contract BOQ (1).xlsx |  |  |  | CITYWALK PHASE-05, PLOT 5.11 | Residential | CITYWALK RESIDENTIAL 1 LLC
1685 |  | Page 2/Q/21 |  |  |  | 107485 | [8 empty] | AED |  |  |  |  | Citywalk Plot 5.11 Main Works Contract BOQ (1).xlsx |  |  |  | CITYWALK PHASE-05, PLOT 5.11 | Residential | CITYWALK RESIDENTIAL 1 LLC
1687 |  | Page 2/Q/22 |  |  |  | 86247 | [8 empty] | AED |  |  |  |  | Citywalk Plot 5.11 Main Works Contract BOQ (1).xlsx |  |  |  | CITYWALK PHASE-05, PLOT 5.11 | Residential | CITYWALK RESIDENTIAL 1 LLC
1690 |  |  |  | Carried Forward AED |  | 3388162 | [8 empty] | AED |  |  |  |  | Citywalk Plot 5.11 Main Works Contract BOQ (1).xlsx |  |  |  | CITYWALK PHASE-05, PLOT 5.11 | Residential | CITYWALK RESIDENTIAL 1 LLC
1693 |  | COLLECTION | [12 empty] | AED |  |  |  |  | Citywalk Plot 5.11 Main Works Contract BOQ (1).xlsx |  |  |  | CITYWALK PHASE-05, PLOT 5.11 | Residential | CITYWALK RESIDENTIAL 1 LLC
1695 |  | Brought Forward |  |  |  | 3388162 | [8 empty] | AED |  |  |  |  | Citywalk Plot 5.11 Main Works Contract BOQ (1).xlsx |  |  |  | CITYWALK PHASE-05, PLOT 5.11 | Residential | CITYWALK RESIDENTIAL 1 LLC
1697 |  | Page 2/Q/23 |  |  |  | 53403 | [8 empty] | AED |  |  |  |  | Citywalk Plot 5.11 Main Works Contract BOQ (1).xlsx |  |  |  | CITYWALK PHASE-05, PLOT 5.11 | Residential | CITYWALK RESIDENTIAL 1 LLC
1699 |  | Page 2/Q/24 |  |  |  | 59479 | [8 empty] | AED |  |  |  |  | Citywalk Plot 5.11 Main Works Contract BOQ (1).xlsx |  |  |  | CITYWALK PHASE-05, PLOT 5.11 | Residential | CITYWALK RESIDENTIAL 1 LLC
1701 |  | Page 2/Q/25 |  |  |  | 25360 | [8 empty] | AED |  |  |  |  | Citywalk Plot 5.11 Main Works Contract BOQ (1).xlsx |  |  |  | CITYWALK PHASE-05, PLOT 5.11 | Residential | CITYWALK RESIDENTIAL 1 LLC
1703 |  | Page 2/Q/26 |  |  |  | 137147 | [8 empty] | AED |  |  |  |  | Citywalk Plot 5.11 Main Works Contract BOQ (1).xlsx |  |  |  | CITYWALK PHASE-05, PLOT 5.11 | Residential | CITYWALK RESIDENTIAL 1 LLC
1705 |  | Page 2/Q/27 |  |  |  | 157813 | [8 empty] | AED |  |  |  |  | Citywalk Plot 5.11 Main Works Contract BOQ (1).xlsx |  |  |  | CITYWALK PHASE-05, PLOT 5.11 | Residential | CITYWALK RESIDENTIAL 1 LLC
1707 |  | Page 2/Q/28 |  |  |  | 959090 | [8 empty] | AED |  |  |  |  | Citywalk Plot 5.11 Main Works Contract BOQ (1).xlsx |  |  |  | CITYWALK PHASE-05, PLOT 5.11 | Residential | CITYWALK RESIDENTIAL 1 LLC
1709 |  | Page 2/Q/29 |  |  |  | 14490 | [8 empty] | AED |  |  |  |  | Citywalk Plot 5.11 Main Works Contract BOQ (1).xlsx |  |  |  | CITYWALK PHASE-05, PLOT 5.11 | Residential | CITYWALK RESIDENTIAL 1 LLC
1711 |  | Page 2/Q/30 |  |  |  | 69671 | [8 empty] | AED |  |  |  |  | Citywalk Plot 5.11 Main Works Contract BOQ (1).xlsx |  |  |  | CITYWALK PHASE-05, PLOT 5.11 | Residential | CITYWALK RESIDENTIAL 1 LLC
1713 |  | Page 2/Q/31 |  |  |  | 94132 | [8 empty] | AED |  |  |  |  | Citywalk Plot 5.11 Main Works Contract BOQ (1).xlsx |  |  |  | CITYWALK PHASE-05, PLOT 5.11 | Residential | CITYWALK RESIDENTIAL 1 LLC
1715 |  | Page 2/Q/32 |  |  |  | 288968 | [8 empty] | AED |  |  |  |  | Citywalk Plot 5.11 Main Works Contract BOQ (1).xlsx |  |  |  | CITYWALK PHASE-05, PLOT 5.11 | Residential | CITYWALK RESIDENTIAL 1 LLC
1717 |  | Page 2/Q/33 |  |  |  | 89557 | [8 empty] | AED |  |  |  |  | Citywalk Plot 5.11 Main Works Contract BOQ (1).xlsx |  |  |  | CITYWALK PHASE-05, PLOT 5.11 | Residential | CITYWALK RESIDENTIAL 1 LLC
1719 |  | Page 2/Q/34 |  |  |  | 582147 | [8 empty] | AED |  |  |  |  | Citywalk Plot 5.11 Main Works Contract BOQ (1).xlsx |  |  |  | CITYWALK PHASE-05, PLOT 5.11 | Residential | CITYWALK RESIDENTIAL 1 LLC
1721 |  | Page 2/Q/35 |  |  |  | 114107 | [8 empty] | AED |  |  |  |  | Citywalk Plot 5.11 Main Works Contract BOQ (1).xlsx |  |  |  | CITYWALK PHASE-05, PLOT 5.11 | Residential | CITYWALK RESIDENTIAL 1 LLC
1723 |  | Page 2/Q/36 |  |  |  | 44924 | [8 empty] | AED |  |  |  |  | Citywalk Plot 5.11 Main Works Contract BOQ (1).xlsx |  |  |  | CITYWALK PHASE-05, PLOT 5.11 | Residential | CITYWALK RESIDENTIAL 1 LLC
1725 |  | Page 2/Q/37 |  |  |  | 4198 | [8 empty] | AED |  |  |  |  | Citywalk Plot 5.11 Main Works Contract BOQ (1).xlsx |  |  |  | CITYWALK PHASE-05, PLOT 5.11 | Residential | CITYWALK RESIDENTIAL 1 LLC
1727 |  | Page 2/Q/38 |  |  |  | 332515 | [8 empty] | AED |  |  |  |  | Citywalk Plot 5.11 Main Works Contract BOQ (1).xlsx |  |  |  | CITYWALK PHASE-05, PLOT 5.11 | Residential | CITYWALK RESIDENTIAL 1 LLC
1729 |  | Page 2/Q/39 |  |  |  | 0 | [8 empty] | AED |  |  |  |  | Citywalk Plot 5.11 Main Works Contract BOQ (1).xlsx |  |  |  | CITYWALK PHASE-05, PLOT 5.11 | Residential | CITYWALK RESIDENTIAL 1 LLC
1740 |  |  |  | Carried To Summary AED |  | 6415163 | [8 empty] | AED |  |  |  |  | Citywalk Plot 5.11 Main Works Contract BOQ (1).xlsx |  |  |  | CITYWALK PHASE-05, PLOT 5.11 | Residential | CITYWALK RESIDENTIAL 1 LLC
Items coded: 383 · Auto ✓: 266 · Flagged ⚠: 117 · Auto rate: 69%

## 2R
Citywalk Plot 5.11 Main Works Contract BOQ (1) · 2R
A–G = original bill data · H–S = POMI + NRM coding · T–AB = project metadata · ✓ ≥85% · ⚠ <85% = review
Row | REF | Description | Qty | Unit | Rate | Amount | POMI Section | Code 1 | Code 2 | Code 3 | POMI Sub Section | NRM | NRM Description | Measurement | Currency | Conf% | Stage | Flag | ACTION | BATCH | Country | City | Asset | Project | Type | Employer | Contract Type
▸ ELECTRICAL ENGINEERING INSTALLATIONS
▸ POWER SYSTEM INSTALLATIONS
▸ Note: Refer to the following:
▸ 1. Specification;
▸ DHRE0017-GCE-XX-XX-SPC-MEP-108004_MEP Specs Part II - Electrical services Division-26
▸ 2. Drawings;
▸ DWG-EP-101016 to 101019
▸ PLN-EP-101001 to 101009
▸ Mains and Sub-mains Installations
▸ Low voltage cables including earth connectivity conductor, lugs, termination glands, fixings and all ancillary works as necessary
▸ 2 x 4C 300mm2 XLPE/SWA/PVC/CU + 2 x 1C 150mm2 PVC/CU. As ECC
26 | A | LV Panel -1 to 300kVAR Capacitor bank panel | 17 | m | 2463 | 41871 | R — Electrical Engineering Installations | R | R05 | R0502 | R5 Accessories | 5.08 | Electrical Installations – LV Power Distribution & Panels | Nr | AED | 85 | AI | ✓ |  | Citywalk Plot 5.11 Main Works Contract BOQ (1).xlsx |  |  |  | CITYWALK PHASE-05, PLOT 5.11 | Residential | CITYWALK RESIDENTIAL 1 LLC
28 | B | LV Panel -2 to 350kVAR Capacitor bank panel | 17 | m | 2463 | 41871 | R — Electrical Engineering Installations | R | R05 | R0502 | R5 Accessories | 5.08 | Electrical Installations – LV Power Distribution & Panels | Nr | AED | 85 | AI | ✓ |  | Citywalk Plot 5.11 Main Works Contract BOQ (1).xlsx |  |  |  | CITYWALK PHASE-05, PLOT 5.11 | Residential | CITYWALK RESIDENTIAL 1 LLC
30 | C | LV Panel -3 to 350kVAR Capacitor bank panel | 17 | m | 2463 | 41871 | R — Electrical Engineering Installations | R | R05 | R0502 | R5 Accessories | 5.08 | Electrical Installations – LV Power Distribution & Panels | Nr | AED | 85 | AI | ✓ |  | Citywalk Plot 5.11 Main Works Contract BOQ (1).xlsx |  |  |  | CITYWALK PHASE-05, PLOT 5.11 | Residential | CITYWALK RESIDENTIAL 1 LLC
▸ 4C 300mm2 XLPE/SWA/PVC/CU + 1C 150mm2 PVC/CU. As ECC
34 | D | LV Panel -3 to SMDB-RETAIL | 84 | m | 1117 | 93828 | R — Electrical Engineering Installations | R | R05 | R0501 | R5 Accessories | 5.08 | Electrical Installations – LV Power Distribution & Cabling | m | AED | 82 | AI | ⚠ |  | Citywalk Plot 5.11 Main Works Contract BOQ (1).xlsx |  |  |  | CITYWALK PHASE-05, PLOT 5.11 | Residential | CITYWALK RESIDENTIAL 1 LLC
▸ 3 x 4C 240mm2 XLPE/SWA/PVC/CU + 3 x 1C 120mm2 PVC/CU. As ECC
38 | E | LV Panel -3 to EMDB | 22 | m | 2796 | 61512 | R — Electrical Engineering Installations | R | R05 | R0501 | R5 Accessories | 5.08 | Electrical Installations – LV Power Distribution & Cabling | m | AED | 82 | AI | ⚠ |  | Citywalk Plot 5.11 Main Works Contract BOQ (1).xlsx |  |  |  | CITYWALK PHASE-05, PLOT 5.11 | Residential | CITYWALK RESIDENTIAL 1 LLC
▸ 2 x 4C 185mm2 XLPE/SWA/PVC/CU + 2 x 1C 95mm2 ECC
42 | F | LV Panel -2 to SMDB-L2 | 43 | m | 1340 | 57620 | R — Electrical Engineering Installations | R | R05 | R0501 | R5 Accessories | 5.08 | Electrical Installations – LV Power Distribution & Cabling | m | AED | 82 | AI | ⚠ |  | Citywalk Plot 5.11 Main Works Contract BOQ (1).xlsx |  |  |  | CITYWALK PHASE-05, PLOT 5.11 | Residential | CITYWALK RESIDENTIAL 1 LLC
45 |  |  |  | To Collection AED |  | 338573 | [8 empty] | AED |  |  |  |  | Citywalk Plot 5.11 Main Works Contract BOQ (1).xlsx |  |  |  | CITYWALK PHASE-05, PLOT 5.11 | Residential | CITYWALK RESIDENTIAL 1 LLC
▸ POWER SYSTEM INSTALLATIONS (Cont'd)
51 | A | LV Panel -2 to SMDB-L3 | 43 | m | 1340 | 57620 | R — Electrical Engineering Installations | R | R05 | R0501 | R5 Accessories | 5.08 | Electrical Installations – LV Power Distribution & Cabling | m | AED | 75 | AI | ⚠ |  | Citywalk Plot 5.11 Main Works Contract BOQ (1).xlsx |  |  |  | CITYWALK PHASE-05, PLOT 5.11 | Residential | CITYWALK RESIDENTIAL 1 LLC
53 | B | LV Panel -2 to SMDB-L4 | 43 | m | 1340 | 57620 | R — Electrical Engineering Installations | R | R05 | R0501 | R5 Accessories | 5.08 | Electrical Installations – LV Power Distribution & Cabling | m | AED | 75 | AI | ⚠ |  | Citywalk Plot 5.11 Main Works Contract BOQ (1).xlsx |  |  |  | CITYWALK PHASE-05, PLOT 5.11 | Residential | CITYWALK RESIDENTIAL 1 LLC
▸ 4C 185mm2 XLPE/SWA/PVC/CU + 1C 95mm2 ECC
57 | C | LV Panel -2 to SMDB-L8 | 43 | m | 667 | 28681 | R — Electrical Engineering Installations | R | R05 | R0501 | R5 Accessories | 5.08 | Electrical Installations – LV Power Distribution & Cabling | m | AED | 82 | AI | ⚠ |  | Citywalk Plot 5.11 Main Works Contract BOQ (1).xlsx |  |  |  | CITYWALK PHASE-05, PLOT 5.11 | Residential | CITYWALK RESIDENTIAL 1 LLC
▸ 2 x 4C 150mm2 XLPE/SWA/PVC/CU + 2 x 1C 70mm2 ECC
61 | D | LV Panel -2 to SMDB-L5 | 43 | m | 1110 | 47730 | R — Electrical Engineering Installations | R | R05 | R0501 | R5 Accessories | 5.08 | Electrical Installations – LV Power Distribution & Cabling | m | AED | 82 | AI | ⚠ |  | Citywalk Plot 5.11 Main Works Contract BOQ (1).xlsx |  |  |  | CITYWALK PHASE-05, PLOT 5.11 | Residential | CITYWALK RESIDENTIAL 1 LLC
63 | E | LV Panel -2 to SMDB-L6 | 43 | m | 1110 | 47730 | R — Electrical Engineering Installations | R | R05 | R0501 | R5 Accessories | 5.08 | Electrical Installations – LV Power Distribution & Cabling | m | AED | 82 | AI | ⚠ |  | Citywalk Plot 5.11 Main Works Contract BOQ (1).xlsx |  |  |  | CITYWALK PHASE-05, PLOT 5.11 | Residential | CITYWALK RESIDENTIAL 1 LLC
65 | F | LV Panel -2 to SMDB-L7 | 43 | m | 1110 | 47730 | R — Electrical Engineering Installations | R | R05 | R0501 | R5 Accessories | 5.08 | Electrical Installations – LV Power Distribution & Cabling | m | AED | 82 | AI | ⚠ |  | Citywalk Plot 5.11 Main Works Contract BOQ (1).xlsx |  |  |  | CITYWALK PHASE-05, PLOT 5.11 | Residential | CITYWALK RESIDENTIAL 1 LLC
67 | G | LV Panel -3 to SMDB-L1 | 44 | m | 1110 | 48840 | R — Electrical Engineering Installations | R | R05 | R0501 | R5 Accessories | 5.08 | Electrical Installations – LV Power Distribution & Cabling | m | AED | 82 | AI | ⚠ |  | Citywalk Plot 5.11 Main Works Contract BOQ (1).xlsx |  |  |  | CITYWALK PHASE-05, PLOT 5.11 | Residential | CITYWALK RESIDENTIAL 1 LLC
▸ 4C 150mm2 XLPE/SWA/PVC/CU + 1C 70mm2 ECC
71 | H | LV Panel -3 to SMDB-LL-GF | 53 | m | 560 | 29680 | R — Electrical Engineering Installations | R | R05 | R0501 | R5 Accessories | 5.08 | Electrical Installations – LV Power Distribution & Cabling | m | AED | 82 | AI | ⚠ |  | Citywalk Plot 5.11 Main Works Contract BOQ (1).xlsx |  |  |  | CITYWALK PHASE-05, PLOT 5.11 | Residential | CITYWALK RESIDENTIAL 1 LLC
▸ 4C 95mm2 XLPE/SWA/PVC/CU + 1C 50mm2 ECC
75 | J | LV Panel -3 to SMDB-POOL | 53 | m | 366 | 19398 | R — Electrical Engineering Installations | R | R05 | R0501 | R5 Accessories | 5.08 | Electrical Installations – LV Power Distribution & Cabling | m | AED | 80 | AI | ⚠ |  | Citywalk Plot 5.11 Main Works Contract BOQ (1).xlsx |  |  |  | CITYWALK PHASE-05, PLOT 5.11 | Residential | CITYWALK RESIDENTIAL 1 LLC
77 | K | LV Panel -3 to SMDB-LL-RF | 44 | m | 366 | 16104 | R — Electrical Engineering Installations | R | R05 | R0501 | R5 Accessories | 5.08 | Electrical Installations – LV Power Distribution & Cabling | m | AED | 80 | AI | ⚠ |  | Citywalk Plot 5.11 Main Works Contract BOQ (1).xlsx |  |  |  | CITYWALK PHASE-05, PLOT 5.11 | Residential | CITYWALK RESIDENTIAL 1 LLC
79 | L | LV Panel -3 to SMDB-EV-CHARGER | 22 | m | 366 | 8052 | R — Electrical Engineering Installations | R | R05 | R0501 | R5 Accessories | 5.08 | Electrical Installations – LV Power Distribution & Cabling | m | AED | 80 | AI | ⚠ |  | Citywalk Plot 5.11 Main Works Contract BOQ (1).xlsx |  |  |  | CITYWALK PHASE-05, PLOT 5.11 | Residential | CITYWALK RESIDENTIAL 1 LLC
81 | M | LV Panel -3 to MCC-CHWP | 44 | m | 366 | 16104 | R — Electrical Engineering Installations | R | R05 | R0501 | R5 Accessories | 5.08 | Electrical Installations – LV Power Distribution & Cabling | m | AED | 80 | AI | ⚠ |  | Citywalk Plot 5.11 Main Works Contract BOQ (1).xlsx |  |  |  | CITYWALK PHASE-05, PLOT 5.11 | Residential | CITYWALK RESIDENTIAL 1 LLC
▸ 4C 25mm2 XLPE/SWA/PVC/CU + 1C 16mm2 ECC
85 | N | SMDB-LL-GF to DB-LL-L1 | 9 | m | 123 | 1107 | R — Electrical Engineering Installations | R | R05 | R0501 | R5 Accessories | 5.08 | Electrical Installations – LV Power Distribution & Cabling | m | AED | 78 | AI | ⚠ |  | Citywalk Plot 5.11 Main Works Contract BOQ (1).xlsx |  |  |  | CITYWALK PHASE-05, PLOT 5.11 | Residential | CITYWALK RESIDENTIAL 1 LLC
87 | P | ESMDB-GF to EDB-MTR | 42 | m | 123 | 5166 | R — Electrical Engineering Installations | R | R05 | R0501 | R5 Accessories | 5.08 | Electrical Installations – LV Power Distribution & Cabling | m | AED | 78 | AI | ⚠ |  | Citywalk Plot 5.11 Main Works Contract BOQ (1).xlsx |  |  |  | CITYWALK PHASE-05, PLOT 5.11 | Residential | CITYWALK RESIDENTIAL 1 LLC
90 |  |  |  | To Collection AED |  | 431562 | [8 empty] | AED |  |  |  |  | Citywalk Plot 5.11 Main Works Contract BOQ (1).xlsx |  |  |  | CITYWALK PHASE-05, PLOT 5.11 | Residential | CITYWALK RESIDENTIAL 1 LLC
▸ POWER SYSTEM INSTALLATIONS (Cont'd)
96 | A | SMDB-POOL to 80A TPN ISOL (ADULT SWIMMING POOL) | 44 | m | 123 | 5412 | R — Electrical Engineering Installations | R | R05 | R0501 | R5 Accessories | 5.08 | Electrical Installations – LV Power Distribution & Cabling | m | AED | 75 | AI | ⚠ |  | Citywalk Plot 5.11 Main Works Contract BOQ (1).xlsx |  |  |  | CITYWALK PHASE-05, PLOT 5.11 | Residential | CITYWALK RESIDENTIAL 1 LLC
▸ 4C 16mm2 XLPE/SWA/PVC/CU + 1C 16mm2 ECC
100 | B | LV Panel -3 to SMDB-LL-BF | 70 | m | 92 | 6440 | R — Electrical Engineering Installations | R | R05 | R0501 | R5 Accessories | 5.08 | Electrical Installations – LV Power Distribution & Cabling | m | AED | 78 | AI | ⚠ |  | Citywalk Plot 5.11 Main Works Contract BOQ (1).xlsx |  |  |  | CITYWALK PHASE-05, PLOT 5.11 | Residential | CITYWALK RESIDENTIAL 1 LLC
102 | C | SMDB-LL-GF to DB-LL-GF | 17 | m | 92 | 1564 | R — Electrical Engineering Installations | R | R05 | R0501 | R5 Accessories | 5.08 | Electrical Installations – LV Power Distribution & Cabling | m | AED | 78 | AI | ⚠ |  | Citywalk Plot 5.11 Main Works Contract BOQ (1).xlsx |  |  |  | CITYWALK PHASE-05, PLOT 5.11 | Residential | CITYWALK RESIDENTIAL 1 LLC
104 | D | ESMDB-GF to UDB-SECURITY | 27 | m | 92 | 2484 | R — Electrical Engineering Installations | R | R05 | R0501 | R5 Accessories | 5.08 | Electrical Installations – LV Power Distribution & Cabling | m | AED | 78 | AI | ⚠ |  | Citywalk Plot 5.11 Main Works Contract BOQ (1).xlsx |  |  |  | CITYWALK PHASE-05, PLOT 5.11 | Residential | CITYWALK RESIDENTIAL 1 LLC
106 | E | SMDB-EV-CHARGER to 40A TPN ISOL (EV-CHARGER-1) | 28 | m | 92 | 2576 | R — Electrical Engineering Installations | R | R05 | R0501 | R5 Accessories | 5.08 | Electrical Installations – LV Power Distribution & Cabling | m | AED | 78 | AI | ⚠ |  | Citywalk Plot 5.11 Main Works Contract BOQ (1).xlsx |  |  |  | CITYWALK PHASE-05, PLOT 5.11 | Residential | CITYWALK RESIDENTIAL 1 LLC
108 | F | SMDB-EV-CHARGER to 40A TPN ISOL (EV-CHARGER-2) | 31 | m | 92 | 2852 | R — Electrical Engineering Installations | R | R05 | R0501 | R5 Accessories | 5.08 | Electrical Installations – LV Power Distribution & Cabling | m | AED | 78 | AI | ⚠ |  | Citywalk Plot 5.11 Main Works Contract BOQ (1).xlsx |  |  |  | CITYWALK PHASE-05, PLOT 5.11 | Residential | CITYWALK RESIDENTIAL 1 LLC
110 | G | SMDB-EV-CHARGER to 40A TPN ISOL (EV-CHARGER-3) | 42 | m | 92 | 3864 | R — Electrical Engineering Installations | R | R05 | R0501 | R5 Accessories | 5.08 | Electrical Installations – LV Power Distribution & Cabling | m | AED | 78 | AI | ⚠ |  | Citywalk Plot 5.11 Main Works Contract BOQ (1).xlsx |  |  |  | CITYWALK PHASE-05, PLOT 5.11 | Residential | CITYWALK RESIDENTIAL 1 LLC
112 | H | SMDB-EV-CHARGER to 40A TPN ISOL (EV-CHARGER-4) | 50 | m | 92 | 4600 | R — Electrical Engineering Installations | R | R05 | R0501 | R5 Accessories | 5.08 | Electrical Installations – LV Power Distribution & Cabling | m | AED | 78 | AI | ⚠ |  | Citywalk Plot 5.11 Main Works Contract BOQ (1).xlsx |  |  |  | CITYWALK PHASE-05, PLOT 5.11 | Residential | CITYWALK RESIDENTIAL 1 LLC
114 | J | SMDB-POOL to 40A TPN ISOL (WATER FEATURE) | 36 | m | 92 | 3312 | N — Special Construction | N | N01 | N0101 | N1 Generally | 5.13 | Specialist Installations | Enumerated (nr), Item | AED | 61 | Fuzzy | ⚠ |  | Citywalk Plot 5.11 Main Works Contract BOQ (1).xlsx |  |  |  | CITYWALK PHASE-05, PLOT 5.11 | Residential | CITYWALK RESIDENTIAL 1 LLC
116 | K | SMDB-POOL to 80A TPN ISOL (KIDS POOL) | 46 | m | 92 | 4232 | R — Electrical Engineering Installations | R | R05 | R0501 | R5 Accessories | 5.08 | Electrical Installations – LV Power Distribution & Cabling | m | AED | 78 | AI | ⚠ |  | Citywalk Plot 5.11 Main Works Contract BOQ (1).xlsx |  |  |  | CITYWALK PHASE-05, PLOT 5.11 | Residential | CITYWALK RESIDENTIAL 1 LLC
▸ 4C 10mm2 XLPE/SWA/PVC/CU + 1C 10mm2 ECC
120 | L | LV Panel -3 to DB-SS | 51 | m | 66 | 3366 | R — Electrical Engineering Installations | R | R05 | R0501 | R5 Accessories | 5.08 | Electrical Installations – LV Power Distribution & Cabling | m | AED | 76 | AI | ⚠ |  | Citywalk Plot 5.11 Main Works Contract BOQ (1).xlsx |  |  |  | CITYWALK PHASE-05, PLOT 5.11 | Residential | CITYWALK RESIDENTIAL 1 LLC
122 | M | SMDB-LL-GF to DB-LL-L3 | 9 | m | 66 | 594 | R — Electrical Engineering Installations | R | R05 | R0501 | R5 Accessories | 5.08 | Electrical Installations – LV Power Distribution & Cabling | m | AED | 76 | AI | ⚠ |  | Citywalk Plot 5.11 Main Works Contract BOQ (1).xlsx |  |  |  | CITYWALK PHASE-05, PLOT 5.11 | Residential | CITYWALK RESIDENTIAL 1 LLC
124 | N | SMDB-LL-GF to DB-LL-L6 | 9 | m | 66 | 594 | R — Electrical Engineering Installations | R | R05 | R0501 | R5 Accessories | 5.08 | Electrical Installations – LV Power Distribution & Cabling | m | AED | 76 | AI | ⚠ |  | Citywalk Plot 5.11 Main Works Contract BOQ (1).xlsx |  |  |  | CITYWALK PHASE-05, PLOT 5.11 | Residential | CITYWALK RESIDENTIAL 1 LLC
126 | P | SMDB-LL-GF to DB-GYM | 9 | m | 66 | 594 | R — Electrical Engineering Installations | R | R05 | R0501 | R5 Accessories | 5.08 | Electrical Installations – LV Power Distribution & Cabling | m | AED | 76 | AI | ⚠ |  | Citywalk Plot 5.11 Main Works Contract BOQ (1).xlsx |  |  |  | CITYWALK PHASE-05, PLOT 5.11 | Residential | CITYWALK RESIDENTIAL 1 LLC
128 | Q | SMDB-LL-GF to DB-FAÇADE | 58 | m | 66 | 3828 | R — Electrical Engineering Installations | R | R05 | R0501 | R5 Accessories | 5.08 | Electrical Installations – LV Power Distribution & Cabling | m | AED | 76 | AI | ⚠ |  | Citywalk Plot 5.11 Main Works Contract BOQ (1).xlsx |  |  |  | CITYWALK PHASE-05, PLOT 5.11 | Residential | CITYWALK RESIDENTIAL 1 LLC
130 | R | SMDB-LL-GF to DB-LANDSCAPE | 57 | m | 66 | 3762 | R — Electrical Engineering Installations | R | R05 | R0501 | R5 Accessories | 5.08 | Electrical Installations – LV Power Distribution & Cabling | m | AED | 76 | AI | ⚠ |  | Citywalk Plot 5.11 Main Works Contract BOQ (1).xlsx |  |  |  | CITYWALK PHASE-05, PLOT 5.11 | Residential | CITYWALK RESIDENTIAL 1 LLC
133 |  |  |  | To Collection AED |  | 50074 | [8 empty] | AED |  |  |  |  | Citywalk Plot 5.11 Main Works Contract BOQ (1).xlsx |  |  |  | CITYWALK PHASE-05, PLOT 5.11 | Residential | CITYWALK RESIDENTIAL 1 LLC
▸ POWER SYSTEM INSTALLATIONS (Cont'd)
139 | A | SMDB-LL-BF to DB-LL-BF | 7 | m | 66 | 462 | R — Electrical Engineering Installations | R | R05 | R0501 | R5 Accessories | 5.08 | Electrical Installations – LV Power Distribution & Cabling | m | AED | 75 | AI | ⚠ |  | Citywalk Plot 5.11 Main Works Contract BOQ (1).xlsx |  |  |  | CITYWALK PHASE-05, PLOT 5.11 | Residential | CITYWALK RESIDENTIAL 1 LLC
141 | B | ESMDB-BF to 40A TPN ISOL (Transfer pump) | 19 | m | 66 | 1254 | Q — Mechanical Engineering Installations | Q | Q06 | Q0601 | Q6 Connections to supply mains | 5.06 | Mechanical Engineering Installations | Length (m), Weight (t), Area (m²), Enumerated (nr), Item | AED | 61 | Fuzzy | ⚠ |  | Citywalk Plot 5.11 Main Works Contract BOQ (1).xlsx |  |  |  | CITYWALK PHASE-05, PLOT 5.11 | Residential | CITYWALK RESIDENTIAL 1 LLC
143 | C | ESMDB-GF to 20A TPN ISOL (CU-SECURITY) | 36 | m | 66 | 2376 | R — Electrical Engineering Installations | R | R05 | R0501 | R5 Accessories | 5.08 | Electrical Installations – LV Power Distribution & Cabling | m | AED | 75 | AI | ⚠ |  | Citywalk Plot 5.11 Main Works Contract BOQ (1).xlsx |  |  |  | CITYWALK PHASE-05, PLOT 5.11 | Residential | CITYWALK RESIDENTIAL 1 LLC
145 | D | SMDB-LL-GF to 63A TPN ISOL (Provision for lawn and future events) | 1 | Item | 3297 | 3297 | R — Electrical Engineering Installations | R | R05 | R0501 | R5 Accessories | 5.08 | Electrical Installations – LV Power Distribution & Cabling | m | AED | 75 | AI | ⚠ |  | Citywalk Plot 5.11 Main Works Contract BOQ (1).xlsx |  |  |  | CITYWALK PHASE-05, PLOT 5.11 | Residential | CITYWALK RESIDENTIAL 1 LLC
▸ 4C 6mm2 XLPE/SWA/PVC/CU + 1C 6mm2 ECC
149 | E | SMDB-LL-GF to 32A TPN ISOL (Garbage compactor) | 44 | m | 49 | 2156 | R — Electrical Engineering Installations | R | R05 | R0501 | R5 Accessories | 5.08 | Electrical Installations – LV Power Distribution & Cabling | m | AED | 76 | AI | ⚠ |  | Citywalk Plot 5.11 Main Works Contract BOQ (1).xlsx |  |  |  | CITYWALK PHASE-05, PLOT 5.11 | Residential | CITYWALK RESIDENTIAL 1 LLC
151 | F | SMDB-LL-BF to 20A TPN ISOL (Irrigation pump) | 35 | m | 49 | 1715 | Q — Mechanical Engineering Installations | Q | Q07 | Q0702 | Q7 Insulation, including linings and protective coverings | 5.06 | Mechanical Engineering Installations | Length (m), Weight (t), Area (m²), Enumerated (nr), Item | AED | 62 | Fuzzy | ⚠ |  | Citywalk Plot 5.11 Main Works Contract BOQ (1).xlsx |  |  |  | CITYWALK PHASE-05, PLOT 5.11 | Residential | CITYWALK RESIDENTIAL 1 LLC
153 | G | ESMDB-BF to 40A TPN ISOL (Sump pump) | 9 | m | 49 | 441 | Q — Mechanical Engineering Installations | Q | Q07 | Q0702 | Q7 Insulation, including linings and protective coverings | 5.06 | Mechanical Engineering Installations | Length (m), Weight (t), Area (m²), Enumerated (nr), Item | AED | 61 | Fuzzy | ⚠ |  | Citywalk Plot 5.11 Main Works Contract BOQ (1).xlsx |  |  |  | CITYWALK PHASE-05, PLOT 5.11 | Residential | CITYWALK RESIDENTIAL 1 LLC
155 | H | ESMDB-BF to 20A TPN ISOL (Lift sump pump) | 33 | m | 49 | 1617 | R — Electrical Engineering Installations | R | R05 | R0501 | R5 Accessories | 5.08 | Electrical Installations – LV Power Distribution & Cabling | m | AED | 76 | AI | ⚠ |  | Citywalk Plot 5.11 Main Works Contract BOQ (1).xlsx |  |  |  | CITYWALK PHASE-05, PLOT 5.11 | Residential | CITYWALK RESIDENTIAL 1 LLC
157 | J | ESMDB-BF to 20A TPN ISOL (Circulation pump) | 23 | m | 49 | 1127 | Q — Mechanical Engineering Installations | Q | Q03 | Q0303 | Q3 Ductwork | 5.06 | Mechanical Engineering Installations | Length (m), Weight (t), Area (m²), Enumerated (nr), Item | AED | 65 | Fuzzy | ⚠ |  | Citywalk Plot 5.11 Main Works Contract BOQ (1).xlsx |  |  |  | CITYWALK PHASE-05, PLOT 5.11 | Residential | CITYWALK RESIDENTIAL 1 LLC
▸ 4C 4mm2 XLPE/SWA/PVC/CU + 1C 4mm2 ECC
161 | K | ESMDB-GF to CU-DX-SECURITY | 1 | Item | 2083 | 2083 | R — Electrical Engineering Installations | R | R05 | R0502 | R5 Accessories | 5.08 | Electrical Installations – Power Distribution Cables | Length (m) | AED | 85 | AI | ✓ |  | Citywalk Plot 5.11 Main Works Contract BOQ (1).xlsx |  |  |  | CITYWALK PHASE-05, PLOT 5.11 | Residential | CITYWALK RESIDENTIAL 1 LLC
▸ Fire rated cables; including fixings, supports, terminations, accessories and all ancillary works as necessary
▸ 4C 300mm2 XLPE/SWA/PVC/CU(FIRE RATED) + 1C 150mm2 ECC(FIRE RATED)
167 | L | LV Panel -3 to 400A TPN ISOL (Fire pump) | 80 | m | 1310 | 104800 | Q — Mechanical Engineering Installations | Q | Q07 | Q0702 | Q7 Insulation, including linings and protective coverings | 5.06 | Mechanical Engineering Installations | Length (m), Weight (t), Area (m²), Enumerated (nr), Item | AED | 63 | Fuzzy | ⚠ |  | Citywalk Plot 5.11 Main Works Contract BOQ (1).xlsx |  |  |  | CITYWALK PHASE-05, PLOT 5.11 | Residential | CITYWALK RESIDENTIAL 1 LLC
▸ 3 x 4C 240mm2 XLPE/SWA/CU(FIRE RATED) + 3 x 1C 120mm2 ECC(FIRE RATED)
171 | M | Generator to EMDB | 42 | m | 3174 | 133308 | R — Electrical Engineering Installations | R | R05 | R0502 | R5 Accessories | 5.08 | Electrical Installations – Power Distribution Cables | Length (m) | AED | 90 | AI | ✓ |  | Citywalk Plot 5.11 Main Works Contract BOQ (1).xlsx |  |  |  | CITYWALK PHASE-05, PLOT 5.11 | Residential | CITYWALK RESIDENTIAL 1 LLC
175 |  |  |  | To Collection AED |  | 254636 | [8 empty] | AED |  |  |  |  | Citywalk Plot 5.11 Main Works Contract BOQ (1).xlsx |  |  |  | CITYWALK PHASE-05, PLOT 5.11 | Residential | CITYWALK RESIDENTIAL 1 LLC
▸ POWER SYSTEM INSTALLATIONS (Cont'd)
▸ 2 X 4C 150mm2 XLPE/SWA/CU(FIRE RATED) + 2 x 1C 70mm2 ECC(FIRE RATED)
183 | A | EMDB to ESMDB-GF | 51 | m | 1338 | 68238 | R — Electrical Engineering Installations | R | R05 | R0502 | R5 Accessories | 5.08 | Electrical Installations – Power Distribution Cables | Length (m) | AED | 88 | AI | ✓ |  | Citywalk Plot 5.11 Main Works Contract BOQ (1).xlsx |  |  |  | CITYWALK PHASE-05, PLOT 5.11 | Residential | CITYWALK RESIDENTIAL 1 LLC
▸ 4C 70mm2 XLPE/SWA/CU(FIRE RATED) + 1C 35mm2 ECC(FIRE RATED)
187 | B | EMDB to ESMDB-RF | 41 | m | 335 | 13735 | R — Electrical Engineering Installations | R | R05 | R0502 | R5 Accessories | 5.08 | Electrical Installations – Power Distribution Cables | Length (m) | AED | 88 | AI | ✓ |  | Citywalk Plot 5.11 Main Works Contract BOQ (1).xlsx |  |  |  | CITYWALK PHASE-05, PLOT 5.11 | Residential | CITYWALK RESIDENTIAL 1 LLC
▸ 4C 50mm2 XLPE/SWA/CU(FIRE RATED) + 1C 25mm2 ECC(FIRE RATED)
191 | C | EMDB to EMCC-GF-1(FLS) | 20 | m | 255 | 5100 | R — Electrical Engineering Installations | R | R05 | R0502 | R5 Accessories | 5.08 | Electrical Installations – Power Distribution Cables | Length (m) | AED | 87 | AI | ✓ |  | Citywalk Plot 5.11 Main Works Contract BOQ (1).xlsx |  |  |  | CITYWALK PHASE-05, PLOT 5.11 | Residential | CITYWALK RESIDENTIAL 1 LLC
▸ 4C 35mm2 XLPE/SWA/PVC/CU(FIRE RATED) + 1C 16mm2 ECC(FIRE RATED)
195 | D | EMDB to ESMDB-BF | 62 | m | 183 | 11346 | R — Electrical Engineering Installations | R | R05 | R0502 | R5 Accessories | 5.08 | Electrical Installations – Power Distribution Cables | Length (m) | AED | 87 | AI | ✓ |  | Citywalk Plot 5.11 Main Works Contract BOQ (1).xlsx |  |  |  | CITYWALK PHASE-05, PLOT 5.11 | Residential | CITYWALK RESIDENTIAL 1 LLC
▸ 4C 25mm2 XLPE/SWA/CU(FIRE RATED) + 1C 16mm2 ECC(FIRE RATED)
199 | E | ESMDB-GF to 80A TPN ISOL (CPEF-1) | 59 | m | 150 | 8850 | R — Electrical Engineering Installations | R | R05 | R0502 | R5 Accessories | 5.08 | Electrical Installations – Power Distribution Cables | Length (m) | AED | 86 | AI | ✓ |  | Citywalk Plot 5.11 Main Works Contract BOQ (1).xlsx |  |  |  | CITYWALK PHASE-05, PLOT 5.11 | Residential | CITYWALK RESIDENTIAL 1 LLC
201 | F | ESMDB-GF to 80A TPN ISOL (CPEF-2) | 58 | m | 150 | 8700 | R — Electrical Engineering Installations | R | R05 | R0502 | R5 Accessories | 5.08 | Electrical Installations – Power Distribution Cables | Length (m) | AED | 86 | AI | ✓ |  | Citywalk Plot 5.11 Main Works Contract BOQ (1).xlsx |  |  |  | CITYWALK PHASE-05, PLOT 5.11 | Residential | CITYWALK RESIDENTIAL 1 LLC
203 | G | ESMDB-GF to EDB-L8 | 9 | m | 150 | 1350 | R — Electrical Engineering Installations | R | R05 | R0502 | R5 Accessories | 5.08 | Electrical Installations – Power Distribution Cables | Length (m) | AED | 86 | AI | ✓ |  | Citywalk Plot 5.11 Main Works Contract BOQ (1).xlsx |  |  |  | CITYWALK PHASE-05, PLOT 5.11 | Residential | CITYWALK RESIDENTIAL 1 LLC
▸ 4C 16mm2 XLPE/SWA/CU(FIRE RATED) + 1C 16mm2 ECC(FIRE RATED)
207 | H | EMDB to 63A TPN ISOL (Service fire man lift) | 41 | m | 116 | 4756 | R — Electrical Engineering Installations | R | R05 | R0502 | R5 Accessories | 5.08 | Electrical Installations – Power Distribution Cables | Length (m) | AED | 85 | AI | ✓ |  | Citywalk Plot 5.11 Main Works Contract BOQ (1).xlsx |  |  |  | CITYWALK PHASE-05, PLOT 5.11 | Residential | CITYWALK RESIDENTIAL 1 LLC
209 | J | EMCC-GF-1(FLS) to 63A TPN ISOL (CPMAF-01) | 25 | m | 116 | 2900 | R — Electrical Engineering Installations | R | R05 | R0502 | R5 Accessories | 5.08 | Electrical Installations – Power Distribution Cables | Length (m) | AED | 85 | AI | ✓ |  | Citywalk Plot 5.11 Main Works Contract BOQ (1).xlsx |  |  |  | CITYWALK PHASE-05, PLOT 5.11 | Residential | CITYWALK RESIDENTIAL 1 LLC
211 | K | EMCC-GF-1(FLS) to 63A TPN ISOL (CPMAF-02) | 28 | m | 116 | 3248 | R — Electrical Engineering Installations | R | R05 | R0502 | R5 Accessories | 5.08 | Electrical Installations – Power Distribution Cables | Length (m) | AED | 85 | AI | ✓ |  | Citywalk Plot 5.11 Main Works Contract BOQ (1).xlsx |  |  |  | CITYWALK PHASE-05, PLOT 5.11 | Residential | CITYWALK RESIDENTIAL 1 LLC
217 |  |  |  | To Collection AED |  | 128223 | [8 empty] | AED |  |  |  |  | Citywalk Plot 5.11 Main Works Contract BOQ (1).xlsx |  |  |  | CITYWALK PHASE-05, PLOT 5.11 | Residential | CITYWALK RESIDENTIAL 1 LLC
▸ POWER SYSTEM INSTALLATIONS (Cont'd)
▸ 4C 10mm2 XLPE/SWA/CU(FIRE RATED) + 1C 10mm2 ECC(FIRE RATED)
225 | A | ESMDB-BF to EDB-BF | 8 | m | 92 | 736 | R — Electrical Engineering Installations | R | R05 | R0502 | R5 Accessories | 5.08 | Electrical Installations – Power Distribution Cables | Length (m) | AED | 84 | AI | ⚠ |  | Citywalk Plot 5.11 Main Works Contract BOQ (1).xlsx |  |  |  | CITYWALK PHASE-05, PLOT 5.11 | Residential | CITYWALK RESIDENTIAL 1 LLC
227 | B | EMCC-GF-1(FLS) to 32A TPN ISOL (SPF-01) | 27 | m | 92 | 2484 | R — Electrical Engineering Installations | R | R05 | R0502 | R5 Accessories | 5.08 | Electrical Installations – Power Distribution Cables | Length (m) | AED | 84 | AI | ⚠ |  | Citywalk Plot 5.11 Main Works Contract BOQ (1).xlsx |  |  |  | CITYWALK PHASE-05, PLOT 5.11 | Residential | CITYWALK RESIDENTIAL 1 LLC
229 | C | EMCC-GF-1(FLS) to 32A TPN ISOL (SPF-02) | 24 | m | 92 | 2208 | R — Electrical Engineering Installations | R | R05 | R0502 | R5 Accessories | 5.08 | Electrical Installations – Power Distribution Cables | Length (m) | AED | 84 | AI | ⚠ |  | Citywalk Plot 5.11 Main Works Contract BOQ (1).xlsx |  |  |  | CITYWALK PHASE-05, PLOT 5.11 | Residential | CITYWALK RESIDENTIAL 1 LLC
231 | D | ESMDB-GF to EDB-FCC | 31 | m | 92 | 2852 | R — Electrical Engineering Installations | R | R05 | R0502 | R5 Accessories | 5.08 | Electrical Installations – Power Distribution Cables | Length (m) | AED | 85 | AI | ✓ |  | Citywalk Plot 5.11 Main Works Contract BOQ (1).xlsx |  |  |  | CITYWALK PHASE-05, PLOT 5.11 | Residential | CITYWALK RESIDENTIAL 1 LLC
233 | E | ESMDB-GF to EDB-GF | 18 | m | 92 | 1656 | R — Electrical Engineering Installations | R | R05 | R0502 | R5 Accessories | 5.08 | Electrical Installations – Power Distribution Cables | Length (m) | AED | 85 | AI | ✓ |  | Citywalk Plot 5.11 Main Works Contract BOQ (1).xlsx |  |  |  | CITYWALK PHASE-05, PLOT 5.11 | Residential | CITYWALK RESIDENTIAL 1 LLC
235 | F | ESMDB-GF to EDB-L2 | 9 | m | 92 | 828 | R — Electrical Engineering Installations | R | R05 | R0502 | R5 Accessories | 5.08 | Electrical Installations – Power Distribution Cables | Length (m) | AED | 85 | AI | ✓ |  | Citywalk Plot 5.11 Main Works Contract BOQ (1).xlsx |  |  |  | CITYWALK PHASE-05, PLOT 5.11 | Residential | CITYWALK RESIDENTIAL 1 LLC
237 | G | ESMDB-GF to EDB-L5 | 9 | m | 92 | 828 | R — Electrical Engineering Installations | R | R05 | R0502 | R5 Accessories | 5.08 | Electrical Installations – Power Distribution Cables | Length (m) | AED | 85 | AI | ✓ |  | Citywalk Plot 5.11 Main Works Contract BOQ (1).xlsx |  |  |  | CITYWALK PHASE-05, PLOT 5.11 | Residential | CITYWALK RESIDENTIAL 1 LLC
▸ 4C 6mm2 XLPE/SWA/CU(FIRE RATED) + 1C 6mm2 ECC(FIRE RATED)
241 | H | EMDB to 32A TPN ISOL (Jockey pump) | 75 | m | 71 | 5325 | Q — Mechanical Engineering Installations | Q | Q07 | Q0702 | Q7 Insulation, including linings and protective coverings | 5.06 | Mechanical Engineering Installations | Length (m), Weight (t), Area (m²), Enumerated (nr), Item | AED | 64 | Fuzzy | ⚠ |  | Citywalk Plot 5.11 Main Works Contract BOQ (1).xlsx |  |  |  | CITYWALK PHASE-05, PLOT 5.11 | Residential | CITYWALK RESIDENTIAL 1 LLC
243 | J | ESMDB-BF to 20A TPN ISOL (FPSF-01) | 18 | m | 71 | 1278 | R — Electrical Engineering Installations | R | R05 | R0502 | R5 Accessories | 5.08 | Electrical Installations – Power Distribution Cables | Length (m) | AED | 84 | AI | ⚠ |  | Citywalk Plot 5.11 Main Works Contract BOQ (1).xlsx |  |  |  | CITYWALK PHASE-05, PLOT 5.11 | Residential | CITYWALK RESIDENTIAL 1 LLC
245 | K | ESMDB-BF to 20A TPN ISOL (FPEF-01) | 18 | m | 71 | 1278 | R — Electrical Engineering Installations | R | R05 | R0502 | R5 Accessories | 5.08 | Electrical Installations – Power Distribution Cables | Length (m) | AED | 84 | AI | ⚠ |  | Citywalk Plot 5.11 Main Works Contract BOQ (1).xlsx |  |  |  | CITYWALK PHASE-05, PLOT 5.11 | Residential | CITYWALK RESIDENTIAL 1 LLC
▸ 4C 4mm2 XLPE/SWA/CU(FIRE RATED) + 1C 4mm2 ECC(FIRE RATED)
249 | L | ESMDB-BF to 20A TPN ISOL (Diesel pump) | 22 | m | 61 | 1342 | Q — Mechanical Engineering Installations | Q | Q06 | Q0601 | Q6 Connections to supply mains | 5.06 | Mechanical Engineering Installations | Length (m), Weight (t), Area (m²), Enumerated (nr), Item | AED | 62 | Fuzzy | ⚠ |  | Citywalk Plot 5.11 Main Works Contract BOQ (1).xlsx |  |  |  | CITYWALK PHASE-05, PLOT 5.11 | Residential | CITYWALK RESIDENTIAL 1 LLC
▸ Containment for sub-main and small power system; HDGI cable tray; including hangers, fittings, supports and all ancillary work as necessary
▸ Cable tray
255 | M | 150x50mm | 106 | m | 64 | 6784 | R — Electrical Engineering Installations | R | R05 | R0503 | R5 Accessories | 5.08 | Electrical Installations – Cable Management Systems | Length (m) | AED | 88 | AI | ✓ |  | Citywalk Plot 5.11 Main Works Contract BOQ (1).xlsx |  |  |  | CITYWALK PHASE-05, PLOT 5.11 | Residential | CITYWALK RESIDENTIAL 1 LLC
261 |  |  |  | To Collection AED |  | 27599 | [8 empty] | AED |  |  |  |  | Citywalk Plot 5.11 Main Works Contract BOQ (1).xlsx |  |  |  | CITYWALK PHASE-05, PLOT 5.11 | Residential | CITYWALK RESIDENTIAL 1 LLC
▸ POWER SYSTEM INSTALLATIONS (Cont'd)
267 | A | 200x50mm | 13 | m | 76 | 988 | R — Electrical Engineering Installations | R | R05 | R0503 | R5 Accessories | 5.08 | Electrical Installations – Cable Management Systems | Length (m) | AED | 88 | AI | ✓ |  | Citywalk Plot 5.11 Main Works Contract BOQ (1).xlsx |  |  |  | CITYWALK PHASE-05, PLOT 5.11 | Residential | CITYWALK RESIDENTIAL 1 LLC
269 | B | 300x50mm | 164 | m | 111 | 18204 | R — Electrical Engineering Installations | R | R05 | R0503 | R5 Accessories | 5.08 | Electrical Installations – Cable Management Systems | Length (m) | AED | 88 | AI | ✓ |  | Citywalk Plot 5.11 Main Works Contract BOQ (1).xlsx |  |  |  | CITYWALK PHASE-05, PLOT 5.11 | Residential | CITYWALK RESIDENTIAL 1 LLC
271 | C | 450x50mm | 151 | m | 146 | 22046 | R — Electrical Engineering Installations | R | R05 | R0503 | R5 Accessories | 5.08 | Electrical Installations – Cable Management Systems | Length (m) | AED | 88 | AI | ✓ |  | Citywalk Plot 5.11 Main Works Contract BOQ (1).xlsx |  |  |  | CITYWALK PHASE-05, PLOT 5.11 | Residential | CITYWALK RESIDENTIAL 1 LLC
273 | D | 600x50mm | 39 | m | 223 | 8697 | R — Electrical Engineering Installations | R | R05 | R0503 | R5 Accessories | 5.08 | Electrical Installations – Cable Management Systems | Length (m) | AED | 88 | AI | ✓ |  | Citywalk Plot 5.11 Main Works Contract BOQ (1).xlsx |  |  |  | CITYWALK PHASE-05, PLOT 5.11 | Residential | CITYWALK RESIDENTIAL 1 LLC
▸ Trunking
277 | E | 100x100mm; 2 compartment | 7 | m | 112 | 784 | R — Electrical Engineering Installations | R | R05 | R0503 | R5 Accessories | 5.08 | Electrical Installations – Cable Management Systems | Length (m) | AED | 87 | AI | ✓ |  | Citywalk Plot 5.11 Main Works Contract BOQ (1).xlsx |  |  |  | CITYWALK PHASE-05, PLOT 5.11 | Residential | CITYWALK RESIDENTIAL 1 LLC
▸ Equipment
▸ Low voltage main distribution boards
283 | F | LVP -1; 2500A 4P, TCL 880.00kW, MD 880.00kW | 1 | Nr. | 347337 | 347337 | R — Electrical Engineering Installations | R | R05 | R0501 | R5 Accessories | 5.08 | Electrical Installations – Distribution Boards & Control | Number | AED | 90 | AI | ✓ |  | Citywalk Plot 5.11 Main Works Contract BOQ (1).xlsx |  |  |  | CITYWALK PHASE-05, PLOT 5.11 | Residential | CITYWALK RESIDENTIAL 1 LLC
285 | G | LVP -2; 2500A 4P, TCL 1785.26kW, MD 1160.42kW | 1 | Nr. | 381090 | 381090 | R — Electrical Engineering Installations | R | R05 | R0501 | R5 Accessories | 5.08 | Electrical Installations – Distribution Boards & Control | Number | AED | 90 | AI | ✓ |  | Citywalk Plot 5.11 Main Works Contract BOQ (1).xlsx |  |  |  | CITYWALK PHASE-05, PLOT 5.11 | Residential | CITYWALK RESIDENTIAL 1 LLC
287 | H | LVP -3; 2500A 4P, TCL 1543.10kW, MD 1007.28kW | 1 | Nr. | 400813 | 400813 | R — Electrical Engineering Installations | R | R05 | R0501 | R5 Accessories | 5.08 | Electrical Installations – Distribution Boards & Control | Number | AED | 90 | AI | ✓ |  | Citywalk Plot 5.11 Main Works Contract BOQ (1).xlsx |  |  |  | CITYWALK PHASE-05, PLOT 5.11 | Residential | CITYWALK RESIDENTIAL 1 LLC
▸ Emergency main distribution boards
291 | J | EMDB; 1000A 4P, TCL 450.00kW | 1 | Nr. | 177363 | 177363 | R — Electrical Engineering Installations | R | R05 | R0501 | R5 Accessories | 5.08 | Electrical Installations – Distribution Boards & Control | Number | AED | 90 | AI | ✓ |  | Citywalk Plot 5.11 Main Works Contract BOQ (1).xlsx |  |  |  | CITYWALK PHASE-05, PLOT 5.11 | Residential | CITYWALK RESIDENTIAL 1 LLC
▸ Emergency motor control center
295 | K | EMCC-GF(FLS); TCL = 57.00 kW | 1 | Nr. | 67386 | 67386 | R — Electrical Engineering Installations | R | R05 | R0501 | R5 Accessories | 5.08 | Electrical Installations – Distribution Boards & Control | Number | AED | 89 | AI | ✓ |  | Citywalk Plot 5.11 Main Works Contract BOQ (1).xlsx |  |  |  | CITYWALK PHASE-05, PLOT 5.11 | Residential | CITYWALK RESIDENTIAL 1 LLC
▸ Sub-main distribution boards
299 | L | SMDB-LL-BF; TCL 25.00kW | 1 | Nr. | 6513 | 6513 | R — Electrical Engineering Installations | R | R05 | R0501 | R5 Accessories | 5.08 | Electrical Installations – Distribution Boards & Control | Number | AED | 88 | AI | ✓ |  | Citywalk Plot 5.11 Main Works Contract BOQ (1).xlsx |  |  |  | CITYWALK PHASE-05, PLOT 5.11 | Residential | CITYWALK RESIDENTIAL 1 LLC
301 | M | SMDB-LL-GF; TCL 106.00kW | 1 | Nr. | 12610 | 12610 | R — Electrical Engineering Installations | R | R05 | R0501 | R5 Accessories | 5.08 | Electrical Installations – Distribution Boards & Control | Number | AED | 88 | AI | ✓ |  | Citywalk Plot 5.11 Main Works Contract BOQ (1).xlsx |  |  |  | CITYWALK PHASE-05, PLOT 5.11 | Residential | CITYWALK RESIDENTIAL 1 LLC
303 | N | SMDB-POOL; TCL 100.00kW | 1 | Nr. | 20682 | 20682 | R — Electrical Engineering Installations | R | R05 | R0501 | R5 Accessories | 5.08 | Electrical Installations – Distribution Boards & Control | Number | AED | 88 | AI | ✓ |  | Citywalk Plot 5.11 Main Works Contract BOQ (1).xlsx |  |  |  | CITYWALK PHASE-05, PLOT 5.11 | Residential | CITYWALK RESIDENTIAL 1 LLC
305 | P | SMDB-RETAIL; TCL 150.00kW | 1 | Nr. | 11280 | 11280 | R — Electrical Engineering Installations | R | R05 | R0501 | R5 Accessories | 5.08 | Electrical Installations – Distribution Boards & Control | Number | AED | 88 | AI | ✓ |  | Citywalk Plot 5.11 Main Works Contract BOQ (1).xlsx |  |  |  | CITYWALK PHASE-05, PLOT 5.11 | Residential | CITYWALK RESIDENTIAL 1 LLC
309 |  |  |  | To Collection AED |  | 1475793 | [8 empty] | AED |  |  |  |  | Citywalk Plot 5.11 Main Works Contract BOQ (1).xlsx |  |  |  | CITYWALK PHASE-05, PLOT 5.11 | Residential | CITYWALK RESIDENTIAL 1 LLC
▸ POWER SYSTEM INSTALLATIONS (Cont'd)
315 | A | SMDB-EV-CHARGER; TCL 88.00kW | 1 | Nr. | 20682 | 20682 | R — Electrical Engineering Installations | R | R05 | R0501 | R5 Accessories | 5.08 | Electrical Installations – Distribution Boards & Control | Number | AED | 88 | AI | ✓ |  | Citywalk Plot 5.11 Main Works Contract BOQ (1).xlsx |  |  |  | CITYWALK PHASE-05, PLOT 5.11 | Residential | CITYWALK RESIDENTIAL 1 LLC
▸ Emergency sub main distribution boards
319 | B | ESMDB-BF; TCL= 41.00kW | 1 | Nr. | 13840 | 13840 | R — Electrical Engineering Installations | R | R05 | R0501 | R5 Accessories | 5.08 | Electrical Installations – Distribution Boards & Control | Number | AED | 89 | AI | ✓ |  | Citywalk Plot 5.11 Main Works Contract BOQ (1).xlsx |  |  |  | CITYWALK PHASE-05, PLOT 5.11 | Residential | CITYWALK RESIDENTIAL 1 LLC
321 | C | ESMDB-GF Inc External By-pass; TCL = 212.50kW | 1 | Nr. | 18415 | 18415 | R — Electrical Engineering Installations | R | R06 | R0601 | R6 Control gear | 3.01 | Electrical – Sub Main Distribution Board | Enumerated (nr) | AED | 97 | Rule | ✓ |  | Citywalk Plot 5.11 Main Works Contract BOQ (1).xlsx |  |  |  | CITYWALK PHASE-05, PLOT 5.11 | Residential | CITYWALK RESIDENTIAL 1 LLC
▸ Distribution board
325 | D | DB-LL-BF; TCL 12.00kW | 1 | Nr. | 4355 | 4355 | R — Electrical Engineering Installations | R | R05 | R0501 | R5 Accessories | 5.08 | Electrical Installations – Distribution Boards & Control | Number | AED | 88 | AI | ✓ |  | Citywalk Plot 5.11 Main Works Contract BOQ (1).xlsx |  |  |  | CITYWALK PHASE-05, PLOT 5.11 | Residential | CITYWALK RESIDENTIAL 1 LLC
327 | E | DB-GF-FACADE; TCL 12.00kW | 1 | Nr. | 3196 | 3196 | R — Electrical Engineering Installations | R | R05 | R0501 | R5 Accessories | 5.08 | Electrical Installations – Distribution Boards & Control | Number | AED | 88 | AI | ✓ |  | Citywalk Plot 5.11 Main Works Contract BOQ (1).xlsx |  |  |  | CITYWALK PHASE-05, PLOT 5.11 | Residential | CITYWALK RESIDENTIAL 1 LLC
329 | F | DB-LL-GF; TCL 21.00kW | 1 | Nr. | 7218 | 7218 | R — Electrical Engineering Installations | R | R05 | R0501 | R5 Accessories | 5.08 | Electrical Installations – Distribution Board | Number | AED | 92 | AI | ✓ |  | Citywalk Plot 5.11 Main Works Contract BOQ (1).xlsx |  |  |  | CITYWALK PHASE-05, PLOT 5.11 | Residential | CITYWALK RESIDENTIAL 1 LLC
331 | G | DB-GF-LS; TCL 8.00kW | 1 | Nr. | 7218 | 7218 | R — Electrical Engineering Installations | R | R05 | R0501 | R5 Accessories | 5.08 | Electrical Installations – Distribution Board | Number | AED | 92 | AI | ✓ |  | Citywalk Plot 5.11 Main Works Contract BOQ (1).xlsx |  |  |  | CITYWALK PHASE-05, PLOT 5.11 | Residential | CITYWALK RESIDENTIAL 1 LLC
333 | H | DB-RETAIL | 1 | Nr. | 3124 | 3124 | R — Electrical Engineering Installations | R | R05 | R0501 | R5 Accessories | 5.08 | Electrical Installations – Distribution Board | Number | AED | 92 | AI | ✓ |  | Citywalk Plot 5.11 Main Works Contract BOQ (1).xlsx |  |  |  | CITYWALK PHASE-05, PLOT 5.11 | Residential | CITYWALK RESIDENTIAL 1 LLC
335 | J | DB-SS; TCL 2.00kW | 1 | Nr. | 2030 | 2030 | R — Electrical Engineering Installations | R | R05 | R0501 | R5 Accessories | 5.08 | Electrical Installations – Distribution Board | Number | AED | 92 | AI | ✓ |  | Citywalk Plot 5.11 Main Works Contract BOQ (1).xlsx |  |  |  | CITYWALK PHASE-05, PLOT 5.11 | Residential | CITYWALK RESIDENTIAL 1 LLC
▸ Emergency distribution boards
339 | K | EDB-BF; TCL 10.00kW | 1 | Nr. | 3757 | 3757 | R — Electrical Engineering Installations | R | R05 | R0501 | R5 Accessories | 5.08 | Electrical Installations – Emergency Distribution Board | Number | AED | 93 | AI | ✓ |  | Citywalk Plot 5.11 Main Works Contract BOQ (1).xlsx |  |  |  | CITYWALK PHASE-05, PLOT 5.11 | Residential | CITYWALK RESIDENTIAL 1 LLC
341 | L | EDB-FCC; TCL 12.60kW | 1 | Nr. | 4283 | 4283 | R — Electrical Engineering Installations | R | R05 | R0501 | R5 Accessories | 5.08 | Electrical Installations – Emergency Distribution Board | Number | AED | 93 | AI | ✓ |  | Citywalk Plot 5.11 Main Works Contract BOQ (1).xlsx |  |  |  | CITYWALK PHASE-05, PLOT 5.11 | Residential | CITYWALK RESIDENTIAL 1 LLC
343 | M | EDB-GF; TCL 15.00kW | 1 | Nr. | 5114 | 5114 | R — Electrical Engineering Installations | R | R05 | R0501 | R5 Accessories | 5.08 | Electrical Installations – Emergency Distribution Board | Number | AED | 93 | AI | ✓ |  | Citywalk Plot 5.11 Main Works Contract BOQ (1).xlsx |  |  |  | CITYWALK PHASE-05, PLOT 5.11 | Residential | CITYWALK RESIDENTIAL 1 LLC
345 | N | EDB-MTR; TCL 34.00kW | 1 | Nr. | 4626 | 4626 | R — Electrical Engineering Installations | R | R05 | R0501 | R5 Accessories | 5.08 | Electrical Installations – Emergency Distribution Board | Number | AED | 93 | AI | ✓ |  | Citywalk Plot 5.11 Main Works Contract BOQ (1).xlsx |  |  |  | CITYWALK PHASE-05, PLOT 5.11 | Residential | CITYWALK RESIDENTIAL 1 LLC
347 | P | UDB-SECURITY; TCL 20.00kW | 1 | Nr. | 4127 | 4127 | R — Electrical Engineering Installations | R | R05 | R0501 | R5 Accessories | 5.08 | Electrical Installations – Distribution Board | Number | AED | 91 | AI | ✓ |  | Citywalk Plot 5.11 Main Works Contract BOQ (1).xlsx |  |  |  | CITYWALK PHASE-05, PLOT 5.11 | Residential | CITYWALK RESIDENTIAL 1 LLC
▸ Capacitor bank; multistep automatic capacitor bank with reactive power regulator
351 | Q | CB; 300 KVAR | 2 | Nr. | 69424 | 138848 | R — Electrical Engineering Installations | R | R05 | R0502 | R5 Accessories | 5.08 | Electrical Installations – Capacitor Bank | Number | AED | 88 | AI | ✓ |  | Citywalk Plot 5.11 Main Works Contract BOQ (1).xlsx |  |  |  | CITYWALK PHASE-05, PLOT 5.11 | Residential | CITYWALK RESIDENTIAL 1 LLC
353 | R | CB; 350 KVAR | 1 | Nr. | 74352 | 74352 | R — Electrical Engineering Installations | R | R05 | R0502 | R5 Accessories | 5.08 | Electrical Installations – Capacitor Bank | Number | AED | 88 | AI | ✓ |  | Citywalk Plot 5.11 Main Works Contract BOQ (1).xlsx |  |  |  | CITYWALK PHASE-05, PLOT 5.11 | Residential | CITYWALK RESIDENTIAL 1 LLC
356 |  |  |  | To Collection AED |  | 315185 | [8 empty] | AED |  |  |  |  | Citywalk Plot 5.11 Main Works Contract BOQ (1).xlsx |  |  |  | CITYWALK PHASE-05, PLOT 5.11 | Residential | CITYWALK RESIDENTIAL 1 LLC
▸ POWER SYSTEM INSTALLATIONS (Cont'd)
▸ Harmonic filter
364 | A | HF; 160A TP | 1 | Nr. | 0 | Provision only as per DHRE response for TQR 1 point 7 | R — Electrical Engineering Installations | R | R05 | R0502 | R5 Accessories | 5.08 | Electrical Installations – Harmonic Filter | Number | AED | 89 | AI | ✓ |  | Citywalk Plot 5.11 Main Works Contract BOQ (1).xlsx |  |  |  | CITYWALK PHASE-05, PLOT 5.11 | Residential | CITYWALK RESIDENTIAL 1 LLC
▸ Diesel generator with base fuel tank; with all controls, protections, wiring, and accessories for automatic start-stop operation; including supports and all ancillary work as necessary
368 | B | 500kVA Generator | 1 | Nr. | 468000 | 468000 | R — Electrical Engineering Installations | R | R05 | R0504 | R5 Accessories | 5.08 | Electrical Installations – Generator | Number | AED | 91 | AI | ✓ |  | Citywalk Plot 5.11 Main Works Contract BOQ (1).xlsx |  |  |  | CITYWALK PHASE-05, PLOT 5.11 | Residential | CITYWALK RESIDENTIAL 1 LLC
▸ CT meter including encloser
372 | C | CT-METER RETAIL-1 | 1 | Nr. | 6428 | 6428 | R — Electrical Engineering Installations | R | R05 | R0502 | R5 Accessories | 5.08 | Electrical Installations – Metering Equipment | Number | AED | 90 | AI | ✓ |  | Citywalk Plot 5.11 Main Works Contract BOQ (1).xlsx |  |  |  | CITYWALK PHASE-05, PLOT 5.11 | Residential | CITYWALK RESIDENTIAL 1 LLC
374 | D | CT-METER EV-CHARGER | 1 | Nr. | 5286 | 5286 | R — Electrical Engineering Installations | R | R05 | R0502 | R5 Accessories | 5.08 | Electrical Installations – Metering Equipment | Number | AED | 90 | AI | ✓ |  | Citywalk Plot 5.11 Main Works Contract BOQ (1).xlsx |  |  |  | CITYWALK PHASE-05, PLOT 5.11 | Residential | CITYWALK RESIDENTIAL 1 LLC
▸ Disconnect switch, IP65, anti-corrosion treated (cable and containment measured separately)
378 | E | 20A TPN | 9 | Nr. | 219 | 1971 | R — Electrical Engineering Installations | R | R05 | R0502 | R5 Accessories | 5.08 | Electrical Installations – Metering Equipment | Number | AED | 89 | AI | ✓ |  | Citywalk Plot 5.11 Main Works Contract BOQ (1).xlsx |  |  |  | CITYWALK PHASE-05, PLOT 5.11 | Residential | CITYWALK RESIDENTIAL 1 LLC
380 | F | 20A TPN, FR | 1 | Nr. | 832 | 832 | R — Electrical Engineering Installations | R | R05 | R0502 | R5 Accessories | 5.08 | Electrical Installations – Metering Equipment | Number | AED | 89 | AI | ✓ |  | Citywalk Plot 5.11 Main Works Contract BOQ (1).xlsx |  |  |  | CITYWALK PHASE-05, PLOT 5.11 | Residential | CITYWALK RESIDENTIAL 1 LLC
382 | G | 32A TPN | 2 | Nr. | 226 | 452 | R — Electrical Engineering Installations | R | R05 | R0502 | R5 Accessories | 5.08 | Electrical Installations – Metering Equipment | Number | AED | 89 | AI | ✓ |  | Citywalk Plot 5.11 Main Works Contract BOQ (1).xlsx |  |  |  | CITYWALK PHASE-05, PLOT 5.11 | Residential | CITYWALK RESIDENTIAL 1 LLC
384 | H | 32A TPN, FR | 2 | Nr. | 841 | 1682 | R — Electrical Engineering Installations | R | R05 | R0502 | R5 Accessories | 5.08 | Electrical Installations – Metering Equipment | Number | AED | 89 | AI | ✓ |  | Citywalk Plot 5.11 Main Works Contract BOQ (1).xlsx |  |  |  | CITYWALK PHASE-05, PLOT 5.11 | Residential | CITYWALK RESIDENTIAL 1 LLC
386 | J | 40A TPN | 7 | Nr. | 234 | 1638 | R — Electrical Engineering Installations | R | R05 | R0502 | R5 Accessories | 5.08 | Electrical Installations – Metering Equipment | Number | AED | 89 | AI | ✓ |  | Citywalk Plot 5.11 Main Works Contract BOQ (1).xlsx |  |  |  | CITYWALK PHASE-05, PLOT 5.11 | Residential | CITYWALK RESIDENTIAL 1 LLC
388 | K | 63A TPN | 1 | Nr. | 780 | 780 | R — Electrical Engineering Installations | R | R05 | R0502 | R5 Accessories | 5.08 | Electrical Installations – Metering Equipment | Number | AED | 89 | AI | ✓ |  | Citywalk Plot 5.11 Main Works Contract BOQ (1).xlsx |  |  |  | CITYWALK PHASE-05, PLOT 5.11 | Residential | CITYWALK RESIDENTIAL 1 LLC
390 | L | 63A TPN, FR | 1 | Nr. | 1581 | 1581 | R — Electrical Engineering Installations | R | R05 | R0502 | R5 Accessories | 5.08 | Electrical Installations – Metering Equipment | Number | AED | 89 | AI | ✓ |  | Citywalk Plot 5.11 Main Works Contract BOQ (1).xlsx |  |  |  | CITYWALK PHASE-05, PLOT 5.11 | Residential | CITYWALK RESIDENTIAL 1 LLC
392 | M | 80A TPN | 2 | Nr. | 780 | 1560 | R — Electrical Engineering Installations | R | R05 | R0502 | R5 Accessories | 5.08 | Electrical Installations – Metering Equipment | Number | AED | 89 | AI | ✓ |  | Citywalk Plot 5.11 Main Works Contract BOQ (1).xlsx |  |  |  | CITYWALK PHASE-05, PLOT 5.11 | Residential | CITYWALK RESIDENTIAL 1 LLC
394 | N | 80A TPN, FR | 2 | Nr. | 2040 | 4080 | R — Electrical Engineering Installations | R | R05 | R0502 | R5 Accessories | 5.08 | Electrical Installations – Metering Equipment | Number | AED | 89 | AI | ✓ |  | Citywalk Plot 5.11 Main Works Contract BOQ (1).xlsx |  |  |  | CITYWALK PHASE-05, PLOT 5.11 | Residential | CITYWALK RESIDENTIAL 1 LLC
396 | P | 400A TPN | 1 | Nr. | 14985 | 14985 | R — Electrical Engineering Installations | R | R05 | R0502 | R5 Accessories | 5.08 | Electrical Installations – Metering Equipment | Number | AED | 89 | AI | ✓ |  | Citywalk Plot 5.11 Main Works Contract BOQ (1).xlsx |  |  |  | CITYWALK PHASE-05, PLOT 5.11 | Residential | CITYWALK RESIDENTIAL 1 LLC
398 | Q | TPN for water feature pump | 1 | Nr. | 721 | 721 | N — Special Construction | N | N01 | N0101 | N1 Generally | 5.13 | Specialist Installations | Enumerated (nr), Item | AED | 63 | Fuzzy | ⚠ |  | Citywalk Plot 5.11 Main Works Contract BOQ (1).xlsx |  |  |  | CITYWALK PHASE-05, PLOT 5.11 | Residential | CITYWALK RESIDENTIAL 1 LLC
400 | R | 63A TPN for CU-DX security | 1 | Nr. | 844 | 844 | A — General Requirements | A | A04 | A0401 | Contractor's administrative arrangements | 9.01 | Preliminaries / General Requirements | Item | AED | 77 | Fuzzy | ⚠ |  | Citywalk Plot 5.11 Main Works Contract BOQ (1).xlsx |  |  |  | CITYWALK PHASE-05, PLOT 5.11 | Residential | CITYWALK RESIDENTIAL 1 LLC
403 |  |  |  | To Collection AED |  | 510840 | [8 empty] | AED |  |  |  |  | Citywalk Plot 5.11 Main Works Contract BOQ (1).xlsx |  |  |  | CITYWALK PHASE-05, PLOT 5.11 | Residential | CITYWALK RESIDENTIAL 1 LLC
▸ POWER SYSTEM INSTALLATIONS (Cont'd)
409 | A | 63A TPN for provision for LAWN & future events | 1 | Nr. | 844 | 844 | R — Electrical Engineering Installations | R | R05 | R0502 | R5 Accessories | 5.08 | Electrical Installations – Metering Equipment | Number | AED | 88 | AI | ✓ |  | Citywalk Plot 5.11 Main Works Contract BOQ (1).xlsx |  |  |  | CITYWALK PHASE-05, PLOT 5.11 | Residential | CITYWALK RESIDENTIAL 1 LLC
▸ EV Chargers
413 | B | EV Chargers | 4 | Nr. | 7132 | 28528 | R — Electrical Engineering Installations | R | R05 | R0504 | R5 Accessories | 5.08 | Electrical Installations – EV Charging Equipment | Number | AED | 92 | AI | ✓ |  | Citywalk Plot 5.11 Main Works Contract BOQ (1).xlsx |  |  |  | CITYWALK PHASE-05, PLOT 5.11 | Residential | CITYWALK RESIDENTIAL 1 LLC
▸ Small Power Installation
▸ Final sub-circuits and auxiliary installations complete with cabling, containment, terminations and all ancillary works as necessary
419 | C | Socket outlet points | 135 | Nr. | 176 | 23760 | R — Electrical Engineering Installations | R | R04 | R0401 | R4 Final sub-circuits and auxiliary installations | 3.01 | Electrical – Power Points | Enumerated (nr) | AED | 95 | Rule | ✓ |  | Citywalk Plot 5.11 Main Works Contract BOQ (1).xlsx |  |  |  | CITYWALK PHASE-05, PLOT 5.11 | Residential | CITYWALK RESIDENTIAL 1 LLC
421 | D | Floor box points | 3 | Nr. | 229 | 687 | R — Electrical Engineering Installations | R | R04 | R0401 | R4 Final sub-circuits and auxiliary installations | 3.01 | Electrical – Power Points | Enumerated (nr) | AED | 95 | Rule | ✓ |  | Citywalk Plot 5.11 Main Works Contract BOQ (1).xlsx |  |  |  | CITYWALK PHASE-05, PLOT 5.11 | Residential | CITYWALK RESIDENTIAL 1 LLC
423 | E | Industrial socket points | 2 | Nr. | 439 | 878 | R — Electrical Engineering Installations | R | R04 | R0401 | R4 Final sub-circuits and auxiliary installations | 5.08 | Electrical Engineering Installations | Length (m), Enumerated (nr), Item | AED | 73 | Fuzzy | ⚠ |  | Citywalk Plot 5.11 Main Works Contract BOQ (1).xlsx |  |  |  | CITYWALK PHASE-05, PLOT 5.11 | Residential | CITYWALK RESIDENTIAL 1 LLC
425 | F | Isolator points | 13 | Nr. | 1795 | 23335 | R — Electrical Engineering Installations | R | R04 | R0401 | R4 Final sub-circuits and auxiliary installations | 5.08 | Electrical Engineering Installations | Length (m), Enumerated (nr), Item | AED | 68 | Fuzzy | ⚠ |  | Citywalk Plot 5.11 Main Works Contract BOQ (1).xlsx |  |  |  | CITYWALK PHASE-05, PLOT 5.11 | Residential | CITYWALK RESIDENTIAL 1 LLC
▸ Accessories including fixings, supports, hangers and all ancillary works as necessary
429 | G | 13A single switch socket outlet | 28 | Nr. | 137 | 3836 | R — Electrical Engineering Installations | R | R04 | R0401 | R4 Final sub-circuits and auxiliary installations | 3.01 | Electrical – Socket Outlet | Enumerated (nr) | AED | 97 | Rule | ✓ |  | Citywalk Plot 5.11 Main Works Contract BOQ (1).xlsx |  |  |  | CITYWALK PHASE-05, PLOT 5.11 | Residential | CITYWALK RESIDENTIAL 1 LLC
431 | H | 13A single switch socket outlet, weatherproof, IP56 | 38 | Nr. | 123 | 4674 | R — Electrical Engineering Installations | R | R04 | R0401 | R4 Final sub-circuits and auxiliary installations | 3.01 | Electrical – Socket Outlet | Enumerated (nr) | AED | 97 | Rule | ✓ |  | Citywalk Plot 5.11 Main Works Contract BOQ (1).xlsx |  |  |  | CITYWALK PHASE-05, PLOT 5.11 | Residential | CITYWALK RESIDENTIAL 1 LLC
433 | J | 13A twin switch socket outlet | 15 | Nr. | 176 | 2640 | R — Electrical Engineering Installations | R | R05 | R0501 | R5 Accessories | 5.08 | Electrical Engineering Installations | Length (m), Enumerated (nr), Item | AED | 74 | Fuzzy | ⚠ |  | Citywalk Plot 5.11 Main Works Contract BOQ (1).xlsx |  |  |  | CITYWALK PHASE-05, PLOT 5.11 | Residential | CITYWALK RESIDENTIAL 1 LLC
435 | K | 13A switched spur outlet with neon indicator for FCU | 26 | Nr. | 33 | 858 | Q — Mechanical Engineering Installations | Q | Q03 | Q0301 | Q3 Ductwork | 5.06 | Mechanical Engineering Installations | Length (m), Weight (t), Area (m²), Enumerated (nr), Item | AED | 66 | Fuzzy | ⚠ |  | Citywalk Plot 5.11 Main Works Contract BOQ (1).xlsx |  |  |  | CITYWALK PHASE-05, PLOT 5.11 | Residential | CITYWALK RESIDENTIAL 1 LLC
437 | L | 13A unswitched fused spur outlet with neon indicator | 28 | Nr. | 39 | 1092 | R — Electrical Engineering Installations | R | R05 | R0503 | R5 Accessories | 5.08 | Electrical Installations – Small Power Outlet | Number | AED | 90 | AI | ✓ |  | Citywalk Plot 5.11 Main Works Contract BOQ (1).xlsx |  |  |  | CITYWALK PHASE-05, PLOT 5.11 | Residential | CITYWALK RESIDENTIAL 1 LLC
439 | M | Floor box; FB1; 13A twin switch socket outlet and RJ45 twin outlet ( RJ45 outlet measured separately ) | 3 | Nr. | 1971 | 5913 | R — Electrical Engineering Installations | R | R04 | R0401 | R4 Final sub-circuits and auxiliary installations | 3.01 | Electrical – Floor Box | Enumerated (nr) | AED | 95 | Rule | ✓ |  | Citywalk Plot 5.11 Main Works Contract BOQ (1).xlsx |  |  |  | CITYWALK PHASE-05, PLOT 5.11 | Residential | CITYWALK RESIDENTIAL 1 LLC
441 | N | 16A SPN industrial socket outlet, IP54 | 2 | Nr. | 364 | 728 | R — Electrical Engineering Installations | R | R04 | R0401 | R4 Final sub-circuits and auxiliary installations | 5.08 | Electrical Engineering Installations | Length (m), Enumerated (nr), Item | AED | 71 | Fuzzy | ⚠ |  | Citywalk Plot 5.11 Main Works Contract BOQ (1).xlsx |  |  |  | CITYWALK PHASE-05, PLOT 5.11 | Residential | CITYWALK RESIDENTIAL 1 LLC
445 |  |  |  | To Collection AED |  | 97773 | [8 empty] | AED |  |  |  |  | Citywalk Plot 5.11 Main Works Contract BOQ (1).xlsx |  |  |  | CITYWALK PHASE-05, PLOT 5.11 | Residential | CITYWALK RESIDENTIAL 1 LLC
▸ POWER SYSTEM INSTALLATIONS (Cont'd)
▸ Isolators, IP65, anti-corrosion treated
453 | A | 20A SPN isolator | 4 | Nr. | 216 | 864 | R — Electrical Engineering Installations | R | R05 | R0501 | R5 Accessories | 5.08 | Electrical Installations – Isolator Switch | Number | AED | 89 | AI | ✓ |  | Citywalk Plot 5.11 Main Works Contract BOQ (1).xlsx |  |  |  | CITYWALK PHASE-05, PLOT 5.11 | Residential | CITYWALK RESIDENTIAL 1 LLC
455 | B | 20A TPN isolator | 1 | Nr. | 219 | 219 | R — Electrical Engineering Installations | R | R05 | R0501 | R5 Accessories | 5.08 | Electrical Installations – Isolator Switch | Number | AED | 89 | AI | ✓ |  | Citywalk Plot 5.11 Main Works Contract BOQ (1).xlsx |  |  |  | CITYWALK PHASE-05, PLOT 5.11 | Residential | CITYWALK RESIDENTIAL 1 LLC
457 | C | 32A SPN isolator | 1 | Nr. | 223 | 223 | R — Electrical Engineering Installations | R | R05 | R0501 | R5 Accessories | 5.08 | Electrical Installations – Isolator Switch | Number | AED | 89 | AI | ✓ |  | Citywalk Plot 5.11 Main Works Contract BOQ (1).xlsx |  |  |  | CITYWALK PHASE-05, PLOT 5.11 | Residential | CITYWALK RESIDENTIAL 1 LLC
459 | D | 32A TPN isolator | 1 | Nr. | 226 | 226 | R — Electrical Engineering Installations | R | R05 | R0501 | R5 Accessories | 5.08 | Electrical Installations – Isolator Switch | Number | AED | 89 | AI | ✓ |  | Citywalk Plot 5.11 Main Works Contract BOQ (1).xlsx |  |  |  | CITYWALK PHASE-05, PLOT 5.11 | Residential | CITYWALK RESIDENTIAL 1 LLC
461 | E | 40A TPN isolator | 2 | Nr. | 234 | 468 | G — Thermal And Moisture Protection | G | G04 | G0400 | G4 Insulation | 2.03 | Roof / Thermal & Moisture Protection | Area (m²), Length (m), Enumerated (nr) | AED | 62 | Fuzzy | ⚠ |  | Citywalk Plot 5.11 Main Works Contract BOQ (1).xlsx |  |  |  | CITYWALK PHASE-05, PLOT 5.11 | Residential | CITYWALK RESIDENTIAL 1 LLC
463 | F | 63A TPN isolator | 2 | Nr. | 780 | 1560 | R — Electrical Engineering Installations | R | R05 | R0501 | R5 Accessories | 5.08 | Electrical Installations – Isolator Switch | Number | AED | 89 | AI | ✓ |  | Citywalk Plot 5.11 Main Works Contract BOQ (1).xlsx |  |  |  | CITYWALK PHASE-05, PLOT 5.11 | Residential | CITYWALK RESIDENTIAL 1 LLC
465 | G | TPN isolator for GSM etisalat and GSM DU | 2 | Nr. | 234 | 468 | R — Electrical Engineering Installations | R | R05 | R0501 | R5 Accessories | 5.08 | Electrical Installations – Isolator Switch | Number | AED | 88 | AI | ✓ |  | Citywalk Plot 5.11 Main Works Contract BOQ (1).xlsx |  |  |  | CITYWALK PHASE-05, PLOT 5.11 | Residential | CITYWALK RESIDENTIAL 1 LLC
493 |  |  |  | To Collection AED |  | 4028 | [8 empty] | AED |  |  |  |  | Citywalk Plot 5.11 Main Works Contract BOQ (1).xlsx |  |  |  | CITYWALK PHASE-05, PLOT 5.11 | Residential | CITYWALK RESIDENTIAL 1 LLC
▸ LIGHTING INSTALLATIONS
▸ Note: Refer to the following:
▸ 1. Specification;
▸ DHRE0017-GCE-XX-XX-SPC-MEP-108004
▸ DHRE0017-LET-XX-XX-SPC-SL-108014
▸ DHRE0017-LET-XX-XX-SPC-SL-108016
▸ 2. Drawings;
▸ DHRE0017-GC-XX-XX-DWG-GE-101001 to 101008
▸ DHRE0017-GC-XX-B1-PLN-EL-101001
▸ DHRE0017-GC-XX-GF-PLN-EL-101002
▸ DHRE0017-GC-XX-ZZ-DWG-EL-101016
▸ DHRE0017-LET-XX-XX-DWG-SL-100101 to 100102
▸ Final sub-circuits and auxiliary installations complete with cabling, containment, terminations and all ancillary works as necessary
523 | A | Light points | 317 | Nr. | 172 | 54524 | R — Electrical Engineering Installations | R | R04 | R0401 | R4 Final sub-circuits and auxiliary installations | 5.08 | Electrical Engineering Installations | Length (m), Enumerated (nr), Item | AED | 79 | Fuzzy | ⚠ |  | Citywalk Plot 5.11 Main Works Contract BOQ (1).xlsx |  |  |  | CITYWALK PHASE-05, PLOT 5.11 | Residential | CITYWALK RESIDENTIAL 1 LLC
525 | B | Linear light points | 194 | m | 122 | 23668 | R — Electrical Engineering Installations | R | R04 | R0401 | R4 Final sub-circuits and auxiliary installations | 5.08 | Electrical Engineering Installations | Length (m), Enumerated (nr), Item | AED | 77 | Fuzzy | ⚠ |  | Citywalk Plot 5.11 Main Works Contract BOQ (1).xlsx |  |  |  | CITYWALK PHASE-05, PLOT 5.11 | Residential | CITYWALK RESIDENTIAL 1 LLC
527 | C | Track channel | 25 | m | 104 | 2600 | B — Site Work | B | B23 | B2304 | B23 Railway work | 8.01 | Site Works, Drainage, External Services & Landscaping | Volume (m³), Length (m), Area (m²), Enumerated (nr), Item | AED | 61 | Fuzzy | ⚠ |  | Citywalk Plot 5.11 Main Works Contract BOQ (1).xlsx |  |  |  | CITYWALK PHASE-05, PLOT 5.11 | Residential | CITYWALK RESIDENTIAL 1 LLC
529 | D | Facade light points | 77 | Nr. | 635 | 48895 | R — Electrical Engineering Installations | R | R05 | R0501 | R5 Accessories | 3.01 | Electrical – Facade Lighting Points | Enumerated (nr) | AED | 95 | Rule | ✓ |  | Citywalk Plot 5.11 Main Works Contract BOQ (1).xlsx |  |  |  | CITYWALK PHASE-05, PLOT 5.11 | Residential | CITYWALK RESIDENTIAL 1 LLC
531 | E | Facade linear light points | 319 | m | 153 | 48807 | R — Electrical Engineering Installations | R | R05 | R0501 | R5 Accessories | 3.01 | Electrical – Facade Lighting Points | Enumerated (nr) | AED | 95 | Rule | ✓ |  | Citywalk Plot 5.11 Main Works Contract BOQ (1).xlsx |  |  |  | CITYWALK PHASE-05, PLOT 5.11 | Residential | CITYWALK RESIDENTIAL 1 LLC
533 | F | Lighting switch points | 57 | Nr. | 96 | 5472 | R — Electrical Engineering Installations | R | R04 | R0401 | R4 Final sub-circuits and auxiliary installations | 5.08 | Electrical Engineering Installations | Length (m), Enumerated (nr), Item | AED | 79 | Fuzzy | ⚠ |  | Citywalk Plot 5.11 Main Works Contract BOQ (1).xlsx |  |  |  | CITYWALK PHASE-05, PLOT 5.11 | Residential | CITYWALK RESIDENTIAL 1 LLC
535 | G | Sensors points | 30 | Nr. | 391 | 11730 | R — Electrical Engineering Installations | R | R04 | R0401 | R4 Final sub-circuits and auxiliary installations | 5.08 | Electrical Engineering Installations | Length (m), Enumerated (nr), Item | AED | 70 | Fuzzy | ⚠ |  | Citywalk Plot 5.11 Main Works Contract BOQ (1).xlsx |  |  |  | CITYWALK PHASE-05, PLOT 5.11 | Residential | CITYWALK RESIDENTIAL 1 LLC
537 | H | ID Light Points | 2 | Nr. | 201 | 402 | R — Electrical Engineering Installations | R | R04 | R0401 | R4 Final sub-circuits and auxiliary installations | 5.08 | Electrical Engineering Installations | Length (m), Enumerated (nr), Item | AED | 79 | Fuzzy | ⚠ |  | Citywalk Plot 5.11 Main Works Contract BOQ (1).xlsx |  |  |  | CITYWALK PHASE-05, PLOT 5.11 | Residential | CITYWALK RESIDENTIAL 1 LLC
540 |  |  |  | To Collection AED |  | 196098 | [8 empty] | AED |  |  |  |  | Citywalk Plot 5.11 Main Works Contract BOQ (1).xlsx |  |  |  | CITYWALK PHASE-05, PLOT 5.11 | Residential | CITYWALK RESIDENTIAL 1 LLC
▸ LIGHTING INSTALLATIONS (Cont'd)
▸ Light fittings including lamps, ballasts, diffusers, drivers, fixings, hangers, supports and all ancillary works as necessary
▸ Supply only
550 | A | A1; 20W LED - ceiling surface mounted downlight , IP65 | 14 | Nr. | 298 | 4172 | J — Finishes | J | J05 | J0501 | J5 Suspended ceilings | 3.01 | Internal Finishes | Area (m²), Length (m) | AED | 65 | Fuzzy | ⚠ |  | Citywalk Plot 5.11 Main Works Contract BOQ (1).xlsx |  |  |  | CITYWALK PHASE-05, PLOT 5.11 | Residential | CITYWALK RESIDENTIAL 1 LLC
552 | B | B1; 10W LED recessed type downlight, IP44 | 2 | Nr. | 95 | 190 | R — Electrical Engineering Installations | R | R04 | R0404 | R4 Final sub-circuits and auxiliary installations | 5.08 | Electrical Installations – LED Lighting | Number | AED | 90 | AI | ✓ |  | Citywalk Plot 5.11 Main Works Contract BOQ (1).xlsx |  |  |  | CITYWALK PHASE-05, PLOT 5.11 | Residential | CITYWALK RESIDENTIAL 1 LLC
554 | C | F1; 30W linear ceiling surface mounted LED light, IP65 | 56 | Nr. | 132 | 7392 | J — Finishes | J | J02 | J0202 | J2 Backgrounds | 3.01 | Internal Finishes | Area (m²), Length (m) | AED | 65 | Fuzzy | ⚠ |  | Citywalk Plot 5.11 Main Works Contract BOQ (1).xlsx |  |  |  | CITYWALK PHASE-05, PLOT 5.11 | Residential | CITYWALK RESIDENTIAL 1 LLC
556 | D | F1/W; 30W linear wall mounted LED light, IP65 | 27 | Nr. | 132 | 3564 | R — Electrical Engineering Installations | R | R04 | R0404 | R4 Final sub-circuits and auxiliary installations | 5.08 | Electrical Installations – LED Lighting | Number | AED | 90 | AI | ✓ |  | Citywalk Plot 5.11 Main Works Contract BOQ (1).xlsx |  |  |  | CITYWALK PHASE-05, PLOT 5.11 | Residential | CITYWALK RESIDENTIAL 1 LLC
558 | E | F2; 35W linear ceiling surface mounted LED light, IP65 | 73 | Nr. | 132 | 9636 | J — Finishes | J | J02 | J0202 | J2 Backgrounds | 3.01 | Internal Finishes | Area (m²), Length (m) | AED | 66 | Fuzzy | ⚠ |  | Citywalk Plot 5.11 Main Works Contract BOQ (1).xlsx |  |  |  | CITYWALK PHASE-05, PLOT 5.11 | Residential | CITYWALK RESIDENTIAL 1 LLC
560 | F | F2a; 35W linear ceiling surface mounted LED light integrated with sensor, IP65 | 73 | Nr. | 132 | 9636 | J — Finishes | J | J02 | J0201 | J2 Backgrounds | 3.01 | Internal Finishes | Area (m²), Length (m) | AED | 67 | Fuzzy | ⚠ |  | Citywalk Plot 5.11 Main Works Contract BOQ (1).xlsx |  |  |  | CITYWALK PHASE-05, PLOT 5.11 | Residential | CITYWALK RESIDENTIAL 1 LLC
562 | G | F3; 40W recessed 600mm x 600mm troffers LED luminaire, IP20 | 7 | Nr. | 132 | 924 | R — Electrical Engineering Installations | R | R04 | R0404 | R4 Final sub-circuits and auxiliary installations | 5.08 | Electrical Installations – LED Lighting | Number | AED | 89 | AI | ✓ |  | Citywalk Plot 5.11 Main Works Contract BOQ (1).xlsx |  |  |  | CITYWALK PHASE-05, PLOT 5.11 | Residential | CITYWALK RESIDENTIAL 1 LLC
564 | H | F4; 40W recessed 600mm x 600mm troffers LED luminaire, IP44 | 8 | Nr. | 132 | 1056 | R — Electrical Engineering Installations | R | R04 | R0404 | R4 Final sub-circuits and auxiliary installations | 5.08 | Electrical Installations – LED Lighting | Number | AED | 89 | AI | ✓ |  | Citywalk Plot 5.11 Main Works Contract BOQ (1).xlsx |  |  |  | CITYWALK PHASE-05, PLOT 5.11 | Residential | CITYWALK RESIDENTIAL 1 LLC
566 | J | WL; 15W parapet surface mounted wall light LED, IP65 | 3 | Nr. | 152 | 456 | R — Electrical Engineering Installations | R | R04 | R0404 | R4 Final sub-circuits and auxiliary installations | 5.08 | Electrical Installations – LED Lighting | Number | AED | 89 | AI | ✓ |  | Citywalk Plot 5.11 Main Works Contract BOQ (1).xlsx |  |  |  | CITYWALK PHASE-05, PLOT 5.11 | Residential | CITYWALK RESIDENTIAL 1 LLC
568 | K | LO-1; 22.8W LED - recessed ceiling downlight , IP20 | 14 | Nr. | 885 | 12390 | J — Finishes | J | J05 | J0500 | J5 Suspended ceilings | 3.01 | Internal Finishes | Area (m²), Length (m) | AED | 64 | Fuzzy | ⚠ |  | Citywalk Plot 5.11 Main Works Contract BOQ (1).xlsx |  |  |  | CITYWALK PHASE-05, PLOT 5.11 | Residential | CITYWALK RESIDENTIAL 1 LLC
570 | L | LO-2; 14.4W/M LED - linear ceiling cove light , IP20 | 116 | m | 91 | 10556 | J — Finishes | J | J05 | J0501 | J5 Suspended ceilings | 3.01 | Internal Finishes | Area (m²), Length (m) | AED | 63 | Fuzzy | ⚠ |  | Citywalk Plot 5.11 Main Works Contract BOQ (1).xlsx |  |  |  | CITYWALK PHASE-05, PLOT 5.11 | Residential | CITYWALK RESIDENTIAL 1 LLC
572 | M | LO-3; 11.9W LED - recessed ceiling tiltable downlight , IP20 | 22 | Nr. | 1029 | 22638 | J — Finishes | J | J05 | J0501 | J5 Suspended ceilings | 3.01 | Internal Finishes | Area (m²), Length (m) | AED | 65 | Fuzzy | ⚠ |  | Citywalk Plot 5.11 Main Works Contract BOQ (1).xlsx |  |  |  | CITYWALK PHASE-05, PLOT 5.11 | Residential | CITYWALK RESIDENTIAL 1 LLC
574 | N | LO-3; Track Channel | 17 | m | 653 | 11101 | R — Electrical Engineering Installations | R | R04 | R0404 | R4 Final sub-circuits and auxiliary installations | 5.08 | Electrical Installations – Track Lighting System | Number | AED | 85 | AI | ✓ |  | Citywalk Plot 5.11 Main Works Contract BOQ (1).xlsx |  |  |  | CITYWALK PHASE-05, PLOT 5.11 | Residential | CITYWALK RESIDENTIAL 1 LLC
576 | P | LO-4; 4.8W/M LED - linear furniture light, IP20 | 29 | m | 70 | 2030 | M — Furnishings | M | M00 | M0000 |  | 4.01 | Furnishings | Enumerated (nr), Length (m), Item | AED | 64 | Fuzzy | ⚠ |  | Citywalk Plot 5.11 Main Works Contract BOQ (1).xlsx |  |  |  | CITYWALK PHASE-05, PLOT 5.11 | Residential | CITYWALK RESIDENTIAL 1 LLC
579 |  |  |  | To Collection AED |  | 95741 | [8 empty] | AED |  |  |  |  | Citywalk Plot 5.11 Main Works Contract BOQ (1).xlsx |  |  |  | CITYWALK PHASE-05, PLOT 5.11 | Residential | CITYWALK RESIDENTIAL 1 LLC
▸ LIGHTING INSTALLATIONS (Cont'd)
585 | A | LO-6; 7.3W LED - recessed ceiling downlight , IP20 | 10 | Nr. | 500 | 5000 | J — Finishes | J | J05 | J0500 | J5 Suspended ceilings | 3.01 | Internal Finishes | Area (m²), Length (m) | AED | 64 | Fuzzy | ⚠ |  | Citywalk Plot 5.11 Main Works Contract BOQ (1).xlsx |  |  |  | CITYWALK PHASE-05, PLOT 5.11 | Residential | CITYWALK RESIDENTIAL 1 LLC
587 | B | LO-7; 22.8W LED - recessed ceiling tiltable downlight with medium beam distribution, IP20 | 1 | Nr. | 955 | 955 | C — Concrete Work | C | C05 | C0502 | C5 Precast concrete | 2.01 | Frame / Concrete Work | Volume (m³), Weight (t), Area (m²), Length (m), Enumerated (nr) | AED | 63 | Fuzzy | ⚠ |  | Citywalk Plot 5.11 Main Works Contract BOQ (1).xlsx |  |  |  | CITYWALK PHASE-05, PLOT 5.11 | Residential | CITYWALK RESIDENTIAL 1 LLC
589 | C | C-LI-02A; Clear resin casted leaf chandelier, 250 pcs, 250 - 300 kg, main lobby | 1 | Nr. | 25500 | 25500 | R — Electrical Engineering Installations | R | R05 | R0505 | R5 Accessories | 5.08 | Electrical Installations – Lighting Fixtures | Number | AED | 85 | AI | ✓ |  | Citywalk Plot 5.11 Main Works Contract BOQ (1).xlsx |  |  |  | CITYWALK PHASE-05, PLOT 5.11 | Residential | CITYWALK RESIDENTIAL 1 LLC
591 | D | LY-1; 14.4W/M LED, Linear Ceiling Cove Light - 2700K | 38 | m | 84 | 3192 | J — Finishes | J | J02 | J0201 | J2 Backgrounds | 3.01 | Internal Finishes | Area (m²), Length (m) | AED | 61 | Fuzzy | ⚠ |  | Citywalk Plot 5.11 Main Works Contract BOQ (1).xlsx |  |  |  | CITYWALK PHASE-05, PLOT 5.11 | Residential | CITYWALK RESIDENTIAL 1 LLC
593 | E | LY-2; 11.9W LED, Recessed Ceiling Tiltable Downlight - 2700K | 6 | Nr. | 1029 | 6174 | J — Finishes | J | J05 | J0501 | J5 Suspended ceilings | 3.01 | Internal Finishes | Area (m²), Length (m) | AED | 64 | Fuzzy | ⚠ |  | Citywalk Plot 5.11 Main Works Contract BOQ (1).xlsx |  |  |  | CITYWALK PHASE-05, PLOT 5.11 | Residential | CITYWALK RESIDENTIAL 1 LLC
595 | F | LY-2; Track Channel | 5 | m | 653 | 3265 | R — Electrical Engineering Installations | R | R05 | R0505 | R5 Accessories | 5.08 | Electrical Installations – Lighting Accessories | Linear metre (m) | AED | 80 | AI | ⚠ |  | Citywalk Plot 5.11 Main Works Contract BOQ (1).xlsx |  |  |  | CITYWALK PHASE-05, PLOT 5.11 | Residential | CITYWALK RESIDENTIAL 1 LLC
597 | G | LY-3; 4.8W/M LED, Linear Furniture Light - 2700K | 6 | m | 58 | 348 | M — Furnishings | M | M00 | M0000 |  | 4.01 | Furnishings | Enumerated (nr), Length (m), Item | AED | 62 | Fuzzy | ⚠ |  | Citywalk Plot 5.11 Main Works Contract BOQ (1).xlsx |  |  |  | CITYWALK PHASE-05, PLOT 5.11 | Residential | CITYWALK RESIDENTIAL 1 LLC
599 | H | LY-4; 40W/M LED, Recessed Linear Light - 2700K | 5 | m | 1292 | 6460 | R — Electrical Engineering Installations | R | R05 | R0505 | R5 Accessories | 5.08 | Electrical Installations – Lighting Fixtures | Linear metre (m) | AED | 85 | AI | ✓ |  | Citywalk Plot 5.11 Main Works Contract BOQ (1).xlsx |  |  |  | CITYWALK PHASE-05, PLOT 5.11 | Residential | CITYWALK RESIDENTIAL 1 LLC
601 | J | LY-4; Track Channel | 3 | m | 599 | 1797 | R — Electrical Engineering Installations | R | R05 | R0505 | R5 Accessories | 5.08 | Electrical Installations – Lighting Accessories | Linear metre (m) | AED | 80 | AI | ⚠ |  | Citywalk Plot 5.11 Main Works Contract BOQ (1).xlsx |  |  |  | CITYWALK PHASE-05, PLOT 5.11 | Residential | CITYWALK RESIDENTIAL 1 LLC
▸ Install only
605 | K | A1; 20W LED - ceiling surface mounted downlight , IP65 | 14 | Nr. | 47 | 658 | J — Finishes | J | J05 | J0501 | J5 Suspended ceilings | 3.01 | Internal Finishes | Area (m²), Length (m) | AED | 65 | Fuzzy | ⚠ |  | Citywalk Plot 5.11 Main Works Contract BOQ (1).xlsx |  |  |  | CITYWALK PHASE-05, PLOT 5.11 | Residential | CITYWALK RESIDENTIAL 1 LLC
607 | L | B1; 15W LED recessed / ceiling downlight, DALI dimming ballast, IP20 | 2 | Nr. | 47 | 94 | J — Finishes | J | J02 | J0201 | J2 Backgrounds | 3.01 | Internal Finishes | Area (m²), Length (m) | AED | 64 | Fuzzy | ⚠ |  | Citywalk Plot 5.11 Main Works Contract BOQ (1).xlsx |  |  |  | CITYWALK PHASE-05, PLOT 5.11 | Residential | CITYWALK RESIDENTIAL 1 LLC
609 | M | F1; 30W linear ceiling surface mounted LED light, IP65 | 56 | Nr. | 47 | 2632 | J — Finishes | J | J02 | J0202 | J2 Backgrounds | 3.01 | Internal Finishes | Area (m²), Length (m) | AED | 65 | Fuzzy | ⚠ |  | Citywalk Plot 5.11 Main Works Contract BOQ (1).xlsx |  |  |  | CITYWALK PHASE-05, PLOT 5.11 | Residential | CITYWALK RESIDENTIAL 1 LLC
611 | N | F1/W; 30W linear wall mounted LED light, IP65 | 27 | Nr. | 47 | 1269 | R — Electrical Engineering Installations | R | R05 | R0505 | R5 Accessories | 5.08 | Electrical Installations – Lighting Fixtures | Number | AED | 85 | AI | ✓ |  | Citywalk Plot 5.11 Main Works Contract BOQ (1).xlsx |  |  |  | CITYWALK PHASE-05, PLOT 5.11 | Residential | CITYWALK RESIDENTIAL 1 LLC
613 | P | F2; 35W linear ceiling surface mounted LED light, IP65 | 73 | Nr. | 47 | 3431 | J — Finishes | J | J02 | J0202 | J2 Backgrounds | 3.01 | Internal Finishes | Area (m²), Length (m) | AED | 66 | Fuzzy | ⚠ |  | Citywalk Plot 5.11 Main Works Contract BOQ (1).xlsx |  |  |  | CITYWALK PHASE-05, PLOT 5.11 | Residential | CITYWALK RESIDENTIAL 1 LLC
615 | Q | F2a; 35W linear ceiling surface mounted LED light integrated with sensor, IP65 | 73 | Nr. | 47 | 3431 | J — Finishes | J | J02 | J0201 | J2 Backgrounds | 3.01 | Internal Finishes | Area (m²), Length (m) | AED | 67 | Fuzzy | ⚠ |  | Citywalk Plot 5.11 Main Works Contract BOQ (1).xlsx |  |  |  | CITYWALK PHASE-05, PLOT 5.11 | Residential | CITYWALK RESIDENTIAL 1 LLC
617 | R | F3; 40W recessed 600mm x 600mm troffers LED luminaire, IP20 | 7 | Nr. | 47 | 329 | R — Electrical Engineering Installations | R | R05 | R0505 | R5 Accessories | 5.08 | Electrical Installations – Lighting Fixtures | Number | AED | 85 | AI | ✓ |  | Citywalk Plot 5.11 Main Works Contract BOQ (1).xlsx |  |  |  | CITYWALK PHASE-05, PLOT 5.11 | Residential | CITYWALK RESIDENTIAL 1 LLC
619 | S | F4; 40W recessed 600mm x 600mm troffers LED luminaire, IP44 | 8 | Nr. | 47 | 376 | R — Electrical Engineering Installations | R | R05 | R0505 | R5 Accessories | 5.08 | Electrical Installations – Lighting Fixtures | Number | AED | 85 | AI | ✓ |  | Citywalk Plot 5.11 Main Works Contract BOQ (1).xlsx |  |  |  | CITYWALK PHASE-05, PLOT 5.11 | Residential | CITYWALK RESIDENTIAL 1 LLC
623 |  |  |  | To Collection AED |  | 64911 | [8 empty] | AED |  |  |  |  | Citywalk Plot 5.11 Main Works Contract BOQ (1).xlsx |  |  |  | CITYWALK PHASE-05, PLOT 5.11 | Residential | CITYWALK RESIDENTIAL 1 LLC
▸ LIGHTING INSTALLATIONS (Cont'd)
629 | A | WL; 15W parapet surface mounted wall light LED, IP65 | 3 | Nr. | 47 | 141 | R — Electrical Engineering Installations | R | R05 | R0505 | R5 Accessories | 5.08 | Electrical Installations – Lighting Fixtures | Number | AED | 85 | AI | ✓ |  | Citywalk Plot 5.11 Main Works Contract BOQ (1).xlsx |  |  |  | CITYWALK PHASE-05, PLOT 5.11 | Residential | CITYWALK RESIDENTIAL 1 LLC
631 | B | LO-1; 22.8W LED - recessed ceiling downlight , IP20 | 14 | Nr. | 47 | 658 | J — Finishes | J | J05 | J0500 | J5 Suspended ceilings | 3.01 | Internal Finishes | Area (m²), Length (m) | AED | 64 | Fuzzy | ⚠ |  | Citywalk Plot 5.11 Main Works Contract BOQ (1).xlsx |  |  |  | CITYWALK PHASE-05, PLOT 5.11 | Residential | CITYWALK RESIDENTIAL 1 LLC
633 | C | LO-2; 14.4W/M LED - linear ceiling cove light , IP20 | 116 | m | 18 | 2088 | J — Finishes | J | J05 | J0501 | J5 Suspended ceilings | 3.01 | Internal Finishes | Area (m²), Length (m) | AED | 63 | Fuzzy | ⚠ |  | Citywalk Plot 5.11 Main Works Contract BOQ (1).xlsx |  |  |  | CITYWALK PHASE-05, PLOT 5.11 | Residential | CITYWALK RESIDENTIAL 1 LLC
635 | D | LO-3; 11.9W LED - recessed ceiling tiltable downlight , IP20 | 22 | Nr. | 47 | 1034 | J — Finishes | J | J05 | J0501 | J5 Suspended ceilings | 3.01 | Internal Finishes | Area (m²), Length (m) | AED | 65 | Fuzzy | ⚠ |  | Citywalk Plot 5.11 Main Works Contract BOQ (1).xlsx |  |  |  | CITYWALK PHASE-05, PLOT 5.11 | Residential | CITYWALK RESIDENTIAL 1 LLC
637 | E | LO-3; Track Channel | 17 | m | 18 | 306 | R — Electrical Engineering Installations | R | R05 | R0505 | R5 Accessories | 5.08 | Electrical Installations – Lighting Accessories | Linear metre (m) | AED | 80 | AI | ⚠ |  | Citywalk Plot 5.11 Main Works Contract BOQ (1).xlsx |  |  |  | CITYWALK PHASE-05, PLOT 5.11 | Residential | CITYWALK RESIDENTIAL 1 LLC
639 | F | LO-4; 4.8W/M LED - linear furniture light, IP20 | 29 | m | 18 | 522 | M — Furnishings | M | M00 | M0000 |  | 4.01 | Furnishings | Enumerated (nr), Length (m), Item | AED | 64 | Fuzzy | ⚠ |  | Citywalk Plot 5.11 Main Works Contract BOQ (1).xlsx |  |  |  | CITYWALK PHASE-05, PLOT 5.11 | Residential | CITYWALK RESIDENTIAL 1 LLC
641 | G | LO-6; 7.3W LED - recessed ceiling downlight , IP20 | 10 | Nr. | 47 | 470 | J — Finishes | J | J05 | J0500 | J5 Suspended ceilings | 3.01 | Internal Finishes | Area (m²), Length (m) | AED | 64 | Fuzzy | ⚠ |  | Citywalk Plot 5.11 Main Works Contract BOQ (1).xlsx |  |  |  | CITYWALK PHASE-05, PLOT 5.11 | Residential | CITYWALK RESIDENTIAL 1 LLC
643 | H | LO-7; 22.8W LED - recessed ceiling tiltable downlight with medium beam distribution, IP20 | 1 | Nr. | 47 | 47 | C — Concrete Work | C | C05 | C0502 | C5 Precast concrete | 2.01 | Frame / Concrete Work | Volume (m³), Weight (t), Area (m²), Length (m), Enumerated (nr) | AED | 63 | Fuzzy | ⚠ |  | Citywalk Plot 5.11 Main Works Contract BOQ (1).xlsx |  |  |  | CITYWALK PHASE-05, PLOT 5.11 | Residential | CITYWALK RESIDENTIAL 1 LLC
645 | J | C-LI-02A; Clear resin casted leaf chandelier, 250 pcs, 250 - 300 kg, main lobby | 1 | Nr. | 47 | 47 | R — Electrical Engineering Installations | R | R05 | R0505 | R5 Accessories | 5.08 | Electrical Installations – Lighting Fixtures | Number | AED | 85 | AI | ✓ |  | Citywalk Plot 5.11 Main Works Contract BOQ (1).xlsx |  |  |  | CITYWALK PHASE-05, PLOT 5.11 | Residential | CITYWALK RESIDENTIAL 1 LLC
647 | K | LY-1; 14.4W/M LED, Linear Ceiling Cove Light - 2700K | 38 | m | 18 | 684 | J — Finishes | J | J02 | J0201 | J2 Backgrounds | 3.01 | Internal Finishes | Area (m²), Length (m) | AED | 61 | Fuzzy | ⚠ |  | Citywalk Plot 5.11 Main Works Contract BOQ (1).xlsx |  |  |  | CITYWALK PHASE-05, PLOT 5.11 | Residential | CITYWALK RESIDENTIAL 1 LLC
649 | L | LY-2; 11.9W LED, Recessed Ceiling Tiltable Downlight - 2700K | 6 | Nr. | 47 | 282 | J — Finishes | J | J05 | J0501 | J5 Suspended ceilings | 3.01 | Internal Finishes | Area (m²), Length (m) | AED | 64 | Fuzzy | ⚠ |  | Citywalk Plot 5.11 Main Works Contract BOQ (1).xlsx |  |  |  | CITYWALK PHASE-05, PLOT 5.11 | Residential | CITYWALK RESIDENTIAL 1 LLC
651 | M | LY-2; Track Channel | 5 | m | 18 | 90 | R — Electrical Engineering Installations | R | R05 | R0505 | R5 Accessories | 5.08 | Electrical Installations – Lighting Accessories | Linear metre (m) | AED | 80 | AI | ⚠ |  | Citywalk Plot 5.11 Main Works Contract BOQ (1).xlsx |  |  |  | CITYWALK PHASE-05, PLOT 5.11 | Residential | CITYWALK RESIDENTIAL 1 LLC
653 | N | LY-3; 4.8W/M LED, Linear Furniture Light - 2700K | 6 | m | 18 | 108 | M — Furnishings | M | M00 | M0000 |  | 4.01 | Furnishings | Enumerated (nr), Length (m), Item | AED | 62 | Fuzzy | ⚠ |  | Citywalk Plot 5.11 Main Works Contract BOQ (1).xlsx |  |  |  | CITYWALK PHASE-05, PLOT 5.11 | Residential | CITYWALK RESIDENTIAL 1 LLC
655 | P | LY-4; 40W/M LED, Recessed Linear Light - 2700K | 5 | m | 18 | 90 | R — Electrical Engineering Installations | R | R05 | R0505 | R5 Accessories | 5.08 | Electrical Installations – Lighting Fixtures | Linear metre (m) | AED | 85 | AI | ✓ |  | Citywalk Plot 5.11 Main Works Contract BOQ (1).xlsx |  |  |  | CITYWALK PHASE-05, PLOT 5.11 | Residential | CITYWALK RESIDENTIAL 1 LLC
657 | Q | LY-4; Track Channel | 3 | m | 18 | 54 | R — Electrical Engineering Installations | R | R05 | R0505 | R5 Accessories | 5.08 | Electrical Installations – Lighting Accessories | Linear metre (m) | AED | 80 | AI | ⚠ |  | Citywalk Plot 5.11 Main Works Contract BOQ (1).xlsx |  |  |  | CITYWALK PHASE-05, PLOT 5.11 | Residential | CITYWALK RESIDENTIAL 1 LLC
▸ Facade light
▸ Facade light fittings including lamps, ballasts, diffusers, drivers, fixings, hangers, supports and all ancillary works as necessary
▸ Supply only
665 | L | EX-2; 12W/FT LED, surface mounted linear uplight, 60° beam angle, IP66 | 162 | m | 1679 | 271998 | C — Concrete Work | C | C07 | C0702 | C7 Sundries | 2.01 | Frame / Concrete Work | Volume (m³), Weight (t), Area (m²), Length (m), Enumerated (nr) | AED | 65 | Fuzzy | ⚠ |  | Citywalk Plot 5.11 Main Works Contract BOQ (1).xlsx |  |  |  | CITYWALK PHASE-05, PLOT 5.11 | Residential | CITYWALK RESIDENTIAL 1 LLC
668 |  |  |  | To Collection AED |  | 278619 | [8 empty] | AED |  |  |  |  | Citywalk Plot 5.11 Main Works Contract BOQ (1).xlsx |  |  |  | CITYWALK PHASE-05, PLOT 5.11 | Residential | CITYWALK RESIDENTIAL 1 LLC
▸ LIGHTING INSTALLATIONS (Cont'd)
674 | A | EX-3; 15W/FT LED, floor recessed linear light, narrow beam 15°, IP68 | 4 | m | 2007 | 8028 | R — Electrical Engineering Installations | R | R05 | R0505 | R5 Accessories | 5.08 | Electrical Installations – Lighting Fixtures | Linear metre (m) | AED | 85 | AI | ✓ |  | Citywalk Plot 5.11 Main Works Contract BOQ (1).xlsx |  |  |  | CITYWALK PHASE-05, PLOT 5.11 | Residential | CITYWALK RESIDENTIAL 1 LLC
676 | B | EX-4; 14.4W/m LED, linear covelight with diffused beam distribution, 120° beam angle, IP67 | 134 | m | 113 | 15142 | C — Concrete Work | C | C05 | C0502 | C5 Precast concrete | 2.01 | Frame / Concrete Work | Volume (m³), Weight (t), Area (m²), Length (m), Enumerated (nr) | AED | 63 | Fuzzy | ⚠ |  | Citywalk Plot 5.11 Main Works Contract BOQ (1).xlsx |  |  |  | CITYWALK PHASE-05, PLOT 5.11 | Residential | CITYWALK RESIDENTIAL 1 LLC
678 | C | EX-5; 3W/FT LED, floor recessed linear uplight, IP66 | 19 | m | 2043 | 38817 | R — Electrical Engineering Installations | R | R05 | R0505 | R5 Accessories | 5.08 | Electrical Installations – Lighting Fixtures | Linear metre (m) | AED | 85 | AI | ✓ |  | Citywalk Plot 5.11 Main Works Contract BOQ (1).xlsx |  |  |  | CITYWALK PHASE-05, PLOT 5.11 | Residential | CITYWALK RESIDENTIAL 1 LLC
680 | D | EX-6; 12W LED, Ceiling recessed LED downlight, diffused optic, IP65 | 32 | Nr. | 1146 | 36672 | J — Finishes | J | J02 | J0201 | J2 Backgrounds | 3.01 | Internal Finishes | Area (m²), Length (m) | AED | 63 | Fuzzy | ⚠ |  | Citywalk Plot 5.11 Main Works Contract BOQ (1).xlsx |  |  |  | CITYWALK PHASE-05, PLOT 5.11 | Residential | CITYWALK RESIDENTIAL 1 LLC
682 | E | EX-7; 7.5W Surface mounted, 50° beam angle, IP65 | 45 | Nr. | 1000 | 45000 | C — Concrete Work | C | C07 | C0702 | C7 Sundries | 2.01 | Frame / Concrete Work | Volume (m³), Weight (t), Area (m²), Length (m), Enumerated (nr) | AED | 66 | Fuzzy | ⚠ |  | Citywalk Plot 5.11 Main Works Contract BOQ (1).xlsx |  |  |  | CITYWALK PHASE-05, PLOT 5.11 | Residential | CITYWALK RESIDENTIAL 1 LLC
▸ Install only
686 | F | EX-2; 12W/FT LED, surface mounted linear uplight, 60° beam angle, IP66 | 162 | m | 19 | 3078 | C — Concrete Work | C | C07 | C0702 | C7 Sundries | 2.01 | Frame / Concrete Work | Volume (m³), Weight (t), Area (m²), Length (m), Enumerated (nr) | AED | 65 | Fuzzy | ⚠ |  | Citywalk Plot 5.11 Main Works Contract BOQ (1).xlsx |  |  |  | CITYWALK PHASE-05, PLOT 5.11 | Residential | CITYWALK RESIDENTIAL 1 LLC
688 | G | EX-3; 15W/FT LED, floor recessed linear light, narrow beam 15°, IP68 | 4 | m | 19 | 76 | R — Electrical Engineering Installations | R | R05 | R0505 | R5 Accessories | 5.08 | Electrical Installations – Lighting Fixtures | Linear metre (m) | AED | 85 | AI | ✓ |  | Citywalk Plot 5.11 Main Works Contract BOQ (1).xlsx |  |  |  | CITYWALK PHASE-05, PLOT 5.11 | Residential | CITYWALK RESIDENTIAL 1 LLC
690 | H | EX-4; 14.4W/m LED, linear covelight with diffused beam distribution, 120° beam angle, IP67 | 134 | m | 19 | 2546 | C — Concrete Work | C | C05 | C0502 | C5 Precast concrete | 2.01 | Frame / Concrete Work | Volume (m³), Weight (t), Area (m²), Length (m), Enumerated (nr) | AED | 63 | Fuzzy | ⚠ |  | Citywalk Plot 5.11 Main Works Contract BOQ (1).xlsx |  |  |  | CITYWALK PHASE-05, PLOT 5.11 | Residential | CITYWALK RESIDENTIAL 1 LLC
692 | J | EX-5; 3W/FT LED, floor recessed linear uplight, IP66 | 19 | m | 19 | 361 | R — Electrical Engineering Installations | R | R05 | R0505 | R5 Accessories | 5.08 | Electrical Installations – Lighting Fixtures | Linear metre (m) | AED | 85 | AI | ✓ |  | Citywalk Plot 5.11 Main Works Contract BOQ (1).xlsx |  |  |  | CITYWALK PHASE-05, PLOT 5.11 | Residential | CITYWALK RESIDENTIAL 1 LLC
694 | K | EX-6; 12W LED, Ceiling recessed LED downlight, diffused optic, IP65 | 32 | Nr. | 112 | 3584 | J — Finishes | J | J02 | J0201 | J2 Backgrounds | 3.01 | Internal Finishes | Area (m²), Length (m) | AED | 63 | Fuzzy | ⚠ |  | Citywalk Plot 5.11 Main Works Contract BOQ (1).xlsx |  |  |  | CITYWALK PHASE-05, PLOT 5.11 | Residential | CITYWALK RESIDENTIAL 1 LLC
696 | L | EX-7; 7.5W Surface mounted, 50° beam angle, IP65 | 45 | Nr. | 112 | 5040 | C — Concrete Work | C | C07 | C0702 | C7 Sundries | 2.01 | Frame / Concrete Work | Volume (m³), Weight (t), Area (m²), Length (m), Enumerated (nr) | AED | 66 | Fuzzy | ⚠ |  | Citywalk Plot 5.11 Main Works Contract BOQ (1).xlsx |  |  |  | CITYWALK PHASE-05, PLOT 5.11 | Residential | CITYWALK RESIDENTIAL 1 LLC
▸ Lighting switches including fixings and all ancillary works as necessary
700 | M | 10A, 1 gang 1 way switch | 16 | Nr. | 97 | 1552 | R — Electrical Engineering Installations | R | R04 | R0401 | R4 Final sub-circuits and auxiliary installations | 3.01 | Electrical – Switch | Enumerated (nr) | AED | 97 | Rule | ✓ |  | Citywalk Plot 5.11 Main Works Contract BOQ (1).xlsx |  |  |  | CITYWALK PHASE-05, PLOT 5.11 | Residential | CITYWALK RESIDENTIAL 1 LLC
702 | N | 10A, 1 gang 1 way switch, W/P | 9 | Nr. | 80 | 720 | R — Electrical Engineering Installations | R | R04 | R0401 | R4 Final sub-circuits and auxiliary installations | 3.01 | Electrical – Switch | Enumerated (nr) | AED | 97 | Rule | ✓ |  | Citywalk Plot 5.11 Main Works Contract BOQ (1).xlsx |  |  |  | CITYWALK PHASE-05, PLOT 5.11 | Residential | CITYWALK RESIDENTIAL 1 LLC
704 | P | 10A, 2 gang 1 way switch, W/P | 5 | Nr. | 89 | 445 | R — Electrical Engineering Installations | R | R05 | R0506 | R5 Accessories | 5.08 | Electrical Installations – Lighting Control Devices | Number | AED | 82 | AI | ⚠ |  | Citywalk Plot 5.11 Main Works Contract BOQ (1).xlsx |  |  |  | CITYWALK PHASE-05, PLOT 5.11 | Residential | CITYWALK RESIDENTIAL 1 LLC
706 | Q | 10A, 3 gang 1 way switch, W/P | 2 | Nr. | 92 | 184 | R — Electrical Engineering Installations | R | R05 | R0506 | R5 Accessories | 5.08 | Electrical Installations – Lighting Control Devices | Number | AED | 82 | AI | ⚠ |  | Citywalk Plot 5.11 Main Works Contract BOQ (1).xlsx |  |  |  | CITYWALK PHASE-05, PLOT 5.11 | Residential | CITYWALK RESIDENTIAL 1 LLC
709 |  |  |  | To Collection AED |  | 161245 | [8 empty] | AED |  |  |  |  | Citywalk Plot 5.11 Main Works Contract BOQ (1).xlsx |  |  |  | CITYWALK PHASE-05, PLOT 5.11 | Residential | CITYWALK RESIDENTIAL 1 LLC
▸ LIGHTING INSTALLATIONS (Cont'd)
715 | A | 10A, 1 gang 2 way switch | 2 | Nr. | 104 | 208 | R — Electrical Engineering Installations | R | R04 | R0401 | R4 Final sub-circuits and auxiliary installations | 3.01 | Electrical – Switch | Enumerated (nr) | AED | 97 | Rule | ✓ |  | Citywalk Plot 5.11 Main Works Contract BOQ (1).xlsx |  |  |  | CITYWALK PHASE-05, PLOT 5.11 | Residential | CITYWALK RESIDENTIAL 1 LLC
717 | B | 10A, 1 gang 2 way switch, W/P | 3 | Nr. | 80 | 240 | R — Electrical Engineering Installations | R | R04 | R0401 | R4 Final sub-circuits and auxiliary installations | 3.01 | Electrical – Switch | Enumerated (nr) | AED | 97 | Rule | ✓ |  | Citywalk Plot 5.11 Main Works Contract BOQ (1).xlsx |  |  |  | CITYWALK PHASE-05, PLOT 5.11 | Residential | CITYWALK RESIDENTIAL 1 LLC
719 | C | 10A, 2 gang 2 way switch | 2 | Nr. | 122 | 244 | R — Electrical Engineering Installations | R | R04 | R0401 | R4 Final sub-circuits and auxiliary installations | 3.01 | Electrical – Switch | Enumerated (nr) | AED | 97 | Rule | ✓ |  | Citywalk Plot 5.11 Main Works Contract BOQ (1).xlsx |  |  |  | CITYWALK PHASE-05, PLOT 5.11 | Residential | CITYWALK RESIDENTIAL 1 LLC
721 | D | 10A, 2 gang 2 way switch, W/P | 2 | Nr. | 101 | 202 | R — Electrical Engineering Installations | R | R04 | R0401 | R4 Final sub-circuits and auxiliary installations | 3.01 | Electrical – Switch | Enumerated (nr) | AED | 97 | Rule | ✓ |  | Citywalk Plot 5.11 Main Works Contract BOQ (1).xlsx |  |  |  | CITYWALK PHASE-05, PLOT 5.11 | Residential | CITYWALK RESIDENTIAL 1 LLC
723 | E | Push button KNX switch for staircase | 6 | Nr. | 179 | 1074 | C — Concrete Work | C | C02 | C0201 | C2 Poured concrete | 2.01 | Frame | Volume (m³) | AED | 93 | Rule | ✓ |  | Citywalk Plot 5.11 Main Works Contract BOQ (1).xlsx |  |  |  | CITYWALK PHASE-05, PLOT 5.11 | Residential | CITYWALK RESIDENTIAL 1 LLC
725 | F | 13A switch and fused + neon spur outlet | 7 | Nr. | 49 | 343 | B — Site Work | B | B23 | B2303 | B23 Railway work | 8.01 | Site Works, Drainage, External Services & Landscaping | Volume (m³), Length (m), Area (m²), Enumerated (nr), Item | AED | 61 | Fuzzy | ⚠ |  | Citywalk Plot 5.11 Main Works Contract BOQ (1).xlsx |  |  |  | CITYWALK PHASE-05, PLOT 5.11 | Residential | CITYWALK RESIDENTIAL 1 LLC
727 | G | Override grid switch | 2 | Nr. | 105 | 210 | R — Electrical Engineering Installations | R | R05 | R0506 | R5 Accessories | 5.08 | Electrical Installations – Lighting Control Devices | Number | AED | 82 | AI | ⚠ |  | Citywalk Plot 5.11 Main Works Contract BOQ (1).xlsx |  |  |  | CITYWALK PHASE-05, PLOT 5.11 | Residential | CITYWALK RESIDENTIAL 1 LLC
729 | H | 4 Channel Dimmer Switch | 1 | Nr. | 868 | 868 | R — Electrical Engineering Installations | R | R05 | R0506 | R5 Accessories | 5.08 | Electrical Installations – Lighting Control Devices | Number | AED | 82 | AI | ⚠ |  | Citywalk Plot 5.11 Main Works Contract BOQ (1).xlsx |  |  |  | CITYWALK PHASE-05, PLOT 5.11 | Residential | CITYWALK RESIDENTIAL 1 LLC
▸ Sensors including fixings and all ancillary works as necessary
733 | J | Motion sensor | 13 | Nr. | 1562 | 20306 | R — Electrical Engineering Installations | R | R05 | R0506 | R5 Accessories | 5.08 | Electrical Installations – Lighting Control Devices | Number | AED | 80 | AI | ⚠ |  | Citywalk Plot 5.11 Main Works Contract BOQ (1).xlsx |  |  |  | CITYWALK PHASE-05, PLOT 5.11 | Residential | CITYWALK RESIDENTIAL 1 LLC
735 | K | Microwave sensor, ceiling mounted | 17 | Nr. | 1735 | 29495 | J — Finishes | J | J05 | J0500 | J5 Suspended ceilings | 3.01 | Internal Finishes | Area (m²), Length (m) | AED | 67 | Fuzzy | ⚠ |  | Citywalk Plot 5.11 Main Works Contract BOQ (1).xlsx |  |  |  | CITYWALK PHASE-05, PLOT 5.11 | Residential | CITYWALK RESIDENTIAL 1 LLC
▸ Lighting control panel including supports and all ancillary works as necessary
739 | L | LCP-DB-LL-BF | 1 | Nr. | 5207 | 5207 | R — Electrical Engineering Installations | R | R05 | R0506 | R5 Accessories | 5.08 | Electrical Installations – Lighting Control Panels | Number | AED | 85 | AI | ✓ |  | Citywalk Plot 5.11 Main Works Contract BOQ (1).xlsx |  |  |  | CITYWALK PHASE-05, PLOT 5.11 | Residential | CITYWALK RESIDENTIAL 1 LLC
741 | M | LCP-DB-FACADE | 1 | Nr. | 5207 | 5207 | R — Electrical Engineering Installations | R | R05 | R0506 | R5 Accessories | 5.08 | Electrical Installations – Lighting Control Panels | Number | AED | 85 | AI | ✓ |  | Citywalk Plot 5.11 Main Works Contract BOQ (1).xlsx |  |  |  | CITYWALK PHASE-05, PLOT 5.11 | Residential | CITYWALK RESIDENTIAL 1 LLC
743 | N | LCP-DB-LL-GF | 1 | Nr. | 5207 | 5207 | R — Electrical Engineering Installations | R | R05 | R0506 | R5 Accessories | 5.08 | Electrical Installations – Lighting Control Panels | Number | AED | 85 | AI | ✓ |  | Citywalk Plot 5.11 Main Works Contract BOQ (1).xlsx |  |  |  | CITYWALK PHASE-05, PLOT 5.11 | Residential | CITYWALK RESIDENTIAL 1 LLC
745 | P | LCP-LANDSCAPE | 1 | Nr. | 5207 | 5207 | B — Site Work | B | B22 | B2200 | B22 Landscaping | 8.01 | Site Works, Drainage, External Services & Landscaping | Volume (m³), Length (m), Area (m²), Enumerated (nr), Item | AED | 60 | Fuzzy | ⚠ |  | Citywalk Plot 5.11 Main Works Contract BOQ (1).xlsx |  |  |  | CITYWALK PHASE-05, PLOT 5.11 | Residential | CITYWALK RESIDENTIAL 1 LLC
747 | Q | Touch screen control panel for LCS | 1 | Nr. | 1735 | 1735 | R — Electrical Engineering Installations | R | R06 | R0600 | R6 Control gear | 5.08 | Electrical Engineering Installations | Length (m), Enumerated (nr), Item | AED | 71 | Fuzzy | ⚠ |  | Citywalk Plot 5.11 Main Works Contract BOQ (1).xlsx |  |  |  | CITYWALK PHASE-05, PLOT 5.11 | Residential | CITYWALK RESIDENTIAL 1 LLC
755 |  |  |  | To Collection AED |  | 75753 | [8 empty] | AED |  |  |  |  | Citywalk Plot 5.11 Main Works Contract BOQ (1).xlsx |  |  |  | CITYWALK PHASE-05, PLOT 5.11 | Residential | CITYWALK RESIDENTIAL 1 LLC
▸ CENTRAL BATTERY INSTALLATIONS
▸ Note: Refer to the following:
▸ 1. Specification;
▸ DHRE0017-GCE-XX-XX-SPC-MEP-108004_MEP Specs
▸ 2. Drawings;
▸ DHRE0017-GC-XX-B1-PLN-FV-101001
▸ DHRE0017-GC-XX-ZZ-DWG-FV-101018
▸ Final sub-circuits and auxiliary installations complete with cabling, containment, terminations and all ancillary works as necessary
775 | A | Emergency and exit lighting points | 196 | Nr. | 358 | 70168 | R — Electrical Engineering Installations | R | R04 | R0401 | R4 Final sub-circuits and auxiliary installations | 5.08 | Electrical Engineering Installations | Length (m), Enumerated (nr), Item | AED | 79 | Fuzzy | ⚠ |  | Citywalk Plot 5.11 Main Works Contract BOQ (1).xlsx |  |  |  | CITYWALK PHASE-05, PLOT 5.11 | Residential | CITYWALK RESIDENTIAL 1 LLC
777 | B | Sub circuit monitoring (SCM) | 2 | Nr. | 358 | 716 | R — Electrical Engineering Installations | R | R05 | R0506 | R5 Accessories | 5.08 | Electrical Installations – Monitoring & Protection | Number | AED | 78 | AI | ⚠ |  | Citywalk Plot 5.11 Main Works Contract BOQ (1).xlsx |  |  |  | CITYWALK PHASE-05, PLOT 5.11 | Residential | CITYWALK RESIDENTIAL 1 LLC
▸ Accessories including fixings, supports, hangers and all ancillary works as necessary
▸ Exit sign
783 | C | EX1; 2W LED exit light, compact surface mounted, non-maintained, IP54 | 2 | Nr. | 1170 | 2340 | R — Electrical Engineering Installations | R | R05 | R0507 | R5 Accessories | 5.11 | Fire & Lightning Protection – Emergency Lighting | Number | AED | 88 | AI | ✓ |  | Citywalk Plot 5.11 Main Works Contract BOQ (1).xlsx |  |  |  | CITYWALK PHASE-05, PLOT 5.11 | Residential | CITYWALK RESIDENTIAL 1 LLC
785 | D | EX4; 2W LED exit light, hanging or recess mounted, with double sided, IP20 | 3 | Nr. | 1287 | 3861 | R — Electrical Engineering Installations | R | R05 | R0507 | R5 Accessories | 5.11 | Fire & Lightning Protection – Emergency Lighting | Number | AED | 88 | AI | ✓ |  | Citywalk Plot 5.11 Main Works Contract BOQ (1).xlsx |  |  |  | CITYWALK PHASE-05, PLOT 5.11 | Residential | CITYWALK RESIDENTIAL 1 LLC
787 | E | EX5; 2W LED exit light, hanging or recess mounted,IP20 | 13 | Nr. | 1053 | 13689 | R — Electrical Engineering Installations | R | R05 | R0507 | R5 Accessories | 5.11 | Fire & Lightning Protection – Emergency Lighting | Number | AED | 88 | AI | ✓ |  | Citywalk Plot 5.11 Main Works Contract BOQ (1).xlsx |  |  |  | CITYWALK PHASE-05, PLOT 5.11 | Residential | CITYWALK RESIDENTIAL 1 LLC
789 | F | EX6; 2W LED exit light, surface or wall mounted,IP54 | 13 | Nr. | 1170 | 15210 | R — Electrical Engineering Installations | R | R05 | R0507 | R5 Accessories | 5.11 | Fire & Lightning Protection – Emergency Lighting | Number | AED | 88 | AI | ✓ |  | Citywalk Plot 5.11 Main Works Contract BOQ (1).xlsx |  |  |  | CITYWALK PHASE-05, PLOT 5.11 | Residential | CITYWALK RESIDENTIAL 1 LLC
791 | G | EX7(DS); 2W LED exit light, hanging or surface mounted, with double sided, IP55 | 16 | Nr. | 1521 | 24336 | R — Electrical Engineering Installations | R | R05 | R0507 | R5 Accessories | 5.11 | Fire & Lightning Protection – Emergency Lighting | Number | AED | 88 | AI | ✓ |  | Citywalk Plot 5.11 Main Works Contract BOQ (1).xlsx |  |  |  | CITYWALK PHASE-05, PLOT 5.11 | Residential | CITYWALK RESIDENTIAL 1 LLC
795 |  |  |  | To Collection AED |  | 130320 | [8 empty] | AED |  |  |  |  | Citywalk Plot 5.11 Main Works Contract BOQ (1).xlsx |  |  |  | CITYWALK PHASE-05, PLOT 5.11 | Residential | CITYWALK RESIDENTIAL 1 LLC
▸ CENTRAL BATTERY INSTALLATIONS (Cont'd)
▸ Emergency lights
803 | A | EM1; 6W LED emergency light, recess mounted, non-maintained,IP20 | 10 | Nr. | 702 | 7020 | R — Electrical Engineering Installations | R | R05 | R0507 | R5 Accessories | 5.11 | Fire & Lightning Protection – Emergency Lighting | Number | AED | 88 | AI | ✓ |  | Citywalk Plot 5.11 Main Works Contract BOQ (1).xlsx |  |  |  | CITYWALK PHASE-05, PLOT 5.11 | Residential | CITYWALK RESIDENTIAL 1 LLC
805 | B | EM4; 6W LED emergency light, compact surface mounted, non-maintained,IP54 | 6 | Nr. | 819 | 4914 | R — Electrical Engineering Installations | R | R05 | R0507 | R5 Accessories | 5.11 | Fire & Lightning Protection – Emergency Lighting | Number | AED | 88 | AI | ✓ |  | Citywalk Plot 5.11 Main Works Contract BOQ (1).xlsx |  |  |  | CITYWALK PHASE-05, PLOT 5.11 | Residential | CITYWALK RESIDENTIAL 1 LLC
807 | C | EM5; 6W/8W LED emergency light, surface or semi-recessed mounted, non-maintained | 57 | Nr. | 702 | 40014 | R — Electrical Engineering Installations | R | R05 | R0507 | R5 Accessories | 5.11 | Fire & Lightning Protection – Emergency Lighting | Number | AED | 88 | AI | ✓ |  | Citywalk Plot 5.11 Main Works Contract BOQ (1).xlsx |  |  |  | CITYWALK PHASE-05, PLOT 5.11 | Residential | CITYWALK RESIDENTIAL 1 LLC
809 | D | EM7; 6W/8W LED emergency light, surface mounted, non-maintained,IP55 | 76 | Nr. | 819 | 62244 | R — Electrical Engineering Installations | R | R05 | R0507 | R5 Accessories | 5.11 | Fire & Lightning Protection – Emergency Lighting | Number | AED | 88 | AI | ✓ |  | Citywalk Plot 5.11 Main Works Contract BOQ (1).xlsx |  |  |  | CITYWALK PHASE-05, PLOT 5.11 | Residential | CITYWALK RESIDENTIAL 1 LLC
▸ Equipment including fixings, supports, hangers and all ancillary works as necessary
813 | E | Sub circuit monitoring (SCM) | 2 | Nr. | 10764 | 21528 | R — Electrical Engineering Installations | R | R05 | R0507 | R5 Accessories | 5.11 | Fire & Lightning Protection – Emergency Lighting Control | Number | AED | 82 | AI | ⚠ |  | Citywalk Plot 5.11 Main Works Contract BOQ (1).xlsx |  |  |  | CITYWALK PHASE-05, PLOT 5.11 | Residential | CITYWALK RESIDENTIAL 1 LLC
815 | F | Central battery panel (CBS) | 1 | Nr. | 46800 | 46800 | R — Electrical Engineering Installations | R | R05 | R0507 | R5 Accessories | 5.11 | Fire & Lightning Protection – Emergency Lighting Control | Number | AED | 85 | AI | ✓ |  | Citywalk Plot 5.11 Main Works Contract BOQ (1).xlsx |  |  |  | CITYWALK PHASE-05, PLOT 5.11 | Residential | CITYWALK RESIDENTIAL 1 LLC
817 | G | Battery cabinet (BC) | 2 | Nr. | 12753 | 25506 | R — Electrical Engineering Installations | R | R05 | R0507 | R5 Accessories | 5.11 | Fire & Lightning Protection – Emergency Lighting Control | Number | AED | 85 | AI | ✓ |  | Citywalk Plot 5.11 Main Works Contract BOQ (1).xlsx |  |  |  | CITYWALK PHASE-05, PLOT 5.11 | Residential | CITYWALK RESIDENTIAL 1 LLC
819 | H | CBS Monitoring workstation and printer | 1 | Nr. | 11700 | 11700 | R — Electrical Engineering Installations | R | R05 | R0507 | R5 Accessories | 5.12 | Communication & Security – Monitoring Equipment | Number | AED | 78 | AI | ⚠ |  | Citywalk Plot 5.11 Main Works Contract BOQ (1).xlsx |  |  |  | CITYWALK PHASE-05, PLOT 5.11 | Residential | CITYWALK RESIDENTIAL 1 LLC
821 | J | CBSC Communication panel | 1 | Nr. | 11700 | 11700 | R — Electrical Engineering Installations | R | R05 | R0507 | R5 Accessories | 5.11 | Fire & Lightning Protection – Emergency Lighting Control | Number | AED | 82 | AI | ⚠ |  | Citywalk Plot 5.11 Main Works Contract BOQ (1).xlsx |  |  |  | CITYWALK PHASE-05, PLOT 5.11 | Residential | CITYWALK RESIDENTIAL 1 LLC
838 |  |  |  | To Collection AED |  | 231426 | [8 empty] | AED |  |  |  |  | Citywalk Plot 5.11 Main Works Contract BOQ (1).xlsx |  |  |  | CITYWALK PHASE-05, PLOT 5.11 | Residential | CITYWALK RESIDENTIAL 1 LLC
▸ EARTHING AND LIGHTINING PROTECTION
▸ Note: Refer to the following:
▸ 1. Specification;
▸ DHRE0017-GCE-XX-XX-SPC-MEP-108004_MEP Specs
▸ 2. Drawings;
▸ DHRE0017-GC-XX-B1-PLN-ER-101001 to 101002
▸ DHRE0017-GC-XX-BF-PLN-LP-101001 to 101002
▸ DHRE0017-GC-XX-ZZ-DWG-ER-101006-ER SCH
▸ Earthing and lightning protection installations; including earth cables, fixings, supports, hangers and all ancillary works as necessary
▸ Earthing System
▸ Earthing cable in 50mm PVC conduit; including all ancillary work as necessary
864 | A | 1Cx70mm2 YG/PVC | 400 | m | 78 | 31200 | R — Electrical Engineering Installations | R | R05 | R0502 | R5 Accessories | 5.12 | Communication & Security – Earthing Cable | Length (m) | AED | 85 | AI | ✓ |  | Citywalk Plot 5.11 Main Works Contract BOQ (1).xlsx |  |  |  | CITYWALK PHASE-05, PLOT 5.11 | Residential | CITYWALK RESIDENTIAL 1 LLC
866 | B | 1Cx95mm2 YG/PVC | 118 | m | 109 | 12862 | R — Electrical Engineering Installations | R | R05 | R0502 | R5 Accessories | 5.12 | Communication & Security – Earthing Cable | Length (m) | AED | 85 | AI | ✓ |  | Citywalk Plot 5.11 Main Works Contract BOQ (1).xlsx |  |  |  | CITYWALK PHASE-05, PLOT 5.11 | Residential | CITYWALK RESIDENTIAL 1 LLC
868 | C | 1Cx150mm2 YG/PVC | 293 | m | 165 | 48345 | R — Electrical Engineering Installations | R | R05 | R0502 | R5 Accessories | 5.12 | Communication & Security – Earthing Cable | Length (m) | AED | 85 | AI | ✓ |  | Citywalk Plot 5.11 Main Works Contract BOQ (1).xlsx |  |  |  | CITYWALK PHASE-05, PLOT 5.11 | Residential | CITYWALK RESIDENTIAL 1 LLC
870 | D | Allow for electrical room earthing system | 1 | Item | 1909 | 1909 | A — General Requirements | A | A08 | A0801 | Temporary works | 9.01 | Preliminaries / General Requirements | Item | AED | 65 | Fuzzy | ⚠ |  | Citywalk Plot 5.11 Main Works Contract BOQ (1).xlsx |  |  |  | CITYWALK PHASE-05, PLOT 5.11 | Residential | CITYWALK RESIDENTIAL 1 LLC
872 | E | Allow for GSM room earthing system | 1 | Item | 6782 | 6782 | A — General Requirements | A | A06 | A0601 | Employer's facilities | 9.01 | Preliminaries / General Requirements | Item | AED | 64 | Fuzzy | ⚠ |  | Citywalk Plot 5.11 Main Works Contract BOQ (1).xlsx |  |  |  | CITYWALK PHASE-05, PLOT 5.11 | Residential | CITYWALK RESIDENTIAL 1 LLC
874 | F | Allow for telecom room earthing system | 1 | Item | 1909 | 1909 | A — General Requirements | A | A05 | A0501 | Constructional plant | 9.01 | Preliminaries / General Requirements | Item | AED | 66 | Fuzzy | ⚠ |  | Citywalk Plot 5.11 Main Works Contract BOQ (1).xlsx |  |  |  | CITYWALK PHASE-05, PLOT 5.11 | Residential | CITYWALK RESIDENTIAL 1 LLC
▸ Accessories; including fixings, supports, hangers and all ancillary works as necessary
878 | G | Earth pit | 15 | Nr. | 6161 | 92415 | R — Electrical Engineering Installations | R | R08 | R0801 | R8 Connections to supply mains | 3.01 | Electrical – Earth Pit | Enumerated (nr) | AED | 97 | Rule | ✓ |  | Citywalk Plot 5.11 Main Works Contract BOQ (1).xlsx |  |  |  | CITYWALK PHASE-05, PLOT 5.11 | Residential | CITYWALK RESIDENTIAL 1 LLC
881 |  |  |  | To Collection AED |  | 195422 | [8 empty] | AED |  |  |  |  | Citywalk Plot 5.11 Main Works Contract BOQ (1).xlsx |  |  |  | CITYWALK PHASE-05, PLOT 5.11 | Residential | CITYWALK RESIDENTIAL 1 LLC
▸ EARTHING AND LIGHTINING PROTECTION (Cont'd)
▸ Earth bar
889 | A | 500x100x10mm; HDHC main earth bar | 2 | Nr. | 3471 | 6942 | R — Electrical Engineering Installations | R | R08 | R0801 | R8 Connections to supply mains | 3.01 | Electrical – Earth Bar | Enumerated (nr) | AED | 97 | Rule | ✓ |  | Citywalk Plot 5.11 Main Works Contract BOQ (1).xlsx |  |  |  | CITYWALK PHASE-05, PLOT 5.11 | Residential | CITYWALK RESIDENTIAL 1 LLC
891 | B | 25x3mm; tin coated earth bar | 8 | Nr. | 1735 | 13880 | R — Electrical Engineering Installations | R | R08 | R0801 | R8 Connections to supply mains | 3.01 | Electrical – Earth Bar | Enumerated (nr) | AED | 97 | Rule | ✓ |  | Citywalk Plot 5.11 Main Works Contract BOQ (1).xlsx |  |  |  | CITYWALK PHASE-05, PLOT 5.11 | Residential | CITYWALK RESIDENTIAL 1 LLC
▸ Lightning protection system
895 | C | Down conductor | 124 | m | 181 | 22444 | Q — Mechanical Engineering Installations | Q | Q03 | Q0300 | Q3 Ductwork | 5.06 | Mechanical Engineering Installations | Length (m), Weight (t), Area (m²), Enumerated (nr), Item | AED | 75 | Fuzzy | ⚠ |  | Citywalk Plot 5.11 Main Works Contract BOQ (1).xlsx |  |  |  | CITYWALK PHASE-05, PLOT 5.11 | Residential | CITYWALK RESIDENTIAL 1 LLC
897 | D | Test link | 16 | Nr. | 383 | 6128 | B — Site Work | B | B03 | B0300 | B3 Boreholes (including pumping test wells) | 8.01 | Site Works, Drainage, External Services & Landscaping | Volume (m³), Length (m), Area (m²), Enumerated (nr), Item | AED | 68 | Fuzzy | ⚠ |  | Citywalk Plot 5.11 Main Works Contract BOQ (1).xlsx |  |  |  | CITYWALK PHASE-05, PLOT 5.11 | Residential | CITYWALK RESIDENTIAL 1 LLC
928 |  |  |  | To Collection AED |  | 49394 | [8 empty] | AED |  |  |  |  | Citywalk Plot 5.11 Main Works Contract BOQ (1).xlsx |  |  |  | CITYWALK PHASE-05, PLOT 5.11 | Residential | CITYWALK RESIDENTIAL 1 LLC
▸ FIRE ALARM AND VOICE EVACUATION INSTALLATIONS
▸ Note: Refer to the following:
▸ 1. Specification;
▸ DHRE0017-GCE-XX-XX-SPC-MEP-108004_MEP Specs
▸ DHRE0017-GCE-XX-XX-SPC-MEP-108004
▸ 2. Drawing;
▸ DHRE0017-GC-XX-B1-PLN-FV-101001
▸ DHRE0017-GC-XX-GF-PLN-FV-101002
▸ DHRE0017-GC-XX-ZZ-DWG-FV-101017
▸ DHRE0017-GC-XX-B1-PLN-FV-101001 to 101002
▸ Fire alarm and voice evacuation cable tray including hangers, supports and all ancillary works as necessary
954 | A | 100 x 100mm | 11 | m | 46 | 506 | R — Electrical Engineering Installations | R | R04 | R0405 | R4 Final sub-circuits and auxiliary installations | 5.11 | Fire & Lightning Protection – Conduit | Area (m²) | AED | 75 | AI | ⚠ |  | Citywalk Plot 5.11 Main Works Contract BOQ (1).xlsx |  |  |  | CITYWALK PHASE-05, PLOT 5.11 | Residential | CITYWALK RESIDENTIAL 1 LLC
▸ Final sub-circuits and auxiliary installations complete with cabling, containment, terminations and all ancillary works as necessary
958 | B | Intelligent optical smoke detector with base points | 33 | Nr. | 351 | 11583 | R — Electrical Engineering Installations | R | R07 | R0701 | R7 Equipment | 3.01 | Electrical – Fire Alarm | Enumerated (nr) | AED | 97 | Rule | ✓ |  | Citywalk Plot 5.11 Main Works Contract BOQ (1).xlsx |  |  |  | CITYWALK PHASE-05, PLOT 5.11 | Residential | CITYWALK RESIDENTIAL 1 LLC
960 | C | Intelligent heat detector with base points | 11 | Nr. | 351 | 3861 | R — Electrical Engineering Installations | R | R04 | R0403 | R4 Final sub-circuits and auxiliary installations | 5.11 | Fire & Lightning Protection – Heat Detector | Number | AED | 90 | AI | ✓ |  | Citywalk Plot 5.11 Main Works Contract BOQ (1).xlsx |  |  |  | CITYWALK PHASE-05, PLOT 5.11 | Residential | CITYWALK RESIDENTIAL 1 LLC
962 | D | Intelligent multi sensor detector with base points | 7 | Nr. | 351 | 2457 | R — Electrical Engineering Installations | R | R04 | R0403 | R4 Final sub-circuits and auxiliary installations | 5.11 | Fire & Lightning Protection – Multi-Sensor Detector | Number | AED | 90 | AI | ✓ |  | Citywalk Plot 5.11 Main Works Contract BOQ (1).xlsx |  |  |  | CITYWALK PHASE-05, PLOT 5.11 | Residential | CITYWALK RESIDENTIAL 1 LLC
964 | E | Fire phone jack points | 12 | Nr. | 351 | 4212 | R — Electrical Engineering Installations | R | R04 | R0404 | R4 Final sub-circuits and auxiliary installations | 5.11 | Fire & Lightning Protection – Fire Phone Jack | Number | AED | 85 | AI | ✓ |  | Citywalk Plot 5.11 Main Works Contract BOQ (1).xlsx |  |  |  | CITYWALK PHASE-05, PLOT 5.11 | Residential | CITYWALK RESIDENTIAL 1 LLC
968 |  |  |  | To Collection AED |  | 22619 | [8 empty] | AED |  |  |  |  | Citywalk Plot 5.11 Main Works Contract BOQ (1).xlsx |  |  |  | CITYWALK PHASE-05, PLOT 5.11 | Residential | CITYWALK RESIDENTIAL 1 LLC
▸ FIRE ALARM AND VOICE EVACUATION INSTALLATIONS (Cont'd)
974 | A | Fire alarm sounder or horn with flasher with back box points-W/P | 9 | Nr. | 351 | 3159 | R — Electrical Engineering Installations | R | R07 | R0701 | R7 Equipment | 3.01 | Electrical – Fire Alarm | Enumerated (nr) | AED | 97 | Rule | ✓ |  | Citywalk Plot 5.11 Main Works Contract BOQ (1).xlsx |  |  |  | CITYWALK PHASE-05, PLOT 5.11 | Residential | CITYWALK RESIDENTIAL 1 LLC
976 | B | Ceiling mounted speaker with fire dome & ceramic terminal points | 11 | Nr. | 351 | 3861 | J — Finishes | J | J05 | J0501 | J5 Suspended ceilings | 3.01 | Internal Finishes | Area (m²), Length (m) | AED | 66 | Fuzzy | ⚠ |  | Citywalk Plot 5.11 Main Works Contract BOQ (1).xlsx |  |  |  | CITYWALK PHASE-05, PLOT 5.11 | Residential | CITYWALK RESIDENTIAL 1 LLC
978 | C | Manual call point with recessed box points | 10 | Nr. | 351 | 3510 | R — Electrical Engineering Installations | R | R07 | R0701 | R7 Equipment | 3.01 | Electrical – Fire Alarm | Enumerated (nr) | AED | 97 | Rule | ✓ |  | Citywalk Plot 5.11 Main Works Contract BOQ (1).xlsx |  |  |  | CITYWALK PHASE-05, PLOT 5.11 | Residential | CITYWALK RESIDENTIAL 1 LLC
980 | D | Manual call point with back box points-W/P | 14 | Nr. | 351 | 4914 | R — Electrical Engineering Installations | R | R07 | R0701 | R7 Equipment | 3.01 | Electrical – Fire Alarm | Enumerated (nr) | AED | 97 | Rule | ✓ |  | Citywalk Plot 5.11 Main Works Contract BOQ (1).xlsx |  |  |  | CITYWALK PHASE-05, PLOT 5.11 | Residential | CITYWALK RESIDENTIAL 1 LLC
982 | E | Wall mounted speaker with back box points-W/P | 7 | Nr. | 351 | 2457 | R — Electrical Engineering Installations | R | R04 | R0404 | R4 Final sub-circuits and auxiliary installations | 5.11 | Fire & Lightning Protection – Speaker | Number | AED | 85 | AI | ✓ |  | Citywalk Plot 5.11 Main Works Contract BOQ (1).xlsx |  |  |  | CITYWALK PHASE-05, PLOT 5.11 | Residential | CITYWALK RESIDENTIAL 1 LLC
984 | F | Wall mounted speaker with flasher with back box points-W/P | 20 | Nr. | 351 | 7020 | R — Electrical Engineering Installations | R | R04 | R0404 | R4 Final sub-circuits and auxiliary installations | 5.11 | Fire & Lightning Protection – Speaker with Flasher | Number | AED | 85 | AI | ✓ |  | Citywalk Plot 5.11 Main Works Contract BOQ (1).xlsx |  |  |  | CITYWALK PHASE-05, PLOT 5.11 | Residential | CITYWALK RESIDENTIAL 1 LLC
986 | G | Interface unit fire rated enclosure points (2IN/ 2OUT control x Monitor module) (IFU) | 11 | Nr. | 351 | 3861 | R — Electrical Engineering Installations | R | R06 | R0600 | R6 Control gear | 5.08 | Electrical Engineering Installations | Length (m), Enumerated (nr), Item | AED | 67 | Fuzzy | ⚠ |  | Citywalk Plot 5.11 Main Works Contract BOQ (1).xlsx |  |  |  | CITYWALK PHASE-05, PLOT 5.11 | Residential | CITYWALK RESIDENTIAL 1 LLC
988 | H | Intelligent ceiling void smoke detector points | 6 | Nr. | 351 | 2106 | R — Electrical Engineering Installations | R | R07 | R0701 | R7 Equipment | 3.01 | Electrical – Fire Alarm | Enumerated (nr) | AED | 97 | Rule | ✓ |  | Citywalk Plot 5.11 Main Works Contract BOQ (1).xlsx |  |  |  | CITYWALK PHASE-05, PLOT 5.11 | Residential | CITYWALK RESIDENTIAL 1 LLC
▸ Accessories; including fixings, supports, hangers and all ancillary works as necessary
992 | J | Intelligent optical smoke detector with base | 33 | Nr. | 392 | 12936 | R — Electrical Engineering Installations | R | R07 | R0701 | R7 Equipment | 3.01 | Electrical – Fire Alarm | Enumerated (nr) | AED | 97 | Rule | ✓ |  | Citywalk Plot 5.11 Main Works Contract BOQ (1).xlsx |  |  |  | CITYWALK PHASE-05, PLOT 5.11 | Residential | CITYWALK RESIDENTIAL 1 LLC
994 | K | Intelligent heat detector with base | 11 | Nr. | 329 | 3619 | R — Electrical Engineering Installations | R | R04 | R0403 | R4 Final sub-circuits and auxiliary installations | 5.11 | Fire & Lightning Protection – Heat Detector | Number | AED | 90 | AI | ✓ |  | Citywalk Plot 5.11 Main Works Contract BOQ (1).xlsx |  |  |  | CITYWALK PHASE-05, PLOT 5.11 | Residential | CITYWALK RESIDENTIAL 1 LLC
996 | L | Intelligent multi sensor detector with base | 7 | Nr. | 549 | 3843 | R — Electrical Engineering Installations | R | R04 | R0403 | R4 Final sub-circuits and auxiliary installations | 5.11 | Fire & Lightning Protection – Multi-Sensor Detector | Number | AED | 90 | AI | ✓ |  | Citywalk Plot 5.11 Main Works Contract BOQ (1).xlsx |  |  |  | CITYWALK PHASE-05, PLOT 5.11 | Residential | CITYWALK RESIDENTIAL 1 LLC
998 | M | Fire phone jack | 12 | Nr. | 329 | 3948 | R — Electrical Engineering Installations | R | R04 | R0404 | R4 Final sub-circuits and auxiliary installations | 5.11 | Fire & Lightning Protection – Fire Phone Jack | Number | AED | 85 | AI | ✓ |  | Citywalk Plot 5.11 Main Works Contract BOQ (1).xlsx |  |  |  | CITYWALK PHASE-05, PLOT 5.11 | Residential | CITYWALK RESIDENTIAL 1 LLC
1000 | N | Fire alarm sounder or horn with flasher with back box-W/P | 9 | Nr. | 737 | 6633 | R — Electrical Engineering Installations | R | R07 | R0701 | R7 Equipment | 3.01 | Electrical – Fire Alarm | Enumerated (nr) | AED | 97 | Rule | ✓ |  | Citywalk Plot 5.11 Main Works Contract BOQ (1).xlsx |  |  |  | CITYWALK PHASE-05, PLOT 5.11 | Residential | CITYWALK RESIDENTIAL 1 LLC
1002 | P | Ceiling mounted speaker with fire dome & ceramic terminal | 11 | Nr. | 642 | 7062 | J — Finishes | J | J05 | J0501 | J5 Suspended ceilings | 3.01 | Internal Finishes | Area (m²), Length (m) | AED | 67 | Fuzzy | ⚠ |  | Citywalk Plot 5.11 Main Works Contract BOQ (1).xlsx |  |  |  | CITYWALK PHASE-05, PLOT 5.11 | Residential | CITYWALK RESIDENTIAL 1 LLC
1004 | Q | Manual call point with recessed box | 10 | Nr. | 455 | 4550 | R — Electrical Engineering Installations | R | R07 | R0701 | R7 Equipment | 3.01 | Electrical – Fire Alarm | Enumerated (nr) | AED | 97 | Rule | ✓ |  | Citywalk Plot 5.11 Main Works Contract BOQ (1).xlsx |  |  |  | CITYWALK PHASE-05, PLOT 5.11 | Residential | CITYWALK RESIDENTIAL 1 LLC
1006 | R | Manual call point with back box-W/P | 14 | Nr. | 549 | 7686 | R — Electrical Engineering Installations | R | R07 | R0701 | R7 Equipment | 3.01 | Electrical – Fire Alarm | Enumerated (nr) | AED | 97 | Rule | ✓ |  | Citywalk Plot 5.11 Main Works Contract BOQ (1).xlsx |  |  |  | CITYWALK PHASE-05, PLOT 5.11 | Residential | CITYWALK RESIDENTIAL 1 LLC
1010 |  |  |  | To Collection AED |  | 81165 | [8 empty] | AED |  |  |  |  | Citywalk Plot 5.11 Main Works Contract BOQ (1).xlsx |  |  |  | CITYWALK PHASE-05, PLOT 5.11 | Residential | CITYWALK RESIDENTIAL 1 LLC
▸ FIRE ALARM AND VOICE EVACUATION INSTALLATIONS (Cont'd)
1016 | A | Wall mounted speaker with back box-W/P | 7 | Nr. | 737 | 5159 | R — Electrical Engineering Installations | R | R04 | R0404 | R4 Final sub-circuits and auxiliary installations | 5.11 | Fire & Lightning Protection – Speaker | Number | AED | 85 | AI | ✓ |  | Citywalk Plot 5.11 Main Works Contract BOQ (1).xlsx |  |  |  | CITYWALK PHASE-05, PLOT 5.11 | Residential | CITYWALK RESIDENTIAL 1 LLC
1018 | B | Wall mounted speaker with flasher with back box-W/P | 20 | Nr. | 878 | 17560 | R — Electrical Engineering Installations | R | R04 | R0404 | R4 Final sub-circuits and auxiliary installations | 5.11 | Fire & Lightning Protection – Speaker with Flasher | Number | AED | 85 | AI | ✓ |  | Citywalk Plot 5.11 Main Works Contract BOQ (1).xlsx |  |  |  | CITYWALK PHASE-05, PLOT 5.11 | Residential | CITYWALK RESIDENTIAL 1 LLC
1020 | C | Interface unit fire rated enclosure (2IN/ 2OUT control x Monitor module) (IFU) | 11 | Nr. | 815 | 8965 | R — Electrical Engineering Installations | R | R06 | R0600 | R6 Control gear | 5.08 | Electrical Engineering Installations | Length (m), Enumerated (nr), Item | AED | 67 | Fuzzy | ⚠ |  | Citywalk Plot 5.11 Main Works Contract BOQ (1).xlsx |  |  |  | CITYWALK PHASE-05, PLOT 5.11 | Residential | CITYWALK RESIDENTIAL 1 LLC
1022 | D | Intelligent ceiling void smoke detector | 6 | Nr. | 549 | 3294 | R — Electrical Engineering Installations | R | R07 | R0701 | R7 Equipment | 3.01 | Electrical – Fire Alarm | Enumerated (nr) | AED | 97 | Rule | ✓ |  | Citywalk Plot 5.11 Main Works Contract BOQ (1).xlsx |  |  |  | CITYWALK PHASE-05, PLOT 5.11 | Residential | CITYWALK RESIDENTIAL 1 LLC
▸ Equipment; including cabling, containment, interface connections, supports, hangers and all ancillary works as necessary
1025 | [5 empty] | Provisions only under our scope | [8 empty] | AED |  |  |  |  | Citywalk Plot 5.11 Main Works Contract BOQ (1).xlsx |  |  |  | CITYWALK PHASE-05, PLOT 5.11 | Residential | CITYWALK RESIDENTIAL 1 LLC
1026 | E | 24X7 direct alarm smart monitoring system panel | 1 | Nr. | 3510 | 3510 | R — Electrical Engineering Installations | R | R04 | R0402 | R4 Final sub-circuits and auxiliary installations | 5.11 | Fire & Lightning Protection – Control Panel | Number | AED | 85 | AI | ✓ |  | Citywalk Plot 5.11 Main Works Contract BOQ (1).xlsx |  |  |  | CITYWALK PHASE-05, PLOT 5.11 | Residential | CITYWALK RESIDENTIAL 1 LLC
1028 | F | Main fire alarm control panel with integrated voice evacuation, smoke control panel & fire telephone | 1 | Nr. | 21472 | 21472 | R — Electrical Engineering Installations | R | R06 | R0600 | R6 Control gear | 5.08 | Electrical Engineering Installations | Length (m), Enumerated (nr), Item | AED | 79 | Fuzzy | ⚠ |  | Citywalk Plot 5.11 Main Works Contract BOQ (1).xlsx |  |  |  | CITYWALK PHASE-05, PLOT 5.11 | Residential | CITYWALK RESIDENTIAL 1 LLC
1030 | G | Fire alarm repeater panel with back box | 2 | Nr. | 8190 | 16380 | R — Electrical Engineering Installations | R | R09 | R0901 | R9 Sundries | 5.08 | Electrical Engineering Installations | Length (m), Enumerated (nr), Item | AED | 69 | Fuzzy | ⚠ |  | Citywalk Plot 5.11 Main Works Contract BOQ (1).xlsx |  |  |  | CITYWALK PHASE-05, PLOT 5.11 | Residential | CITYWALK RESIDENTIAL 1 LLC
1032 | H | Disable alarm panel (DAP) | 1 | Nr. | 10291 | 10291 | R — Electrical Engineering Installations | R | R04 | R0402 | R4 Final sub-circuits and auxiliary installations | 5.11 | Fire & Lightning Protection – Disable Alarm Panel | Number | AED | 85 | AI | ✓ |  | Citywalk Plot 5.11 Main Works Contract BOQ (1).xlsx |  |  |  | CITYWALK PHASE-05, PLOT 5.11 | Residential | CITYWALK RESIDENTIAL 1 LLC
1034 | J | Fire telephone panel (FTP) | 1 | Nr. | 3510 | 3510 | R — Electrical Engineering Installations | R | R04 | R0401 | R4 Final sub-circuits and auxiliary installations | 5.08 | Electrical Engineering Installations | Length (m), Enumerated (nr), Item | AED | 61 | Fuzzy | ⚠ |  | Citywalk Plot 5.11 Main Works Contract BOQ (1).xlsx |  |  |  | CITYWALK PHASE-05, PLOT 5.11 | Residential | CITYWALK RESIDENTIAL 1 LLC
1036 | K | Voice evacuation control panel (VECP) | 1 | Nr. | 21060 | 21060 | R — Electrical Engineering Installations | R | R06 | R0600 | R6 Control gear | 5.08 | Electrical Engineering Installations | Length (m), Enumerated (nr), Item | AED | 69 | Fuzzy | ⚠ |  | Citywalk Plot 5.11 Main Works Contract BOQ (1).xlsx |  |  |  | CITYWALK PHASE-05, PLOT 5.11 | Residential | CITYWALK RESIDENTIAL 1 LLC
1038 | L | Power supply unit panel for FAS/Voice evacuation | 1 | Nr. | 3510 | 3510 | R — Electrical Engineering Installations | R | R04 | R0402 | R4 Final sub-circuits and auxiliary installations | 5.11 | Fire & Lightning Protection – Power Supply Unit | Number | AED | 90 | AI | ✓ |  | Citywalk Plot 5.11 Main Works Contract BOQ (1).xlsx |  |  |  | CITYWALK PHASE-05, PLOT 5.11 | Residential | CITYWALK RESIDENTIAL 1 LLC
1040 | M | Fire fighters smoke control system panel | 1 | Nr. | 3510 | 3510 | R — Electrical Engineering Installations | R | R06 | R0600 | R6 Control gear | 5.08 | Electrical Engineering Installations | Length (m), Enumerated (nr), Item | AED | 69 | Fuzzy | ⚠ |  | Citywalk Plot 5.11 Main Works Contract BOQ (1).xlsx |  |  |  | CITYWALK PHASE-05, PLOT 5.11 | Residential | CITYWALK RESIDENTIAL 1 LLC
▸ Fire alarm and emergency monitoring workstation complete with cabling, containment, monitors, KVM, software, fire wall, printer and all necessary ancillary works
1044 | N | Fire alarm & emergency monitoring system workstation | 1 | Nr. | 11700 | 11700 | R — Electrical Engineering Installations | R | R00 | R0000 |  | 5.08 | Electrical Engineering Installations | Length (m), Enumerated (nr), Item | AED | 62 | Fuzzy | ⚠ |  | Citywalk Plot 5.11 Main Works Contract BOQ (1).xlsx |  |  |  | CITYWALK PHASE-05, PLOT 5.11 | Residential | CITYWALK RESIDENTIAL 1 LLC
1048 |  |  |  | To Collection AED |  | 129921 | [8 empty] | AED |  |  |  |  | Citywalk Plot 5.11 Main Works Contract BOQ (1).xlsx |  |  |  | CITYWALK PHASE-05, PLOT 5.11 | Residential | CITYWALK RESIDENTIAL 1 LLC
▸ ICT INSTALLATIONS
▸ Note: Refer to the following:
▸ 1. Specification;
▸ DHRE0017-GCE-XX-XX-SPC-MEP-108004
▸ 2. Drawings;
▸ DHRE0017-GC-XX-BF-PLN-IC-101001 to 101002
▸ ICT Installation
▸ Fiber optic cables including all ancillary works as necessary
1068 | A | 2 x 6C single mode fiber cable | 60 | m | 115 | 6900 | R — Electrical Engineering Installations | R | R04 | R0401 | R4 Final sub-circuits and auxiliary installations | 5.08 | Electrical Engineering Installations | Length (m), Enumerated (nr), Item | AED | 62 | Fuzzy | ⚠ |  | Citywalk Plot 5.11 Main Works Contract BOQ (1).xlsx |  |  |  | CITYWALK PHASE-05, PLOT 5.11 | Residential | CITYWALK RESIDENTIAL 1 LLC
1070 | B | 2 x 12C single mode fiber cable | 21 | m | 229 | 4809 | R — Electrical Engineering Installations | R | R04 | R0401 | R4 Final sub-circuits and auxiliary installations | 5.08 | Electrical Engineering Installations | Length (m), Enumerated (nr), Item | AED | 62 | Fuzzy | ⚠ |  | Citywalk Plot 5.11 Main Works Contract BOQ (1).xlsx |  |  |  | CITYWALK PHASE-05, PLOT 5.11 | Residential | CITYWALK RESIDENTIAL 1 LLC
1072 | C | 4 core single mode fiber optic cable | 77 | m | 39 | 3003 | R — Electrical Engineering Installations | R | R04 | R0401 | R4 Final sub-circuits and auxiliary installations | 5.08 | Electrical Engineering Installations | Length (m), Enumerated (nr), Item | AED | 65 | Fuzzy | ⚠ |  | Citywalk Plot 5.11 Main Works Contract BOQ (1).xlsx |  |  |  | CITYWALK PHASE-05, PLOT 5.11 | Residential | CITYWALK RESIDENTIAL 1 LLC
▸ HDRF telecom and GSM cable tray including hangers, supports and all ancillary works as necessary
1076 | D | 150 x 50mm | 23 | m | 64 | 1472 | R — Electrical Engineering Installations | R | R05 | R0501 | R5 Accessories | 5.12 | Communication & Security – Fiber Optic Conduit | Area (m²) | AED | 80 | AI | ⚠ |  | Citywalk Plot 5.11 Main Works Contract BOQ (1).xlsx |  |  |  | CITYWALK PHASE-05, PLOT 5.11 | Residential | CITYWALK RESIDENTIAL 1 LLC
1078 | E | 300 x 50mm | 305 | m | 111 | 33855 | R — Electrical Engineering Installations | R | R05 | R0501 | R5 Accessories | 5.12 | Communication & Security – Fiber Optic Conduit | Area (m²) | AED | 80 | AI | ⚠ |  | Citywalk Plot 5.11 Main Works Contract BOQ (1).xlsx |  |  |  | CITYWALK PHASE-05, PLOT 5.11 | Residential | CITYWALK RESIDENTIAL 1 LLC
1080 | F | 450 x 50mm | 44 | m | 146 | 6424 | R — Electrical Engineering Installations | R | R05 | R0501 | R5 Accessories | 5.12 | Communication & Security – Fiber Optic Conduit | Area (m²) | AED | 80 | AI | ⚠ |  | Citywalk Plot 5.11 Main Works Contract BOQ (1).xlsx |  |  |  | CITYWALK PHASE-05, PLOT 5.11 | Residential | CITYWALK RESIDENTIAL 1 LLC
▸ Final sub-circuits and auxiliary installations complete with cabling, containment and terminations as necessary
1084 | G | CAT-6 RJ45 Dual outlet for data | 10 | Nr. | 1307 | 13070 | R — Electrical Engineering Installations | R | R05 | R0503 | R5 Accessories | 5.12 | Communication & Security – Data Outlet | Number | AED | 90 | AI | ✓ |  | Citywalk Plot 5.11 Main Works Contract BOQ (1).xlsx |  |  |  | CITYWALK PHASE-05, PLOT 5.11 | Residential | CITYWALK RESIDENTIAL 1 LLC
1090 |  |  |  | To Collection AED |  | 69533 | [8 empty] | AED |  |  |  |  | Citywalk Plot 5.11 Main Works Contract BOQ (1).xlsx |  |  |  | CITYWALK PHASE-05, PLOT 5.11 | Residential | CITYWALK RESIDENTIAL 1 LLC
▸ ICT INSTALLATIONS (Cont'd)
1096 | A | Floor box consisting 13A twin SSO (measured separately) & RJ45 twin outlet | 3 | Nr. | 1307 | 3921 | R — Electrical Engineering Installations | R | R04 | R0401 | R4 Final sub-circuits and auxiliary installations | 3.01 | Electrical – Floor Box | Enumerated (nr) | AED | 95 | Rule | ✓ |  | Citywalk Plot 5.11 Main Works Contract BOQ (1).xlsx |  |  |  | CITYWALK PHASE-05, PLOT 5.11 | Residential | CITYWALK RESIDENTIAL 1 LLC
▸ Accessories including fixings, supports, hangers and all ancillary works as necessary
1100 | B | CAT-6 RJ45 Dual outlet for data | 10 | Nr. | 198 | 1980 | R — Electrical Engineering Installations | R | R05 | R0503 | R5 Accessories | 5.12 | Communication & Security – Data Outlet | Number | AED | 90 | AI | ✓ |  | Citywalk Plot 5.11 Main Works Contract BOQ (1).xlsx |  |  |  | CITYWALK PHASE-05, PLOT 5.11 | Residential | CITYWALK RESIDENTIAL 1 LLC
1102 | C | Floor box consisting 13A twin SSO (measured separately) & RJ45 twin outlet | 3 | Nr. | 198 | 594 | R — Electrical Engineering Installations | R | R04 | R0401 | R4 Final sub-circuits and auxiliary installations | 3.01 | Electrical – Floor Box | Enumerated (nr) | AED | 95 | Rule | ✓ |  | Citywalk Plot 5.11 Main Works Contract BOQ (1).xlsx |  |  |  | CITYWALK PHASE-05, PLOT 5.11 | Residential | CITYWALK RESIDENTIAL 1 LLC
▸ Equipment including fixings, supports, hangers and all ancillary works as necessary
1106 | D | 42U ISP Rack 1 & 2 | 2 | Nr. | 29286 | 58572 | R — Electrical Engineering Installations | R | R05 | R0503 | R5 Accessories | 5.12 | Communication & Security – Server Rack | Number | AED | 90 | AI | ✓ |  | Citywalk Plot 5.11 Main Works Contract BOQ (1).xlsx |  |  |  | CITYWALK PHASE-05, PLOT 5.11 | Residential | CITYWALK RESIDENTIAL 1 LLC
1108 | E | 18U IDF-LL Rack | 1 | Nr. | 19915 | 19915 | R — Electrical Engineering Installations | R | R05 | R0503 | R5 Accessories | 5.12 | Communication & Security – Rack | Number | AED | 85 | AI | ✓ |  | Citywalk Plot 5.11 Main Works Contract BOQ (1).xlsx |  |  |  | CITYWALK PHASE-05, PLOT 5.11 | Residential | CITYWALK RESIDENTIAL 1 LLC
1110 | F | 12U ONU-Retail Optical Network Cabinet Unit | 1 | Nr. | 5623 | 5623 | R — Electrical Engineering Installations | R | R05 | R0503 | R5 Accessories | 5.12 | Communication & Security – Cabinet | Number | AED | 85 | AI | ✓ |  | Citywalk Plot 5.11 Main Works Contract BOQ (1).xlsx |  |  |  | CITYWALK PHASE-05, PLOT 5.11 | Residential | CITYWALK RESIDENTIAL 1 LLC
1112 | G | GSM Cross -C Cabinet | 1 | Nr. | 21086 | 21086 | R — Electrical Engineering Installations | R | R05 | R0503 | R5 Accessories | 5.12 | Communication & Security – Cabinet | Number | AED | 85 | AI | ✓ |  | Citywalk Plot 5.11 Main Works Contract BOQ (1).xlsx |  |  |  | CITYWALK PHASE-05, PLOT 5.11 | Residential | CITYWALK RESIDENTIAL 1 LLC
1114 | H | Uninterruptible power supply (UPS) | 1 | Nr. | 13588 | 13588 | R — Electrical Engineering Installations | R | R05 | R0503 | R5 Accessories | 5.12 | Communication & Security – UPS Equipment | Number | AED | 90 | AI | ✓ |  | Citywalk Plot 5.11 Main Works Contract BOQ (1).xlsx |  |  |  | CITYWALK PHASE-05, PLOT 5.11 | Residential | CITYWALK RESIDENTIAL 1 LLC
▸ Manhole for Telecom; including supports, cover and frame and ancillary work as necessary (pit excavation and disposal measured separately)
1118 | J | JRC-12 manhole | 4 | Nr. | 7654 | 30616 | R — Electrical Engineering Installations | R | R05 | R0504 | R5 Accessories | 5.12 | Communication & Security – Manhole | Number | AED | 85 | AI | ✓ |  | Citywalk Plot 5.11 Main Works Contract BOQ (1).xlsx |  |  |  | CITYWALK PHASE-05, PLOT 5.11 | Residential | CITYWALK RESIDENTIAL 1 LLC
1120 | K | ELV system manhole, 600 x 600 x 800mm | 1 | Nr. | 2603 | 2603 | R — Electrical Engineering Installations | R | R05 | R0504 | R5 Accessories | 5.12 | Communication & Security – Manhole | Number | AED | 85 | AI | ✓ |  | Citywalk Plot 5.11 Main Works Contract BOQ (1).xlsx |  |  |  | CITYWALK PHASE-05, PLOT 5.11 | Residential | CITYWALK RESIDENTIAL 1 LLC
1132 |  |  |  | To Collection AED |  | 158498 | [8 empty] | AED |  |  |  |  | Citywalk Plot 5.11 Main Works Contract BOQ (1).xlsx |  |  |  | CITYWALK PHASE-05, PLOT 5.11 | Residential | CITYWALK RESIDENTIAL 1 LLC
▸ INTERCOM INSTALLATIONS
▸ Note: Refer to the following:
▸ 1. Specification;
▸ DHRE0017-GCE-XX-XX-SPC-MEP-108004
▸ 2. Drawings;
▸ DHRE0017-GC-XX-GF-PLN-V1-101001
▸ Intercom cable tray including hangers, supports and all ancillary works as necessary
1150 | A | 100 x 100mm | 6 | m | 46 | 276 | R — Electrical Engineering Installations | R | R05 | R0505 | R5 Accessories | 5.12 | Communication & Security – Conduit | Area (m²) | AED | 75 | AI | ⚠ |  | Citywalk Plot 5.11 Main Works Contract BOQ (1).xlsx |  |  |  | CITYWALK PHASE-05, PLOT 5.11 | Residential | CITYWALK RESIDENTIAL 1 LLC
▸ Final sub-circuits and auxiliary installations complete with cabling, containment and terminations as necessary
1154 | B | Guard unit with video display minimum 7'' screen | 2 | Nr. | 302 | 604 | R — Electrical Engineering Installations | R | R05 | R0505 | R5 Accessories | 5.12 | Communication & Security – Access Control Device | Number | AED | 85 | AI | ✓ |  | Citywalk Plot 5.11 Main Works Contract BOQ (1).xlsx |  |  |  | CITYWALK PHASE-05, PLOT 5.11 | Residential | CITYWALK RESIDENTIAL 1 LLC
1156 | C | Main audio intercom indoor call station (ICS) | 2 | Nr. | 302 | 604 | R — Electrical Engineering Installations | R | R05 | R0505 | R5 Accessories | 5.12 | Communication & Security – Intercom Station | Number | AED | 85 | AI | ✓ |  | Citywalk Plot 5.11 Main Works Contract BOQ (1).xlsx |  |  |  | CITYWALK PHASE-05, PLOT 5.11 | Residential | CITYWALK RESIDENTIAL 1 LLC
1158 | D | Security IP video intercom system | 1 | Nr. | 302 | 302 | A — General Requirements | A | A04 | A0401 | Contractor's administrative arrangements | 9.01 | Preliminaries / General Requirements | Item | AED | 75 | Fuzzy | ⚠ |  | Citywalk Plot 5.11 Main Works Contract BOQ (1).xlsx |  |  |  | CITYWALK PHASE-05, PLOT 5.11 | Residential | CITYWALK RESIDENTIAL 1 LLC
▸ Accessories including fixings, supports, hangers and all ancillary works as necessary
1162 | E | Guard unit with video display minimum 7'' screen | 2 | Nr. | 5164 | 10328 | R — Electrical Engineering Installations | R | R05 | R0505 | R5 Accessories | 5.12 | Communication & Security – Access Control Device | Number | AED | 85 | AI | ✓ |  | Citywalk Plot 5.11 Main Works Contract BOQ (1).xlsx |  |  |  | CITYWALK PHASE-05, PLOT 5.11 | Residential | CITYWALK RESIDENTIAL 1 LLC
1164 | F | Main audio intercom indoor call station (ICS) | 2 | Nr. | 9199 | 18398 | R — Electrical Engineering Installations | R | R05 | R0505 | R5 Accessories | 5.12 | Communication & Security – Intercom Station | Number | AED | 85 | AI | ✓ |  | Citywalk Plot 5.11 Main Works Contract BOQ (1).xlsx |  |  |  | CITYWALK PHASE-05, PLOT 5.11 | Residential | CITYWALK RESIDENTIAL 1 LLC
1166 | G | Security IP video intercom system | 1 | Nr. | 17355 | 17355 | A — General Requirements | A | A04 | A0401 | Contractor's administrative arrangements | 9.01 | Preliminaries / General Requirements | Item | AED | 75 | Fuzzy | ⚠ |  | Citywalk Plot 5.11 Main Works Contract BOQ (1).xlsx |  |  |  | CITYWALK PHASE-05, PLOT 5.11 | Residential | CITYWALK RESIDENTIAL 1 LLC
1176 |  |  |  | To Collection AED |  | 47867 | [8 empty] | AED |  |  |  |  | Citywalk Plot 5.11 Main Works Contract BOQ (1).xlsx |  |  |  | CITYWALK PHASE-05, PLOT 5.11 | Residential | CITYWALK RESIDENTIAL 1 LLC
▸ SECURITY INSTALLATIONS
▸ Note: Refer to the following:
▸ 1. Specification;
▸ DHRE0017-GCE-XX-XX-SPC-SEC-108018
▸ 2. Drawings;
▸ DHRE0017-GC-XX-B1-PLN-SE-101001 to 101002
▸ Fiber optic cables including all ancillary works as necessary
1195 | A | 10 GB UPLINK OM4 2 x 6 core cable | 9 | m | 115 | 1035 | R — Electrical Engineering Installations | R | R04 | R0401 | R4 Final sub-circuits and auxiliary installations | 5.08 | Electrical Engineering Installations | Length (m), Enumerated (nr), Item | AED | 61 | Fuzzy | ⚠ |  | Citywalk Plot 5.11 Main Works Contract BOQ (1).xlsx |  |  |  | CITYWALK PHASE-05, PLOT 5.11 | Residential | CITYWALK RESIDENTIAL 1 LLC
1197 | B | 2 x 6 core fiber optic cable (OM4) | 6 | m | 115 | 690 | R — Electrical Engineering Installations | R | R01 | R0104 | R1 Generally | 5.08 | Electrical Engineering Installations | Length (m), Enumerated (nr), Item | AED | 61 | Fuzzy | ⚠ |  | Citywalk Plot 5.11 Main Works Contract BOQ (1).xlsx |  |  |  | CITYWALK PHASE-05, PLOT 5.11 | Residential | CITYWALK RESIDENTIAL 1 LLC
▸ Final sub-circuits and auxiliary installations complete; including cabling, containment and terminations as necessary
1201 | C | Camera points | 51 | Nr. | 4248 | 216648 | R — Electrical Engineering Installations | R | R08 | R0804 | R8 Connections to supply mains | 3.01 | Electrical – CCTV | Enumerated (nr) | AED | 97 | Rule | ✓ |  | Citywalk Plot 5.11 Main Works Contract BOQ (1).xlsx |  |  |  | CITYWALK PHASE-05, PLOT 5.11 | Residential | CITYWALK RESIDENTIAL 1 LLC
1203 | D | Decoder | 1 | Nr. | 4248 | 4248 | R — Electrical Engineering Installations | R | R05 | R0503 | R5 Accessories | 5.12 | Communication & Security – Decoder | Number | AED | 85 | AI | ✓ |  | Citywalk Plot 5.11 Main Works Contract BOQ (1).xlsx |  |  |  | CITYWALK PHASE-05, PLOT 5.11 | Residential | CITYWALK RESIDENTIAL 1 LLC
▸ Accessories; including fixings, supports, hangers and all ancillary works as necessary
1207 | E | Full HD 1080P daylight indoor dome camera; identification; CIC-XX-WDR (Cam-1) | 5 | Nr. | 6942 | 34710 | R — Electrical Engineering Installations | R | R08 | R0804 | R8 Connections to supply mains | 3.01 | Electrical – CCTV | Enumerated (nr) | AED | 97 | Rule | ✓ |  | Citywalk Plot 5.11 Main Works Contract BOQ (1).xlsx |  |  |  | CITYWALK PHASE-05, PLOT 5.11 | Residential | CITYWALK RESIDENTIAL 1 LLC
1209 | F | Full HD 1080P day/night indoor dome camera; recognition; CRC-XX (Cam-2) | 3 | Nr. | 6942 | 20826 | R — Electrical Engineering Installations | R | R08 | R0804 | R8 Connections to supply mains | 3.01 | Electrical – CCTV | Enumerated (nr) | AED | 97 | Rule | ✓ |  | Citywalk Plot 5.11 Main Works Contract BOQ (1).xlsx |  |  |  | CITYWALK PHASE-05, PLOT 5.11 | Residential | CITYWALK RESIDENTIAL 1 LLC
1211 | G | Full HD 1080P day/night indoor dome camera; observation; COC-XX (Cam-3) | 7 | Nr. | 6942 | 48594 | R — Electrical Engineering Installations | R | R08 | R0804 | R8 Connections to supply mains | 3.01 | Electrical – CCTV | Enumerated (nr) | AED | 97 | Rule | ✓ |  | Citywalk Plot 5.11 Main Works Contract BOQ (1).xlsx |  |  |  | CITYWALK PHASE-05, PLOT 5.11 | Residential | CITYWALK RESIDENTIAL 1 LLC
1218 |  |  |  | To Collection AED |  | 326751 | [8 empty] | AED |  |  |  |  | Citywalk Plot 5.11 Main Works Contract BOQ (1).xlsx |  |  |  | CITYWALK PHASE-05, PLOT 5.11 | Residential | CITYWALK RESIDENTIAL 1 LLC
▸ SECURITY INSTALLATIONS (Cont'd)
1224 | A | Full HD 1080P day/night outdoor bullet camera; detection; CDW-XX-WP (Cam-6) | 24 | Nr. | 7983 | 191592 | R — Electrical Engineering Installations | R | R05 | R0506 | R5 Accessories | 5.12 | Communication & Security – CCTV Camera | Number | AED | 90 | AI | ✓ |  | Citywalk Plot 5.11 Main Works Contract BOQ (1).xlsx |  |  |  | CITYWALK PHASE-05, PLOT 5.11 | Residential | CITYWALK RESIDENTIAL 1 LLC
1226 | B | Full HD 1080P day/night outdoor bullet camera; observation; CRW-XX-WP (Cam-8) | 2 | Nr. | 7983 | 15966 | R — Electrical Engineering Installations | R | R05 | R0506 | R5 Accessories | 5.12 | Communication & Security – CCTV Camera | Number | AED | 90 | AI | ✓ |  | Citywalk Plot 5.11 Main Works Contract BOQ (1).xlsx |  |  |  | CITYWALK PHASE-05, PLOT 5.11 | Residential | CITYWALK RESIDENTIAL 1 LLC
1228 | C | Full HD 1080P day/night outdoor bullet camera; observation; COW-XX (Cam-10) | 2 | Nr. | 7983 | 15966 | R — Electrical Engineering Installations | R | R05 | R0506 | R5 Accessories | 5.12 | Communication & Security – CCTV Camera | Number | AED | 90 | AI | ✓ |  | Citywalk Plot 5.11 Main Works Contract BOQ (1).xlsx |  |  |  | CITYWALK PHASE-05, PLOT 5.11 | Residential | CITYWALK RESIDENTIAL 1 LLC
1230 | D | Full HD 1080P daylight indoor dome camera; identification; CIW-XX-WP (Cam-12) | 6 | Nr. | 6942 | 41652 | R — Electrical Engineering Installations | R | R08 | R0804 | R8 Connections to supply mains | 3.01 | Electrical – CCTV | Enumerated (nr) | AED | 97 | Rule | ✓ |  | Citywalk Plot 5.11 Main Works Contract BOQ (1).xlsx |  |  |  | CITYWALK PHASE-05, PLOT 5.11 | Residential | CITYWALK RESIDENTIAL 1 LLC
1232 | E | Automatic number plate recognition camera; CIW-XX-ANPR-WP (Cam-5) | 2 | Nr. | 48036 | 96072 | Q — Mechanical Engineering Installations | Q | Q05 | Q0500 | Q5 Automatic controls | 5.06 | Mechanical Engineering Installations | Length (m), Weight (t), Area (m²), Enumerated (nr), Item | AED | 68 | Fuzzy | ⚠ |  | Citywalk Plot 5.11 Main Works Contract BOQ (1).xlsx |  |  |  | CITYWALK PHASE-05, PLOT 5.11 | Residential | CITYWALK RESIDENTIAL 1 LLC
▸ Equipment including fixings, supports, hangers and all ancillary works as necessary
1236 | F | 42U Security IDF Rack | 1 | Nr. | 21693 | 21693 | A — General Requirements | A | A04 | A0401 | Contractor's administrative arrangements | 9.01 | Preliminaries / General Requirements | Item | AED | 74 | Fuzzy | ⚠ |  | Citywalk Plot 5.11 Main Works Contract BOQ (1).xlsx |  |  |  | CITYWALK PHASE-05, PLOT 5.11 | Residential | CITYWALK RESIDENTIAL 1 LLC
1238 | G | 42U Security Server Rack | 2 | Nr. | 21693 | 43386 | A — General Requirements | A | A04 | A0401 | Contractor's administrative arrangements | 9.01 | Preliminaries / General Requirements | Item | AED | 74 | Fuzzy | ⚠ |  | Citywalk Plot 5.11 Main Works Contract BOQ (1).xlsx |  |  |  | CITYWALK PHASE-05, PLOT 5.11 | Residential | CITYWALK RESIDENTIAL 1 LLC
1240 | H | Decoder | 1 | Nr. | 31239 | 31239 | R — Electrical Engineering Installations | R | R05 | R0503 | R5 Accessories | 5.12 | Communication & Security – Decoder | Number | AED | 85 | AI | ✓ |  | Citywalk Plot 5.11 Main Works Contract BOQ (1).xlsx |  |  |  | CITYWALK PHASE-05, PLOT 5.11 | Residential | CITYWALK RESIDENTIAL 1 LLC
1242 | J | Key management system panel (KVM) | 1 | Nr. | 19923 | 19923 | R — Electrical Engineering Installations | R | R05 | R0505 | R5 Accessories | 5.12 | Communication & Security – Key Management System | Number | AED | 85 | AI | ✓ |  | Citywalk Plot 5.11 Main Works Contract BOQ (1).xlsx |  |  |  | CITYWALK PHASE-05, PLOT 5.11 | Residential | CITYWALK RESIDENTIAL 1 LLC
1244 | K | Workstation; including APNR camera workstation, VMS workstation & Access Control Workstation | 1 | Nr. | 43040 | 43040 | R — Electrical Engineering Installations | R | R06 | R0600 | R6 Control gear | 5.08 | Electrical Engineering Installations | Length (m), Enumerated (nr), Item | AED | 69 | Fuzzy | ⚠ |  | Citywalk Plot 5.11 Main Works Contract BOQ (1).xlsx |  |  |  | CITYWALK PHASE-05, PLOT 5.11 | Residential | CITYWALK RESIDENTIAL 1 LLC
▸ Access Control System
▸ Final sub-circuits and auxiliary installations complete; including cabling, containment and terminations as necessary
1250 | L | Access controlled single leaf door (ACS-1) | 5 | Nr. | 1199 | 5995 | A — General Requirements | A | A08 | A0801 | Temporary works | 9.01 | Preliminaries / General Requirements | Item | AED | 60 | Fuzzy | ⚠ |  | Citywalk Plot 5.11 Main Works Contract BOQ (1).xlsx |  |  |  | CITYWALK PHASE-05, PLOT 5.11 | Residential | CITYWALK RESIDENTIAL 1 LLC
1252 | M | Access controlled double leaf door (ACS-2) | 3 | Nr. | 1199 | 3597 | A — General Requirements | A | A08 | A0801 | Temporary works | 9.01 | Preliminaries / General Requirements | Item | AED | 60 | Fuzzy | ⚠ |  | Citywalk Plot 5.11 Main Works Contract BOQ (1).xlsx |  |  |  | CITYWALK PHASE-05, PLOT 5.11 | Residential | CITYWALK RESIDENTIAL 1 LLC
1257 |  |  |  | To Collection AED |  | 530121 | [8 empty] | AED |  |  |  |  | Citywalk Plot 5.11 Main Works Contract BOQ (1).xlsx |  |  |  | CITYWALK PHASE-05, PLOT 5.11 | Residential | CITYWALK RESIDENTIAL 1 LLC
▸ SECURITY INSTALLATIONS (Cont'd)
1263 | A | Access controlled sliding door (ACS-SL) | 2 | Nr. | 1199 | 2398 | A — General Requirements | A | A08 | A0801 | Temporary works | 9.01 | Preliminaries / General Requirements | Item | AED | 60 | Fuzzy | ⚠ |  | Citywalk Plot 5.11 Main Works Contract BOQ (1).xlsx |  |  |  | CITYWALK PHASE-05, PLOT 5.11 | Residential | CITYWALK RESIDENTIAL 1 LLC
1265 | B | Door contact (DC-1) | 18 | Nr. | 1199 | 21582 | H — Doors And Windows | H | H01 | H0100 | H1 Doors | 2.06 | Windows and External Doors | Enumerated (nr), Area (m²), Length (m) | AED | 62 | Fuzzy | ⚠ |  | Citywalk Plot 5.11 Main Works Contract BOQ (1).xlsx |  |  |  | CITYWALK PHASE-05, PLOT 5.11 | Residential | CITYWALK RESIDENTIAL 1 LLC
1267 |  | Door contact (DC-2) | 9 | Nr. | 1199 | 10791 | [8 empty] | AED |  |  |  |  | Citywalk Plot 5.11 Main Works Contract BOQ (1).xlsx |  |  |  | CITYWALK PHASE-05, PLOT 5.11 | Residential | CITYWALK RESIDENTIAL 1 LLC
▸ Accessories; including fixings, supports, hangers and all ancillary works as necessary
1271 | C | Access controlled single leaf door (ACS-1) | 5 | Nr. | 13883 | 69415 | A — General Requirements | A | A08 | A0801 | Temporary works | 9.01 | Preliminaries / General Requirements | Item | AED | 60 | Fuzzy | ⚠ |  | Citywalk Plot 5.11 Main Works Contract BOQ (1).xlsx |  |  |  | CITYWALK PHASE-05, PLOT 5.11 | Residential | CITYWALK RESIDENTIAL 1 LLC
1273 | D | Access controlled double leaf door (ACS-2) | 3 | Nr. | 27768 | 83304 | A — General Requirements | A | A08 | A0801 | Temporary works | 9.01 | Preliminaries / General Requirements | Item | AED | 60 | Fuzzy | ⚠ |  | Citywalk Plot 5.11 Main Works Contract BOQ (1).xlsx |  |  |  | CITYWALK PHASE-05, PLOT 5.11 | Residential | CITYWALK RESIDENTIAL 1 LLC
1275 | E | Access controlled sliding door (ACS-SL) | 2 | Nr. | 13883 | 27766 | A — General Requirements | A | A08 | A0801 | Temporary works | 9.01 | Preliminaries / General Requirements | Item | AED | 60 | Fuzzy | ⚠ |  | Citywalk Plot 5.11 Main Works Contract BOQ (1).xlsx |  |  |  | CITYWALK PHASE-05, PLOT 5.11 | Residential | CITYWALK RESIDENTIAL 1 LLC
1277 | F | Door contact (DC-1) | 18 | Nr. | 421 | 7578 | H — Doors And Windows | H | H01 | H0100 | H1 Doors | 2.06 | Windows and External Doors | Enumerated (nr), Area (m²), Length (m) | AED | 62 | Fuzzy | ⚠ |  | Citywalk Plot 5.11 Main Works Contract BOQ (1).xlsx |  |  |  | CITYWALK PHASE-05, PLOT 5.11 | Residential | CITYWALK RESIDENTIAL 1 LLC
1279 |  | Door contact (DC-2) | 9 | Nr. | 421 | 3789 | [8 empty] | AED |  |  |  |  | Citywalk Plot 5.11 Main Works Contract BOQ (1).xlsx |  |  |  | CITYWALK PHASE-05, PLOT 5.11 | Residential | CITYWALK RESIDENTIAL 1 LLC
▸ Equipment including fixings, supports, hangers and all ancillary works as necessary
1283 | G | Access control panel (ACP) | 2 | Nr. | 29886 | 59772 | R — Electrical Engineering Installations | R | R06 | R0600 | R6 Control gear | 5.08 | Electrical Engineering Installations | Length (m), Enumerated (nr), Item | AED | 69 | Fuzzy | ⚠ |  | Citywalk Plot 5.11 Main Works Contract BOQ (1).xlsx |  |  |  | CITYWALK PHASE-05, PLOT 5.11 | Residential | CITYWALK RESIDENTIAL 1 LLC
1285 | H | Access control system workstation including monitors, keyboard, mouse, etc | 1 | Nr. | 52650 | 52650 | R — Electrical Engineering Installations | R | R06 | R0600 | R6 Control gear | 5.08 | Electrical Engineering Installations | Length (m), Enumerated (nr), Item | AED | 69 | Fuzzy | ⚠ |  | Citywalk Plot 5.11 Main Works Contract BOQ (1).xlsx |  |  |  | CITYWALK PHASE-05, PLOT 5.11 | Residential | CITYWALK RESIDENTIAL 1 LLC
▸ Gate Barrier System
▸ Gate barrier system equipment / devices, as approved by the Engineer, including power operated automatic drop arm, magnetic loops, safety loops, control modules, wiring, labeling, fixings and all ancillary works as necessary
1291 | J | Vehicle Entry | 1 | Nr. | 32037 | 32037 | A — General Requirements | A | A06 | A0601 | Employer's facilities | 9.01 | Preliminaries / General Requirements | Item | AED | 61 | Fuzzy | ⚠ |  | Citywalk Plot 5.11 Main Works Contract BOQ (1).xlsx |  |  |  | CITYWALK PHASE-05, PLOT 5.11 | Residential | CITYWALK RESIDENTIAL 1 LLC
1293 | K | Vehicle Exit | 1 | Nr. | 32037 | 32037 | A — General Requirements | A | A06 | A0601 | Employer's facilities | 9.01 | Preliminaries / General Requirements | Item | AED | 63 | Fuzzy | ⚠ |  | Citywalk Plot 5.11 Main Works Contract BOQ (1).xlsx |  |  |  | CITYWALK PHASE-05, PLOT 5.11 | Residential | CITYWALK RESIDENTIAL 1 LLC
1295 | L | Pedestal mounted security intercom & card access system for gate barrier | 2 | Nr. | 17355 | 34710 | C — Concrete Work | C | C02 | C0201 | C2 Poured concrete | 2.01 | Frame | Volume (m³) | AED | 88 | Rule | ✓ |  | Citywalk Plot 5.11 Main Works Contract BOQ (1).xlsx |  |  |  | CITYWALK PHASE-05, PLOT 5.11 | Residential | CITYWALK RESIDENTIAL 1 LLC
1297 | M | Push button for barrier | 1 | Nr. | 347 | 347 | P — Conveying Systems | P | P01 | P0102 | P1 Generally | 5.10 | Lift & Conveyor – Gate Barrier Controls | Number | AED | 72 | AI | ⚠ |  | Citywalk Plot 5.11 Main Works Contract BOQ (1).xlsx |  |  |  | CITYWALK PHASE-05, PLOT 5.11 | Residential | CITYWALK RESIDENTIAL 1 LLC
1300 |  |  |  | To Collection AED |  | 438176 | [8 empty] | AED |  |  |  |  | Citywalk Plot 5.11 Main Works Contract BOQ (1).xlsx |  |  |  | CITYWALK PHASE-05, PLOT 5.11 | Residential | CITYWALK RESIDENTIAL 1 LLC
▸ BUILDING MANAGEMENT SYSTEM
▸ Note: Refer to the following.
▸ 1. Specification DHRE0017-GCE-XX-XX-SPC-MEP-108004
▸ Building Management System Installation
1312 | A | Building management system (BMS) equipment/devices; as approved by theEngineer; including work stations, central processing unit, printer, mouse, control panels,interfacing units & interfacing to all electrical, HVAC, fire protection, plumbing, direct digital controllers, control modules, wiring, labeling, and complete fixing accessories. | 1 | Item | 462496 | 462496 | Q — Mechanical Engineering Installations | Q | Q03 | Q0301 | Q3 Ductwork | 3.01 | Mechanical – BMS | Item | AED | 90 | Rule | ✓ |  | Citywalk Plot 5.11 Main Works Contract BOQ (1).xlsx |  |  |  | CITYWALK PHASE-05, PLOT 5.11 | Residential | CITYWALK RESIDENTIAL 1 LLC
1340 |  |  |  | To Collection AED |  | 462496 | [8 empty] | AED |  |  |  |  | Citywalk Plot 5.11 Main Works Contract BOQ (1).xlsx |  |  |  | CITYWALK PHASE-05, PLOT 5.11 | Residential | CITYWALK RESIDENTIAL 1 LLC
▸ SUNDRIES
▸ Sundries to Electrical Engineering Installations
1348 | A | Allow for all connections to existing services mains if not included above | 1 | Item | 1735 | 1735 | Q — Mechanical Engineering Installations | Q | Q06 | Q0600 | Q6 Connections to supply mains | 5.06 | Mechanical Engineering Installations | Length (m), Weight (t), Area (m²), Enumerated (nr), Item | AED | 77 | Fuzzy | ⚠ |  | Citywalk Plot 5.11 Main Works Contract BOQ (1).xlsx |  |  |  | CITYWALK PHASE-05, PLOT 5.11 | Residential | CITYWALK RESIDENTIAL 1 LLC
1350 | B | Allow for earthing and bonding as specified; in particular all metal containments shall be provided with earth continuity protection at all joints | 1 | Item | 1735 | 1735 | R — Electrical Engineering Installations | R | R08 | R0801 | R8 Connections to supply mains | 3.01 | Electrical – Earthing & Bonding | Item | AED | 90 | Rule | ✓ |  | Citywalk Plot 5.11 Main Works Contract BOQ (1).xlsx |  |  |  | CITYWALK PHASE-05, PLOT 5.11 | Residential | CITYWALK RESIDENTIAL 1 LLC
1352 | C | Allow for all supports, fixings, anchors and insulating blocks where not included above or elsewhere | 1 | Item | 1735 | 1735 | A — General Requirements | A | A02 | A0201 | Specification | 9.01 | Preliminaries – BWIC | Item | AED | 88 | Rule | ✓ |  | Citywalk Plot 5.11 Main Works Contract BOQ (1).xlsx |  |  |  | CITYWALK PHASE-05, PLOT 5.11 | Residential | CITYWALK RESIDENTIAL 1 LLC
1354 | D | Allow for all identification including painting, marking and labeling | 1 | Item | 1735 | 1735 | A — General Requirements | A | A03 | A0301 | Restrictions | 9.01 | Preliminaries – Documentation | Item | AED | 88 | Rule | ✓ |  | Citywalk Plot 5.11 Main Works Contract BOQ (1).xlsx |  |  |  | CITYWALK PHASE-05, PLOT 5.11 | Residential | CITYWALK RESIDENTIAL 1 LLC
1356 | E | Allow for inspection, testing and commissioning including all off-site and factory testing; inspections to demonstrate compliance with relevant Specifications and standards; operating the completed installations; submitting all relevant test record sheets at the completion of the installations | 1 | Item | 8678 | 8678 | A — General Requirements | A | A03 | A0302 | Restrictions | 9.01 | Preliminaries – Testing & Commissioning | Item | AED | 90 | Rule | ✓ |  | Citywalk Plot 5.11 Main Works Contract BOQ (1).xlsx |  |  |  | CITYWALK PHASE-05, PLOT 5.11 | Residential | CITYWALK RESIDENTIAL 1 LLC
1358 | F | Allow for providing in suitable quantities all special tools, operating handles and keys or other equipment necessary for installation, maintenance or operation of the completed installation | 1 | Item | 1735 | 1735 | A — General Requirements | A | A03 | A0301 | Restrictions | 9.01 | Preliminaries – Documentation | Item | AED | 88 | Rule | ✓ |  | Citywalk Plot 5.11 Main Works Contract BOQ (1).xlsx |  |  |  | CITYWALK PHASE-05, PLOT 5.11 | Residential | CITYWALK RESIDENTIAL 1 LLC
1360 | G | Allow for providing spares for the Electrical Engineering Installation | 1 | Item | 1735 | 1735 | R — Electrical Engineering Installations | R | R01 | R0101 | R1 Generally | 3.01 | Electrical – Spares | Item | AED | 88 | Rule | ✓ |  | Citywalk Plot 5.11 Main Works Contract BOQ (1).xlsx |  |  |  | CITYWALK PHASE-05, PLOT 5.11 | Residential | CITYWALK RESIDENTIAL 1 LLC
1362 | H | Allow for providing comprehensive equipment documentation including operating instructions and maintenance manuals, record documents, warranties, guarantees, drawings and the like | 1 | Item | 1735 | 1735 | A — General Requirements | A | A03 | A0301 | Restrictions | 9.01 | Preliminaries – Documentation | Item | AED | 88 | Rule | ✓ |  | Citywalk Plot 5.11 Main Works Contract BOQ (1).xlsx |  |  |  | CITYWALK PHASE-05, PLOT 5.11 | Residential | CITYWALK RESIDENTIAL 1 LLC
1368 |  |  |  | To Collection AED |  | 20823 | [8 empty] | AED |  |  |  |  | Citywalk Plot 5.11 Main Works Contract BOQ (1).xlsx |  |  |  | CITYWALK PHASE-05, PLOT 5.11 | Residential | CITYWALK RESIDENTIAL 1 LLC
▸ WORK INCIDENTAL
▸ Work Incidental to Electrical Engineering Installations
1376 | A | Allow for planning and coordinating with relevant statutory authorities and with all other trades | 1 | Item | 2340 | 2340 | A — General Requirements | A | A03 | A0301 | Restrictions | 9.01 | Preliminaries – Statutory | Item | AED | 88 | Rule | ✓ |  | Citywalk Plot 5.11 Main Works Contract BOQ (1).xlsx |  |  |  | CITYWALK PHASE-05, PLOT 5.11 | Residential | CITYWALK RESIDENTIAL 1 LLC
1378 | B | Allow for liaison with obtaining approvals and attendance on DEWA, other statutory bodies and service providers as required | 1 | Item | 22800 | 22800 | A — General Requirements | A | A03 | A0301 | Restrictions | 9.01 | Preliminaries – Statutory | Item | AED | 88 | Rule | ✓ |  | Citywalk Plot 5.11 Main Works Contract BOQ (1).xlsx |  |  |  | CITYWALK PHASE-05, PLOT 5.11 | Residential | CITYWALK RESIDENTIAL 1 LLC
1380 | C | Allow for marking the positions of and cutting or forming holes, mortices, chases or the like and all making good | 1 | Item | 2340 | 2340 | A — General Requirements | A | A02 | A0201 | Specification | 9.01 | Preliminaries – BWIC | Item | AED | 88 | Rule | ✓ |  | Citywalk Plot 5.11 Main Works Contract BOQ (1).xlsx |  |  |  | CITYWALK PHASE-05, PLOT 5.11 | Residential | CITYWALK RESIDENTIAL 1 LLC
1382 | D | Allow for supplying and fixing all sleeves, frames and built-in fire stoppers for building into concrete structures and masonry walls | 1 | Item | 2340 | 2340 | F — Woodwork | F | F02 | F0201 | F2 Structural timbers | 2.01 | Frame / Woodwork | Length (m), Area (m²), Enumerated (nr) | AED | 76 | Fuzzy | ⚠ |  | Citywalk Plot 5.11 Main Works Contract BOQ (1).xlsx |  |  |  | CITYWALK PHASE-05, PLOT 5.11 | Residential | CITYWALK RESIDENTIAL 1 LLC
1384 | E | Allow for supplying and fixing all brackets, clamps and other fixing devices including building in or cutting and pinning and all making good | 1 | Item | 2340 | 2340 | A — General Requirements | A | A02 | A0201 | Specification | 9.01 | Preliminaries – BWIC | Item | AED | 88 | Rule | ✓ |  | Citywalk Plot 5.11 Main Works Contract BOQ (1).xlsx |  |  |  | CITYWALK PHASE-05, PLOT 5.11 | Residential | CITYWALK RESIDENTIAL 1 LLC
1386 | F | Allow for fire stopping all cables, conduit, trucking, cable tray and the like at penetrations through fire walls and other structures and making good | 1 | Item | 2340 | 2340 | A — General Requirements | A | A02 | A0201 | Specification | 9.01 | Preliminaries – BWIC | Item | AED | 88 | Rule | ✓ |  | Citywalk Plot 5.11 Main Works Contract BOQ (1).xlsx |  |  |  | CITYWALK PHASE-05, PLOT 5.11 | Residential | CITYWALK RESIDENTIAL 1 LLC
1388 | G | Allow for all incidental work including factory finishing, fixing to all backgrounds by appropriate means and all making good | 1 | Item | 1340 | 1340 | A — General Requirements | A | A01 | A0101 | Conditions of contract | 9.01 | Preliminaries – Contingency | Item | AED | 88 | Rule | ✓ |  | Citywalk Plot 5.11 Main Works Contract BOQ (1).xlsx |  |  |  | CITYWALK PHASE-05, PLOT 5.11 | Residential | CITYWALK RESIDENTIAL 1 LLC
▸ Allow for all protective painting including removing protective coatings or wrappings and cleaning exposed surfaces for each of the following installations
1392 | H | Electrical mains | 1 | Item | 100 | 100 | R — Electrical Engineering Installations | R | R04 | R0401 | R4 Final sub-circuits and auxiliary installations | 5.08 | Electrical Engineering Installations | Length (m), Enumerated (nr), Item | AED | 79 | Fuzzy | ⚠ |  | Citywalk Plot 5.11 Main Works Contract BOQ (1).xlsx |  |  |  | CITYWALK PHASE-05, PLOT 5.11 | Residential | CITYWALK RESIDENTIAL 1 LLC
1394 | J | Small power | 1 | Item | 100 | 100 | A — General Requirements | A | A05 | A0501 | Constructional plant | 9.01 | Preliminaries / General Requirements | Item | AED | 67 | Fuzzy | ⚠ |  | Citywalk Plot 5.11 Main Works Contract BOQ (1).xlsx |  |  |  | CITYWALK PHASE-05, PLOT 5.11 | Residential | CITYWALK RESIDENTIAL 1 LLC
1400 |  |  |  | To Collection AED |  | 36040 | [8 empty] | AED |  |  |  |  | Citywalk Plot 5.11 Main Works Contract BOQ (1).xlsx |  |  |  | CITYWALK PHASE-05, PLOT 5.11 | Residential | CITYWALK RESIDENTIAL 1 LLC
▸ WORK INCIDENTAL (Cont'd)
1406 | A | Lighting | 1 | Item | 100 | 100 | R — Electrical Engineering Installations | R | R01 | R0102 | R1 Generally | 5.08 | Electrical Engineering Installations | Length (m), Enumerated (nr), Item | AED | 79 | Fuzzy | ⚠ |  | Citywalk Plot 5.11 Main Works Contract BOQ (1).xlsx |  |  |  | CITYWALK PHASE-05, PLOT 5.11 | Residential | CITYWALK RESIDENTIAL 1 LLC
1408 | B | Emergency lighting | 1 | Item | 100 | 100 | R — Electrical Engineering Installations | R | R07 | R0701 | R7 Equipment | 5.08 | Electrical Engineering Installations | Length (m), Enumerated (nr), Item | AED | 79 | Fuzzy | ⚠ |  | Citywalk Plot 5.11 Main Works Contract BOQ (1).xlsx |  |  |  | CITYWALK PHASE-05, PLOT 5.11 | Residential | CITYWALK RESIDENTIAL 1 LLC
1410 | C | Fire detection, Emergency voice alarm and Evacuation system installations | 1 | Item | 100 | 100 | N — Special Construction | N | N03 | N0300 | N3 Installations | 5.13 | Specialist Installations | Enumerated (nr), Item | AED | 79 | Fuzzy | ⚠ |  | Citywalk Plot 5.11 Main Works Contract BOQ (1).xlsx |  |  |  | CITYWALK PHASE-05, PLOT 5.11 | Residential | CITYWALK RESIDENTIAL 1 LLC
1412 | D | Security Installation | 1 | Item | 100 | 100 | R — Electrical Engineering Installations | R | R04 | R0401 | R4 Final sub-circuits and auxiliary installations | 5.08 | Electrical Engineering Installations | Length (m), Enumerated (nr), Item | AED | 76 | Fuzzy | ⚠ |  | Citywalk Plot 5.11 Main Works Contract BOQ (1).xlsx |  |  |  | CITYWALK PHASE-05, PLOT 5.11 | Residential | CITYWALK RESIDENTIAL 1 LLC
▸ Allow for all decorative painting including removing protective coatings or wrappings and cleaning exposed surfaces for each of the following installations
1416 | E | Electrical mains |  | Item | 0 | 100 | R — Electrical Engineering Installations | R | R04 | R0401 | R4 Final sub-circuits and auxiliary installations | 5.08 | Electrical Engineering Installations | Length (m), Enumerated (nr), Item | AED | 79 | Fuzzy | ⚠ |  | Citywalk Plot 5.11 Main Works Contract BOQ (1).xlsx |  |  |  | CITYWALK PHASE-05, PLOT 5.11 | Residential | CITYWALK RESIDENTIAL 1 LLC
1418 | F | Small power |  | Item | 0 | 100 | A — General Requirements | A | A05 | A0501 | Constructional plant | 9.01 | Preliminaries / General Requirements | Item | AED | 67 | Fuzzy | ⚠ |  | Citywalk Plot 5.11 Main Works Contract BOQ (1).xlsx |  |  |  | CITYWALK PHASE-05, PLOT 5.11 | Residential | CITYWALK RESIDENTIAL 1 LLC
1420 | G | Lighting |  | Item | 0 | 100 | R — Electrical Engineering Installations | R | R01 | R0102 | R1 Generally | 5.08 | Electrical Engineering Installations | Length (m), Enumerated (nr), Item | AED | 79 | Fuzzy | ⚠ |  | Citywalk Plot 5.11 Main Works Contract BOQ (1).xlsx |  |  |  | CITYWALK PHASE-05, PLOT 5.11 | Residential | CITYWALK RESIDENTIAL 1 LLC
1422 | H | Emergency lighting |  | Item | 0 | 100 | R — Electrical Engineering Installations | R | R07 | R0701 | R7 Equipment | 5.08 | Electrical Engineering Installations | Length (m), Enumerated (nr), Item | AED | 79 | Fuzzy | ⚠ |  | Citywalk Plot 5.11 Main Works Contract BOQ (1).xlsx |  |  |  | CITYWALK PHASE-05, PLOT 5.11 | Residential | CITYWALK RESIDENTIAL 1 LLC
1424 | J | Fire detection, Emergency voice alarm and Evacuation system installations |  | Item | 0 | 100 | N — Special Construction | N | N03 | N0300 | N3 Installations | 5.13 | Specialist Installations | Enumerated (nr), Item | AED | 79 | Fuzzy | ⚠ |  | Citywalk Plot 5.11 Main Works Contract BOQ (1).xlsx |  |  |  | CITYWALK PHASE-05, PLOT 5.11 | Residential | CITYWALK RESIDENTIAL 1 LLC
1426 | K | Security Installation |  | Item | 0 | 100 | R — Electrical Engineering Installations | R | R04 | R0401 | R4 Final sub-circuits and auxiliary installations | 5.08 | Electrical Engineering Installations | Length (m), Enumerated (nr), Item | AED | 76 | Fuzzy | ⚠ |  | Citywalk Plot 5.11 Main Works Contract BOQ (1).xlsx |  |  |  | CITYWALK PHASE-05, PLOT 5.11 | Residential | CITYWALK RESIDENTIAL 1 LLC
1428 | L | Allow for training the Employer's Staff to operate and maintain the Electrical Engineering Installations | 1 | Item | 500 | 500 | N — Special Construction | N | N03 | N0300 | N3 Installations | 5.13 | Specialist Installations | Enumerated (nr), Item | AED | 79 | Fuzzy | ⚠ |  | Citywalk Plot 5.11 Main Works Contract BOQ (1).xlsx |  |  |  | CITYWALK PHASE-05, PLOT 5.11 | Residential | CITYWALK RESIDENTIAL 1 LLC
1430 | M | Allow for all incidental work to the Electrical Engineering Installations where not included above or elsewhere | 1 | Item | 500 | 500 | A — General Requirements | A | A01 | A0101 | Conditions of contract | 9.01 | Preliminaries – Contingency | Item | AED | 88 | Rule | ✓ |  | Citywalk Plot 5.11 Main Works Contract BOQ (1).xlsx |  |  |  | CITYWALK PHASE-05, PLOT 5.11 | Residential | CITYWALK RESIDENTIAL 1 LLC
▸ BWIC
1434 | N | Allow for all builders work in connection with services for Electrical Engineering Installations where not included above or elsewhere | 1 | Item | 310288 | 310288 | A — General Requirements | A | A02 | A0201 | Specification | 9.01 | Preliminaries – BWIC | Item | AED | 90 | Rule | ✓ |  | Citywalk Plot 5.11 Main Works Contract BOQ (1).xlsx |  |  |  | CITYWALK PHASE-05, PLOT 5.11 | Residential | CITYWALK RESIDENTIAL 1 LLC
1438 |  |  |  | To Collection AED |  | 312288 | [8 empty] | AED |  |  |  |  | Citywalk Plot 5.11 Main Works Contract BOQ (1).xlsx |  |  |  | CITYWALK PHASE-05, PLOT 5.11 | Residential | CITYWALK RESIDENTIAL 1 LLC
▸ GENERALLY
1444 | A | Allow for any other works which are not included above and which are required to complete the Electrical Engineering Installations in accordance with the Specification and the Drawings (Tenderer to list below): |  | Item |  |  | A — General Requirements | A | A01 | A0101 | Conditions of contract | 9.01 | Preliminaries – Contingency | Item | AED | 90 | Rule | ✓ |  | Citywalk Plot 5.11 Main Works Contract BOQ (1).xlsx |  |  |  | CITYWALK PHASE-05, PLOT 5.11 | Residential | CITYWALK RESIDENTIAL 1 LLC
▸ ADDITIONAL ITEMS
1446 | A | Light points | 29 | Nr. | 172 | 4988 | R — Electrical Engineering Installations | R | R04 | R0401 | R4 Final sub-circuits and auxiliary installations | 5.08 | Electrical Engineering Installations | Length (m), Enumerated (nr), Item | AED | 79 | Fuzzy | ⚠ |  | Citywalk Plot 5.11 Main Works Contract BOQ (1).xlsx |  |  |  | CITYWALK PHASE-05, PLOT 5.11 | Residential | CITYWALK RESIDENTIAL 1 LLC
1447 | B | Linear light points | 6 | m | 122 | 732 | R — Electrical Engineering Installations | R | R04 | R0401 | R4 Final sub-circuits and auxiliary installations | 5.08 | Electrical Engineering Installations | Length (m), Enumerated (nr), Item | AED | 77 | Fuzzy | ⚠ |  | Citywalk Plot 5.11 Main Works Contract BOQ (1).xlsx |  |  |  | CITYWALK PHASE-05, PLOT 5.11 | Residential | CITYWALK RESIDENTIAL 1 LLC
1448 | C | Facade linear light points | 2 | m | 153 | 306 | R — Electrical Engineering Installations | R | R05 | R0501 | R5 Accessories | 3.01 | Electrical – Facade Lighting Points | Enumerated (nr) | AED | 95 | Rule | ✓ |  | Citywalk Plot 5.11 Main Works Contract BOQ (1).xlsx |  |  |  | CITYWALK PHASE-05, PLOT 5.11 | Residential | CITYWALK RESIDENTIAL 1 LLC
1449 | D | Track Channel points | 3 | m | 104 | 312 | R — Electrical Engineering Installations | R | R04 | R0401 | R4 Final sub-circuits and auxiliary installations | 5.08 | Electrical Engineering Installations | Length (m), Enumerated (nr), Item | AED | 61 | Fuzzy | ⚠ |  | Citywalk Plot 5.11 Main Works Contract BOQ (1).xlsx |  |  |  | CITYWALK PHASE-05, PLOT 5.11 | Residential | CITYWALK RESIDENTIAL 1 LLC
1450 | E | Light installations | 29 | Nr. | 47 | 1363 | N — Special Construction | N | N03 | N0300 | N3 Installations | 5.13 | Specialist Installations | Enumerated (nr), Item | AED | 79 | Fuzzy | ⚠ |  | Citywalk Plot 5.11 Main Works Contract BOQ (1).xlsx |  |  |  | CITYWALK PHASE-05, PLOT 5.11 | Residential | CITYWALK RESIDENTIAL 1 LLC
1451 | F | Linear light installations | 6 | m | 18 | 108 | N — Special Construction | N | N03 | N0300 | N3 Installations | 5.13 | Specialist Installations | Enumerated (nr), Item | AED | 79 | Fuzzy | ⚠ |  | Citywalk Plot 5.11 Main Works Contract BOQ (1).xlsx |  |  |  | CITYWALK PHASE-05, PLOT 5.11 | Residential | CITYWALK RESIDENTIAL 1 LLC
1452 | G | Facade linear light installations | 2 | m | 19 | 38 | N — Special Construction | N | N03 | N0300 | N3 Installations | 5.13 | Specialist Installations | Enumerated (nr), Item | AED | 79 | Fuzzy | ⚠ |  | Citywalk Plot 5.11 Main Works Contract BOQ (1).xlsx |  |  |  | CITYWALK PHASE-05, PLOT 5.11 | Residential | CITYWALK RESIDENTIAL 1 LLC
1453 | H | Track Channel installation | 3 | m | 18 | 54 | N — Special Construction | N | N03 | N0300 | N3 Installations | 5.13 | Specialist Installations | Enumerated (nr), Item | AED | 74 | Fuzzy | ⚠ |  | Citywalk Plot 5.11 Main Works Contract BOQ (1).xlsx |  |  |  | CITYWALK PHASE-05, PLOT 5.11 | Residential | CITYWALK RESIDENTIAL 1 LLC
1454 | I | LO-1; 22.8W LED - recessed ceiling downlight , IP20 | 1 | Nr. | 1035 | 1035 | J — Finishes | J | J05 | J0500 | J5 Suspended ceilings | 3.01 | Internal Finishes | Area (m²), Length (m) | AED | 64 | Fuzzy | ⚠ |  | Citywalk Plot 5.11 Main Works Contract BOQ (1).xlsx |  |  |  | CITYWALK PHASE-05, PLOT 5.11 | Residential | CITYWALK RESIDENTIAL 1 LLC
1455 | J | LO-3; 11.9W LED - recessed ceiling tiltable downlight , IP20 | 28 | Nr. | 1204 | 33712 | J — Finishes | J | J05 | J0501 | J5 Suspended ceilings | 3.01 | Internal Finishes | Area (m²), Length (m) | AED | 65 | Fuzzy | ⚠ |  | Citywalk Plot 5.11 Main Works Contract BOQ (1).xlsx |  |  |  | CITYWALK PHASE-05, PLOT 5.11 | Residential | CITYWALK RESIDENTIAL 1 LLC
1456 | K | LO-3; Track Channel | 3 | m | 764 | 2292 | P — Conveying Systems | P | P01 | P0103 | P1 Generally | 5.10 | Lift & Conveyor – Gate Barrier Track Channel | Length (m) | AED | 70 | AI | ⚠ |  | Citywalk Plot 5.11 Main Works Contract BOQ (1).xlsx |  |  |  | CITYWALK PHASE-05, PLOT 5.11 | Residential | CITYWALK RESIDENTIAL 1 LLC
1457 | L | LO-4; 4.8W/M LED - linear furniture light, IP20 | 6 | m | 82 | 492 | M — Furnishings | M | M00 | M0000 |  | 4.01 | Furnishings | Enumerated (nr), Length (m), Item | AED | 64 | Fuzzy | ⚠ |  | Citywalk Plot 5.11 Main Works Contract BOQ (1).xlsx |  |  |  | CITYWALK PHASE-05, PLOT 5.11 | Residential | CITYWALK RESIDENTIAL 1 LLC
1458 | M | EX-2; 12W/FT LED, surface mounted linear uplight, 60° beam angle, IP66 | 1 | m | 1822 | 1822 | C — Concrete Work | C | C07 | C0702 | C7 Sundries | 2.01 | Frame / Concrete Work | Volume (m³), Weight (t), Area (m²), Length (m), Enumerated (nr) | AED | 65 | Fuzzy | ⚠ |  | Citywalk Plot 5.11 Main Works Contract BOQ (1).xlsx |  |  |  | CITYWALK PHASE-05, PLOT 5.11 | Residential | CITYWALK RESIDENTIAL 1 LLC
1459 | N | EX-3; 15W/FT LED, floor recessed linear light, narrow beam 15°, IP68 | 1 | m | 2348 | 2348 | R — Electrical Engineering Installations | R | R03 | R0301 | R3 Sub-main circuits | 5.08 | Electrical Installations – Floor Recessed Lighting | Length (m) | AED | 82 | AI | ⚠ |  | Citywalk Plot 5.11 Main Works Contract BOQ (1).xlsx |  |  |  | CITYWALK PHASE-05, PLOT 5.11 | Residential | CITYWALK RESIDENTIAL 1 LLC
1473 |  |  |  | To Collection AED |  | 49602 | [8 empty] | AED |  |  |  |  | Citywalk Plot 5.11 Main Works Contract BOQ (1).xlsx |  |  |  | CITYWALK PHASE-05, PLOT 5.11 | Residential | CITYWALK RESIDENTIAL 1 LLC
1476 |  | COLLECTION | [12 empty] | AED |  |  |  |  | Citywalk Plot 5.11 Main Works Contract BOQ (1).xlsx |  |  |  | CITYWALK PHASE-05, PLOT 5.11 | Residential | CITYWALK RESIDENTIAL 1 LLC
1478 |  | Page 2/R/1 |  |  |  | 338573 | [8 empty] | AED |  |  |  |  | Citywalk Plot 5.11 Main Works Contract BOQ (1).xlsx |  |  |  | CITYWALK PHASE-05, PLOT 5.11 | Residential | CITYWALK RESIDENTIAL 1 LLC
1480 |  | Page 2/R/2 |  |  |  | 431562 | [8 empty] | AED |  |  |  |  | Citywalk Plot 5.11 Main Works Contract BOQ (1).xlsx |  |  |  | CITYWALK PHASE-05, PLOT 5.11 | Residential | CITYWALK RESIDENTIAL 1 LLC
1482 |  | Page 2/R/3 |  |  |  | 50074 | [8 empty] | AED |  |  |  |  | Citywalk Plot 5.11 Main Works Contract BOQ (1).xlsx |  |  |  | CITYWALK PHASE-05, PLOT 5.11 | Residential | CITYWALK RESIDENTIAL 1 LLC
1484 |  | Page 2/R/4 |  |  |  | 254636 | [8 empty] | AED |  |  |  |  | Citywalk Plot 5.11 Main Works Contract BOQ (1).xlsx |  |  |  | CITYWALK PHASE-05, PLOT 5.11 | Residential | CITYWALK RESIDENTIAL 1 LLC
1486 |  | Page 2/R/5 |  |  |  | 128223 | [8 empty] | AED |  |  |  |  | Citywalk Plot 5.11 Main Works Contract BOQ (1).xlsx |  |  |  | CITYWALK PHASE-05, PLOT 5.11 | Residential | CITYWALK RESIDENTIAL 1 LLC
1488 |  | Page 2/R/6 |  |  |  | 27599 | [8 empty] | AED |  |  |  |  | Citywalk Plot 5.11 Main Works Contract BOQ (1).xlsx |  |  |  | CITYWALK PHASE-05, PLOT 5.11 | Residential | CITYWALK RESIDENTIAL 1 LLC
1490 |  | Page 2/R/7 |  |  |  | 1475793 | [8 empty] | AED |  |  |  |  | Citywalk Plot 5.11 Main Works Contract BOQ (1).xlsx |  |  |  | CITYWALK PHASE-05, PLOT 5.11 | Residential | CITYWALK RESIDENTIAL 1 LLC
1492 |  | Page 2/R/8 |  |  |  | 315185 | [8 empty] | AED |  |  |  |  | Citywalk Plot 5.11 Main Works Contract BOQ (1).xlsx |  |  |  | CITYWALK PHASE-05, PLOT 5.11 | Residential | CITYWALK RESIDENTIAL 1 LLC
1494 |  | Page 2/R/9 |  |  |  | 510840 | [8 empty] | AED |  |  |  |  | Citywalk Plot 5.11 Main Works Contract BOQ (1).xlsx |  |  |  | CITYWALK PHASE-05, PLOT 5.11 | Residential | CITYWALK RESIDENTIAL 1 LLC
1496 |  | Page 2/R/10 |  |  |  | 97773 | [8 empty] | AED |  |  |  |  | Citywalk Plot 5.11 Main Works Contract BOQ (1).xlsx |  |  |  | CITYWALK PHASE-05, PLOT 5.11 | Residential | CITYWALK RESIDENTIAL 1 LLC
1498 |  | Page 2/R/11 |  |  |  | 4028 | [8 empty] | AED |  |  |  |  | Citywalk Plot 5.11 Main Works Contract BOQ (1).xlsx |  |  |  | CITYWALK PHASE-05, PLOT 5.11 | Residential | CITYWALK RESIDENTIAL 1 LLC
1500 |  | Page 2/R/12 |  |  |  | 196098 | [8 empty] | AED |  |  |  |  | Citywalk Plot 5.11 Main Works Contract BOQ (1).xlsx |  |  |  | CITYWALK PHASE-05, PLOT 5.11 | Residential | CITYWALK RESIDENTIAL 1 LLC
1502 |  | Page 2/R/13 |  |  |  | 95741 | [8 empty] | AED |  |  |  |  | Citywalk Plot 5.11 Main Works Contract BOQ (1).xlsx |  |  |  | CITYWALK PHASE-05, PLOT 5.11 | Residential | CITYWALK RESIDENTIAL 1 LLC
1504 |  | Page 2/R/14 |  |  |  | 64911 | [8 empty] | AED |  |  |  |  | Citywalk Plot 5.11 Main Works Contract BOQ (1).xlsx |  |  |  | CITYWALK PHASE-05, PLOT 5.11 | Residential | CITYWALK RESIDENTIAL 1 LLC
1506 |  | Page 2/R/15 |  |  |  | 278619 | [8 empty] | AED |  |  |  |  | Citywalk Plot 5.11 Main Works Contract BOQ (1).xlsx |  |  |  | CITYWALK PHASE-05, PLOT 5.11 | Residential | CITYWALK RESIDENTIAL 1 LLC
1508 |  | Page 2/R/16 |  |  |  | 161245 | [8 empty] | AED |  |  |  |  | Citywalk Plot 5.11 Main Works Contract BOQ (1).xlsx |  |  |  | CITYWALK PHASE-05, PLOT 5.11 | Residential | CITYWALK RESIDENTIAL 1 LLC
1510 |  | Page 2/R/17 |  |  |  | 75753 | [8 empty] | AED |  |  |  |  | Citywalk Plot 5.11 Main Works Contract BOQ (1).xlsx |  |  |  | CITYWALK PHASE-05, PLOT 5.11 | Residential | CITYWALK RESIDENTIAL 1 LLC
1512 |  | Page 2/R/18 |  |  |  | 130320 | [8 empty] | AED |  |  |  |  | Citywalk Plot 5.11 Main Works Contract BOQ (1).xlsx |  |  |  | CITYWALK PHASE-05, PLOT 5.11 | Residential | CITYWALK RESIDENTIAL 1 LLC
1514 |  | Page 2/R/19 |  |  |  | 231426 | [8 empty] | AED |  |  |  |  | Citywalk Plot 5.11 Main Works Contract BOQ (1).xlsx |  |  |  | CITYWALK PHASE-05, PLOT 5.11 | Residential | CITYWALK RESIDENTIAL 1 LLC
1516 |  | Page 2/R/20 |  |  |  | 195422 | [8 empty] | AED |  |  |  |  | Citywalk Plot 5.11 Main Works Contract BOQ (1).xlsx |  |  |  | CITYWALK PHASE-05, PLOT 5.11 | Residential | CITYWALK RESIDENTIAL 1 LLC
1518 |  | Page 2/R/21 |  |  |  | 49394 | [8 empty] | AED |  |  |  |  | Citywalk Plot 5.11 Main Works Contract BOQ (1).xlsx |  |  |  | CITYWALK PHASE-05, PLOT 5.11 | Residential | CITYWALK RESIDENTIAL 1 LLC
1520 |  | Page 2/R/22 |  |  |  | 22619 | [8 empty] | AED |  |  |  |  | Citywalk Plot 5.11 Main Works Contract BOQ (1).xlsx |  |  |  | CITYWALK PHASE-05, PLOT 5.11 | Residential | CITYWALK RESIDENTIAL 1 LLC
1523 |  |  |  | Carried Forward AED |  | 5135834 | [8 empty] | AED |  |  |  |  | Citywalk Plot 5.11 Main Works Contract BOQ (1).xlsx |  |  |  | CITYWALK PHASE-05, PLOT 5.11 | Residential | CITYWALK RESIDENTIAL 1 LLC
1526 |  | COLLECTION | [12 empty] | AED |  |  |  |  | Citywalk Plot 5.11 Main Works Contract BOQ (1).xlsx |  |  |  | CITYWALK PHASE-05, PLOT 5.11 | Residential | CITYWALK RESIDENTIAL 1 LLC
1528 |  | Brought Forward |  |  |  | 5135834 | [8 empty] | AED |  |  |  |  | Citywalk Plot 5.11 Main Works Contract BOQ (1).xlsx |  |  |  | CITYWALK PHASE-05, PLOT 5.11 | Residential | CITYWALK RESIDENTIAL 1 LLC
1530 |  | Page 2/R/23 |  |  |  | 81165 | [8 empty] | AED |  |  |  |  | Citywalk Plot 5.11 Main Works Contract BOQ (1).xlsx |  |  |  | CITYWALK PHASE-05, PLOT 5.11 | Residential | CITYWALK RESIDENTIAL 1 LLC
1532 |  | Page 2/R/24 |  |  |  | 129921 | [8 empty] | AED |  |  |  |  | Citywalk Plot 5.11 Main Works Contract BOQ (1).xlsx |  |  |  | CITYWALK PHASE-05, PLOT 5.11 | Residential | CITYWALK RESIDENTIAL 1 LLC
1534 |  | Page 2/R/25 |  |  |  | 69533 | [8 empty] | AED |  |  |  |  | Citywalk Plot 5.11 Main Works Contract BOQ (1).xlsx |  |  |  | CITYWALK PHASE-05, PLOT 5.11 | Residential | CITYWALK RESIDENTIAL 1 LLC
1536 |  | Page 2/R/26 |  |  |  | 158498 | [8 empty] | AED |  |  |  |  | Citywalk Plot 5.11 Main Works Contract BOQ (1).xlsx |  |  |  | CITYWALK PHASE-05, PLOT 5.11 | Residential | CITYWALK RESIDENTIAL 1 LLC
1538 |  | Page 2/R/27 |  |  |  | 47867 | [8 empty] | AED |  |  |  |  | Citywalk Plot 5.11 Main Works Contract BOQ (1).xlsx |  |  |  | CITYWALK PHASE-05, PLOT 5.11 | Residential | CITYWALK RESIDENTIAL 1 LLC
1540 |  | Page 2/R/28 |  |  |  | 326751 | [8 empty] | AED |  |  |  |  | Citywalk Plot 5.11 Main Works Contract BOQ (1).xlsx |  |  |  | CITYWALK PHASE-05, PLOT 5.11 | Residential | CITYWALK RESIDENTIAL 1 LLC
1542 |  | Page 2/R/29 |  |  |  | 530121 | [8 empty] | AED |  |  |  |  | Citywalk Plot 5.11 Main Works Contract BOQ (1).xlsx |  |  |  | CITYWALK PHASE-05, PLOT 5.11 | Residential | CITYWALK RESIDENTIAL 1 LLC
1544 |  | Page 2/R/30 |  |  |  | 438176 | [8 empty] | AED |  |  |  |  | Citywalk Plot 5.11 Main Works Contract BOQ (1).xlsx |  |  |  | CITYWALK PHASE-05, PLOT 5.11 | Residential | CITYWALK RESIDENTIAL 1 LLC
1546 |  | Page 2/R/31 |  |  |  | 462496 | [8 empty] | AED |  |  |  |  | Citywalk Plot 5.11 Main Works Contract BOQ (1).xlsx |  |  |  | CITYWALK PHASE-05, PLOT 5.11 | Residential | CITYWALK RESIDENTIAL 1 LLC
1548 |  | Page 2/R/32 |  |  |  | 20823 | [8 empty] | AED |  |  |  |  | Citywalk Plot 5.11 Main Works Contract BOQ (1).xlsx |  |  |  | CITYWALK PHASE-05, PLOT 5.11 | Residential | CITYWALK RESIDENTIAL 1 LLC
1550 |  | Page 2/R/33 |  |  |  | 36040 | [8 empty] | AED |  |  |  |  | Citywalk Plot 5.11 Main Works Contract BOQ (1).xlsx |  |  |  | CITYWALK PHASE-05, PLOT 5.11 | Residential | CITYWALK RESIDENTIAL 1 LLC
1552 |  | Page 2/R/34 |  |  |  | 312288 | [8 empty] | AED |  |  |  |  | Citywalk Plot 5.11 Main Works Contract BOQ (1).xlsx |  |  |  | CITYWALK PHASE-05, PLOT 5.11 | Residential | CITYWALK RESIDENTIAL 1 LLC
1554 |  | Page 2/R/35 |  |  |  | 49602 | [8 empty] | AED |  |  |  |  | Citywalk Plot 5.11 Main Works Contract BOQ (1).xlsx |  |  |  | CITYWALK PHASE-05, PLOT 5.11 | Residential | CITYWALK RESIDENTIAL 1 LLC
1573 |  |  |  | Carried To Summary AED |  | 7799115 | [8 empty] | AED |  |  |  |  | Citywalk Plot 5.11 Main Works Contract BOQ (1).xlsx |  |  |  | CITYWALK PHASE-05, PLOT 5.11 | Residential | CITYWALK RESIDENTIAL 1 LLC
Items coded: 383 · Auto ✓: 193 · Flagged ⚠: 190 · Auto rate: 50%

## 3B
Citywalk Plot 5.11 Main Works Contract BOQ (1) · 3B
A–G = original bill data · H–S = POMI + NRM coding · T–AB = project metadata · ✓ ≥85% · ⚠ <85% = review
Row | REF | Description | Qty | Unit | Rate | Amount | POMI Section | Code 1 | Code 2 | Code 3 | POMI Sub Section | NRM | NRM Description | Measurement | Currency | Conf% | Stage | Flag | ACTION | BATCH | Country | City | Asset | Project | Type | Employer | Contract Type
▸ SITE WORK
▸ PAVING AND SURFACING
▸ Note: Refer to the following:
▸ 1. Specification;
▸ DHRE0017-DI-XX-XX-SPC-LA-108007
▸ 2. Drawings;
▸ Drawing no DHRE0017-DNK-XX-01-DWG-LS-100201 to DHRE0017-DNK-XX-01-DWG-LS-100211
▸ Drawing no DHRE0017-DNK-XX-GF-DWG-LS-100301 to DHRE0017-DNK-XX-GF-DWG-LS-100303
▸ Drawing no DHRE0017-DNK-XX-ZZ-DWG-LS-100401 to DHRE0017-DNK-XX-ZZ-DWG-LS-100457
▸ On slab
▸ Porcelain tile pavers; in grey tones; matte finish; with 25mm mortar bed; laid on light weight concrete (measured separately); including joints, mortar, accessories and all ancillary works as necessary
26 | A | P03; size 600 x 300x 20mm thick | 91 | m² | 513 | 46683 | B — Site Work | B | B08 | B0802 | B8 Earthworks generally | 8.01 | External Works – Hard Landscaping/Paving | Area (m²) | AED | 72 | AI | ⚠ |  | Citywalk Plot 5.11 Main Works Contract BOQ (1).xlsx |  |  |  | CITYWALK PHASE-05, PLOT 5.11 | Residential | CITYWALK RESIDENTIAL 1 LLC
39 |  |  |  | To Collection AED |  | 46683 | [8 empty] | AED |  |  |  |  | Citywalk Plot 5.11 Main Works Contract BOQ (1).xlsx |  |  |  | CITYWALK PHASE-05, PLOT 5.11 | Residential | CITYWALK RESIDENTIAL 1 LLC
▸ LANDSCAPING
▸ Note: Refer to the following:
▸ 1. Specification;
▸ DHRE0017-DI-XX-XX-SPC-LA-108007
▸ 2. Drawings;
▸ DHRE0017- DNK- XX- 05- DWG- LS- 100605, 100606, DHRE0017-DNK-XX-05-DWG-LS-100303, DHRE0017- DNK- XX- ZZ- DWG- LS- 100401-100404
▸ On slab
▸ Planting mix soil; including all ancillary works as necessary
59 | A | Imported planting soil; sweet soil with fertilizers and soil amendments as required | 36 | m³ | 106 | 3816 | K — Accessories | K | K01 | K0101 | K1 Generally | 4.01 | Furniture, Fittings and Equipment | Enumerated (nr), Length (m), Area (m²), Item | AED | 65 | Fuzzy | ⚠ |  | Citywalk Plot 5.11 Main Works Contract BOQ (1).xlsx |  |  |  | CITYWALK PHASE-05, PLOT 5.11 | Residential | CITYWALK RESIDENTIAL 1 LLC
▸ Trees; including root ball supported by galvanized steel cables secured in cast in place anchor bolt in concrete deadman and turnbuckle or ratchet tensioner; including all ancillary works as necessary
63 | B | Hibiscus tiliaceus; 3.0m high | 3 | Nr. | 1613 | 4839 | B — Site Work | B | B07 | B0703 | B7 Underpinning | 8.01 | External Works – Planting (Trees) | Number | AED | 85 | AI | ✓ |  | Citywalk Plot 5.11 Main Works Contract BOQ (1).xlsx |  |  |  | CITYWALK PHASE-05, PLOT 5.11 | Residential | CITYWALK RESIDENTIAL 1 LLC
65 | C | Plumeria obtusa; 3.0m high | 3 | Nr. | 1500 | 4500 | B — Site Work | B | B07 | B0703 | B7 Underpinning | 8.01 | External Works – Planting (Trees) | Number | AED | 85 | AI | ✓ |  | Citywalk Plot 5.11 Main Works Contract BOQ (1).xlsx |  |  |  | CITYWALK PHASE-05, PLOT 5.11 | Residential | CITYWALK RESIDENTIAL 1 LLC
▸ Shrubs, ground covers, grass and lawn; in planting soil mix; including all ancillary works as necessary
69 | D | Shrubs; Conocarpus erectus 'Silverleaf' | 106 | Nr. | 56 | 5936 | B — Site Work | B | B07 | B0702 | B7 Underpinning | 8.01 | External Works – Planting (Shrubs) | Number | AED | 88 | AI | ✓ |  | Citywalk Plot 5.11 Main Works Contract BOQ (1).xlsx |  |  |  | CITYWALK PHASE-05, PLOT 5.11 | Residential | CITYWALK RESIDENTIAL 1 LLC
71 | E | Shrubs; Ficus microcarpa nitida; 500mm high | 4 | Nr. | 38 | 152 | B — Site Work | B | B07 | B0702 | B7 Underpinning | 8.01 | External Works – Planting (Shrubs) | Number | AED | 88 | AI | ✓ |  | Citywalk Plot 5.11 Main Works Contract BOQ (1).xlsx |  |  |  | CITYWALK PHASE-05, PLOT 5.11 | Residential | CITYWALK RESIDENTIAL 1 LLC
73 | F | Shrubs; Leucophyllum frutescens; 400mm high | 74 | Nr. | 44 | 3256 | B — Site Work | B | B07 | B0702 | B7 Underpinning | 8.01 | External Works – Planting (Shrubs) | Number | AED | 88 | AI | ✓ |  | Citywalk Plot 5.11 Main Works Contract BOQ (1).xlsx |  |  |  | CITYWALK PHASE-05, PLOT 5.11 | Residential | CITYWALK RESIDENTIAL 1 LLC
76 |  |  |  | To Collection AED |  | 22499 | [8 empty] | AED |  |  |  |  | Citywalk Plot 5.11 Main Works Contract BOQ (1).xlsx |  |  |  | CITYWALK PHASE-05, PLOT 5.11 | Residential | CITYWALK RESIDENTIAL 1 LLC
▸ LANDSCAPING (Cont'd)
82 | A | Grass; Cenchrus ciliaris; 400mm high | 81 | Nr. | 78 | 6318 | B — Site Work | B | B07 | B0701 | B7 Underpinning | 8.01 | External Works – Planting (Grass/Soft Landscaping) | Area (m²) | AED | 85 | AI | ✓ |  | Citywalk Plot 5.11 Main Works Contract BOQ (1).xlsx |  |  |  | CITYWALK PHASE-05, PLOT 5.11 | Residential | CITYWALK RESIDENTIAL 1 LLC
84 | B | Grass; Pennisetum setaceum; 500mm high | 51 | Nr. | 23 | 1173 | B — Site Work | B | B07 | B0701 | B7 Underpinning | 8.01 | External Works – Planting (Grass/Soft Landscaping) | Area (m²) | AED | 85 | AI | ✓ |  | Citywalk Plot 5.11 Main Works Contract BOQ (1).xlsx |  |  |  | CITYWALK PHASE-05, PLOT 5.11 | Residential | CITYWALK RESIDENTIAL 1 LLC
86 | C | Ground covers; Asystasia Gangetica; 300mm high | 71 | Nr. | 15 | 1065 | B — Site Work | B | B07 | B0701 | B7 Underpinning | 8.01 | External Works – Planting (Ground Covers) | Area (m²) | AED | 82 | AI | ⚠ |  | Citywalk Plot 5.11 Main Works Contract BOQ (1).xlsx |  |  |  | CITYWALK PHASE-05, PLOT 5.11 | Residential | CITYWALK RESIDENTIAL 1 LLC
▸ Planting Management; including protection, consumables, accessories and all ancillary works as necessary
90 | D | Maintenance and management during contract period and up to date of Taking Over as per specifications | 1 | Item | 42208 | 42208 | A — General Requirements | A | A01 | A0100 | Conditions of contract | 9.01 | Preliminaries / General Requirements | Item | AED | 68 | Fuzzy | ⚠ |  | Citywalk Plot 5.11 Main Works Contract BOQ (1).xlsx |  |  |  | CITYWALK PHASE-05, PLOT 5.11 | Residential | CITYWALK RESIDENTIAL 1 LLC
92 | E | Maintenance and management during Defects Liabilities Period as per specifications | 1 | Item | 55254 | 55254 | A — General Requirements | A | A02 | A0200 | Specification | 9.01 | Preliminaries / General Requirements | Item | AED | 62 | Fuzzy | ⚠ |  | Citywalk Plot 5.11 Main Works Contract BOQ (1).xlsx |  |  |  | CITYWALK PHASE-05, PLOT 5.11 | Residential | CITYWALK RESIDENTIAL 1 LLC
▸ Sundries; including accessories and all ancillary works as necessary
96 | F | Tree stakes; 2nr pressure treated softwood stake post of size 50mm dia.; stained mid brown colour; 1000mm minimum length below grouns and 1100mm minimum length above ground; including 25 x 3mm 'Rainbw' ties | 6 | Nr. | 98 | 588 | K — Accessories | K | K02 | K0201 | K2 Partitions | 4.01 | Furniture, Fittings and Equipment | Enumerated (nr), Length (m), Area (m²), Item | AED | 63 | Fuzzy | ⚠ |  | Citywalk Plot 5.11 Main Works Contract BOQ (1).xlsx |  |  |  | CITYWALK PHASE-05, PLOT 5.11 | Residential | CITYWALK RESIDENTIAL 1 LLC
98 | G | Tree ties; adjustable rubber ties; black colour; minimum width 35mm; fixed as per manufacturer's recommendations; including all ancillary works as necessary | 6 | Nr. | 43 | 258 | K — Accessories | K | K02 | K0201 | K2 Partitions | 4.01 | Furniture, Fittings and Equipment | Enumerated (nr), Length (m), Area (m²), Item | AED | 65 | Fuzzy | ⚠ |  | Citywalk Plot 5.11 Main Works Contract BOQ (1).xlsx |  |  |  | CITYWALK PHASE-05, PLOT 5.11 | Residential | CITYWALK RESIDENTIAL 1 LLC
100 | H | 30mm thick drainage cell; on slab | 62 | m² | 65 | 4030 | B — Site Work | B | B08 | B0801 | B8 Earthworks generally | 8.01 | External Works – Site Preparation/Drainage | Area (m²) | AED | 78 | AI | ⚠ |  | Citywalk Plot 5.11 Main Works Contract BOQ (1).xlsx |  |  |  | CITYWALK PHASE-05, PLOT 5.11 | Residential | CITYWALK RESIDENTIAL 1 LLC
102 | J | Irrigation works | 62 | m² | 144 | 8928 | Q — Mechanical Engineering Installations | Q | Q09 | Q0900 | Q9 Work incidental to mechanical engineering installations | 5.06 | Mechanical Engineering Installations | Length (m), Weight (t), Area (m²), Enumerated (nr), Item | AED | 61 | Fuzzy | ⚠ |  | Citywalk Plot 5.11 Main Works Contract BOQ (1).xlsx |  |  |  | CITYWALK PHASE-05, PLOT 5.11 | Residential | CITYWALK RESIDENTIAL 1 LLC
111 |  |  |  | To Collection AED |  | 119822 | [8 empty] | AED |  |  |  |  | Citywalk Plot 5.11 Main Works Contract BOQ (1).xlsx |  |  |  | CITYWALK PHASE-05, PLOT 5.11 | Residential | CITYWALK RESIDENTIAL 1 LLC
▸ FENCING
▸ Note: Refer to the following:
▸ 1. Specification;
▸ DHRE0017-DI-XX-XX-SPC-LA-108007
▸ 2. Drawings;
▸ DHRE0017- DNK- XX- 05- DWG- LS- 100605, 100606, DHRE0017-DNK-XX-05-DWG-LS-100303, DHRE0017- DNK- XX- ZZ- DWG- LS- 100401-100404
▸ Aluminium powder coated screen fence; including fixing, fittings and all ancillary works
129 | A | 1200mm high; to Level 01 | 63 | m | 3345 | 210735 | E — Metalwork | E | E03 | E0301 | E3 Non-structural metalwork | 3.01 | Metalwork – Handrail / Balustrade | Length (m) | AED | 90 | Rule | ✓ |  | Citywalk Plot 5.11 Main Works Contract BOQ (1).xlsx |  |  |  | CITYWALK PHASE-05, PLOT 5.11 | Residential | CITYWALK RESIDENTIAL 1 LLC
▸ Powder coated aluminium fence gate; including proprietary stainless lock, ironmongery and all ancillary works
133 | B | Gate; 1000 x 1200mm high; to Level 01 | 5 | Nr. | 3366 | 16830 | E — Metalwork | E | E03 | E0301 | E3 Non-structural metalwork | 3.01 | Metalwork – Handrail / Balustrade | Length (m) | AED | 90 | Rule | ✓ |  | Citywalk Plot 5.11 Main Works Contract BOQ (1).xlsx |  |  |  | CITYWALK PHASE-05, PLOT 5.11 | Residential | CITYWALK RESIDENTIAL 1 LLC
153 |  |  |  | To Collection AED |  | 227565 | [8 empty] | AED |  |  |  |  | Citywalk Plot 5.11 Main Works Contract BOQ (1).xlsx |  |  |  | CITYWALK PHASE-05, PLOT 5.11 | Residential | CITYWALK RESIDENTIAL 1 LLC
▸ GENERALLY
159 | A | Allow for any other works which are not included above and which are required to complete the Site Work in accordance with the Specification and the Drawings (Tenderer to list below): | 0 | Item | 0 | 0 | A — General Requirements | A | A01 | A0101 | Conditions of contract | 9.01 | Preliminaries – Contingency | Item | AED | 90 | Rule | ✓ |  | Citywalk Plot 5.11 Main Works Contract BOQ (1).xlsx |  |  |  | CITYWALK PHASE-05, PLOT 5.11 | Residential | CITYWALK RESIDENTIAL 1 LLC
▸ ADDITIONS AND DEDUCTIONS TO;
163 | 3/B/1/A | P03; size 600 x 300x 20mm thick | 6 | m² | 513 | 3078 | B — Site Work | B | B08 | B0802 | B8 Earthworks generally | 8.01 | External Works – Hard Landscaping/Paving | Area (m²) | AED | 72 | AI | ⚠ |  | Citywalk Plot 5.11 Main Works Contract BOQ (1).xlsx |  |  |  | CITYWALK PHASE-05, PLOT 5.11 | Residential | CITYWALK RESIDENTIAL 1 LLC
164 | 3/B/2/D | Shrubs; Conocarpus erectus 'Silverleaf' | 9 | Nr. | 56 | 504 | B — Site Work | B | B07 | B0702 | B7 Underpinning | 8.01 | External Works – Planting (Shrubs) | Number | AED | 88 | AI | ✓ |  | Citywalk Plot 5.11 Main Works Contract BOQ (1).xlsx |  |  |  | CITYWALK PHASE-05, PLOT 5.11 | Residential | CITYWALK RESIDENTIAL 1 LLC
165 | 3/B/2/E | Shrubs; Ficus microcarpa nitida; 500mm high | 1 | Nr. | 38 | 38 | B — Site Work | B | B07 | B0702 | B7 Underpinning | 8.01 | External Works – Planting (Shrubs) | Number | AED | 88 | AI | ✓ |  | Citywalk Plot 5.11 Main Works Contract BOQ (1).xlsx |  |  |  | CITYWALK PHASE-05, PLOT 5.11 | Residential | CITYWALK RESIDENTIAL 1 LLC
166 | 3/B/2/F | Shrubs; Leucophyllum frutescens; 400mm high | 6 | Nr. | 44 | 264 | B — Site Work | B | B07 | B0702 | B7 Underpinning | 8.01 | External Works – Planting (Shrubs) | Number | AED | 88 | AI | ✓ |  | Citywalk Plot 5.11 Main Works Contract BOQ (1).xlsx |  |  |  | CITYWALK PHASE-05, PLOT 5.11 | Residential | CITYWALK RESIDENTIAL 1 LLC
167 | 3/B/3/A | Grass; Cenchrus ciliaris; 400mm high | -25 | Nr. | 78 | -1950 | B — Site Work | B | B07 | B0701 | B7 Underpinning | 8.01 | External Works – Planting (Grass/Soft Landscaping) | Area (m²) | AED | 85 | AI | ✓ |  | Citywalk Plot 5.11 Main Works Contract BOQ (1).xlsx |  |  |  | CITYWALK PHASE-05, PLOT 5.11 | Residential | CITYWALK RESIDENTIAL 1 LLC
168 | 3/B/3/C | Ground covers; Asystasia Gangetica; 300mm high | 17 | Nr. | 15 | 255 | B — Site Work | B | B07 | B0701 | B7 Underpinning | 8.01 | External Works – Planting (Ground Covers) | Area (m²) | AED | 82 | AI | ⚠ |  | Citywalk Plot 5.11 Main Works Contract BOQ (1).xlsx |  |  |  | CITYWALK PHASE-05, PLOT 5.11 | Residential | CITYWALK RESIDENTIAL 1 LLC
169 | 3/B/3/H | 30mm thick drainage cell; on slab | 17 | m² | 65 | 1105 | B — Site Work | B | B08 | B0801 | B8 Earthworks generally | 8.01 | External Works – Site Preparation/Drainage | Area (m²) | AED | 78 | AI | ⚠ |  | Citywalk Plot 5.11 Main Works Contract BOQ (1).xlsx |  |  |  | CITYWALK PHASE-05, PLOT 5.11 | Residential | CITYWALK RESIDENTIAL 1 LLC
170 | 3/B/3/J | Irrigation works | 17 | m² | 144 | 2448 | Q — Mechanical Engineering Installations | Q | Q09 | Q0900 | Q9 Work incidental to mechanical engineering installations | 5.06 | Mechanical Engineering Installations | Length (m), Weight (t), Area (m²), Enumerated (nr), Item | AED | 61 | Fuzzy | ⚠ |  | Citywalk Plot 5.11 Main Works Contract BOQ (1).xlsx |  |  |  | CITYWALK PHASE-05, PLOT 5.11 | Residential | CITYWALK RESIDENTIAL 1 LLC
198 |  |  |  | To Collection AED |  | 5742 | [8 empty] | AED |  |  |  |  | Citywalk Plot 5.11 Main Works Contract BOQ (1).xlsx |  |  |  | CITYWALK PHASE-05, PLOT 5.11 | Residential | CITYWALK RESIDENTIAL 1 LLC
201 |  | COLLECTION | [12 empty] | AED |  |  |  |  | Citywalk Plot 5.11 Main Works Contract BOQ (1).xlsx |  |  |  | CITYWALK PHASE-05, PLOT 5.11 | Residential | CITYWALK RESIDENTIAL 1 LLC
203 |  | Page 3/B/1 |  |  |  | 46683 | [8 empty] | AED |  |  |  |  | Citywalk Plot 5.11 Main Works Contract BOQ (1).xlsx |  |  |  | CITYWALK PHASE-05, PLOT 5.11 | Residential | CITYWALK RESIDENTIAL 1 LLC
205 |  | Page 3/B/2 |  |  |  | 22499 | [8 empty] | AED |  |  |  |  | Citywalk Plot 5.11 Main Works Contract BOQ (1).xlsx |  |  |  | CITYWALK PHASE-05, PLOT 5.11 | Residential | CITYWALK RESIDENTIAL 1 LLC
207 |  | Page 3/B/3 |  |  |  | 119822 | [8 empty] | AED |  |  |  |  | Citywalk Plot 5.11 Main Works Contract BOQ (1).xlsx |  |  |  | CITYWALK PHASE-05, PLOT 5.11 | Residential | CITYWALK RESIDENTIAL 1 LLC
209 |  | Page 3/B/4 |  |  |  | 227565 | [8 empty] | AED |  |  |  |  | Citywalk Plot 5.11 Main Works Contract BOQ (1).xlsx |  |  |  | CITYWALK PHASE-05, PLOT 5.11 | Residential | CITYWALK RESIDENTIAL 1 LLC
211 |  | Page 3/B/5 |  |  |  | 5742 | [8 empty] | AED |  |  |  |  | Citywalk Plot 5.11 Main Works Contract BOQ (1).xlsx |  |  |  | CITYWALK PHASE-05, PLOT 5.11 | Residential | CITYWALK RESIDENTIAL 1 LLC
248 |  |  |  | Carried To Summary AED |  | 422311 | [8 empty] | AED |  |  |  |  | Citywalk Plot 5.11 Main Works Contract BOQ (1).xlsx |  |  |  | CITYWALK PHASE-05, PLOT 5.11 | Residential | CITYWALK RESIDENTIAL 1 LLC
Items coded: 27 · Auto ✓: 14 · Flagged ⚠: 13 · Auto rate: 52%

## 3C
Citywalk Plot 5.11 Main Works Contract BOQ (1) · 3C
A–G = original bill data · H–S = POMI + NRM coding · T–AB = project metadata · ✓ ≥85% · ⚠ <85% = review
Row | REF | Description | Qty | Unit | Rate | Amount | POMI Section | Code 1 | Code 2 | Code 3 | POMI Sub Section | NRM | NRM Description | Measurement | Currency | Conf% | Stage | Flag | ACTION | BATCH | Country | City | Asset | Project | Type | Employer | Contract Type
▸ CONCRETE WORK
▸ POURED CONCRETE
▸ Note: Refer to the following:
▸ 1. Specification:
▸ DHRE0017-DI-XX-XX-SPC-LA-108007
▸ 2. Drawings;
▸ DHRE0017- DNK- XX- 05- DWG- LS- 100605, 100606, DHRE0017-DNK-XX-05-DWG-LS-100303, DHRE0017- DNK- XX- ZZ- DWG- LS- 100401-100404
▸ DHRE0017-KP-XX-ZZ-DWG-STR-100004
▸ DHRE0017-KP-CW-B1-DWG-ST-1010B1 to 101009
▸ DHRE0017-KP-FP-GF-DWG-ST-101000 to 101010
▸ DHRE0017-KP-SC-XX-DWG-ST-105313
▸ DHRE0017-KP-CW-XX-DWG-ST-105000 to 105002
▸ STR-0002-General Notes ST-0002
▸ Reinforced concrete; concrete strength C50 N/mm²; including plasticizers, accessories and all ancillary works as necessary
32 | A | Columns | 6 | m³ | 655 | 3930 | C — Concrete Work | C | C02 | C0201 | C2 Poured concrete | 2.01 | Frame | Volume (m³) | AED | 95 | Rule | ✓ |  | Citywalk Plot 5.11 Main Works Contract BOQ (1).xlsx |  |  |  | CITYWALK PHASE-05, PLOT 5.11 | Residential | CITYWALK RESIDENTIAL 1 LLC
34 | B | Columns; circular | 11 | m³ | 655 | 7205 | C — Concrete Work | C | C02 | C0201 | C2 Poured concrete | 2.01 | Frame | Volume (m³) | AED | 95 | Rule | ✓ |  | Citywalk Plot 5.11 Main Works Contract BOQ (1).xlsx |  |  |  | CITYWALK PHASE-05, PLOT 5.11 | Residential | CITYWALK RESIDENTIAL 1 LLC
36 | C | Core wall; 400mm thick | 50 | m³ | 655 | 32750 | C — Concrete Work | C | C02 | C0202 | C2 Poured concrete | 2.01 | Frame – In-situ Concrete Walls | Volume (m³) | AED | 85 | AI | ✓ |  | Citywalk Plot 5.11 Main Works Contract BOQ (1).xlsx |  |  |  | CITYWALK PHASE-05, PLOT 5.11 | Residential | CITYWALK RESIDENTIAL 1 LLC
38 | D | Shear wall; 300mm thick | 74 | m³ | 655 | 48470 | C — Concrete Work | C | C02 | C0202 | C2 Poured concrete | 2.01 | Frame – In-situ Concrete Walls | Volume (m³) | AED | 85 | AI | ✓ |  | Citywalk Plot 5.11 Main Works Contract BOQ (1).xlsx |  |  |  | CITYWALK PHASE-05, PLOT 5.11 | Residential | CITYWALK RESIDENTIAL 1 LLC
40 | E | Shear wall; 400mm thick | 51 | m³ | 655 | 33405 | C — Concrete Work | C | C02 | C0202 | C2 Poured concrete | 2.01 | Frame – In-situ Concrete Walls | Volume (m³) | AED | 85 | AI | ✓ |  | Citywalk Plot 5.11 Main Works Contract BOQ (1).xlsx |  |  |  | CITYWALK PHASE-05, PLOT 5.11 | Residential | CITYWALK RESIDENTIAL 1 LLC
42 | F | Suspended slab; 200mm thick | 17 | m³ | 609 | 10353 | C — Concrete Work | C | C02 | C0201 | C2 Poured concrete | 2.01 | Frame | Volume (m³) | AED | 95 | Rule | ✓ |  | Citywalk Plot 5.11 Main Works Contract BOQ (1).xlsx |  |  |  | CITYWALK PHASE-05, PLOT 5.11 | Residential | CITYWALK RESIDENTIAL 1 LLC
46 |  |  |  | To Collection AED |  | 136113 | [8 empty] | AED |  |  |  |  | Citywalk Plot 5.11 Main Works Contract BOQ (1).xlsx |  |  |  | CITYWALK PHASE-05, PLOT 5.11 | Residential | CITYWALK RESIDENTIAL 1 LLC
▸ POURED CONCRETE (Cont'd)
52 | A | Beams | 121 | m³ | 609 | 73689 | C — Concrete Work | C | C02 | C0201 | C2 Poured concrete | 2.01 | Frame | Volume (m³) | AED | 93 | Rule | ✓ |  | Citywalk Plot 5.11 Main Works Contract BOQ (1).xlsx |  |  |  | CITYWALK PHASE-05, PLOT 5.11 | Residential | CITYWALK RESIDENTIAL 1 LLC
▸ Reinforced concrete; concrete strength C40 N/mm²; including plasticizers, accessories and all ancillary works as necessary
56 | B | Columns | 84 | m³ | 639 | 53676 | C — Concrete Work | C | C02 | C0201 | C2 Poured concrete | 2.01 | Frame | Volume (m³) | AED | 95 | Rule | ✓ |  | Citywalk Plot 5.11 Main Works Contract BOQ (1).xlsx |  |  |  | CITYWALK PHASE-05, PLOT 5.11 | Residential | CITYWALK RESIDENTIAL 1 LLC
58 | C | Columns; circular | 45 | m³ | 639 | 28755 | C — Concrete Work | C | C02 | C0201 | C2 Poured concrete | 2.01 | Frame | Volume (m³) | AED | 95 | Rule | ✓ |  | Citywalk Plot 5.11 Main Works Contract BOQ (1).xlsx |  |  |  | CITYWALK PHASE-05, PLOT 5.11 | Residential | CITYWALK RESIDENTIAL 1 LLC
60 | D | Core wall; 400mm thick | 402 | m³ | 639 | 256878 | C — Concrete Work | C | C02 | C0202 | C2 Poured concrete | 2.01 | Frame – In-situ Concrete Walls | Volume (m³) | AED | 85 | AI | ✓ |  | Citywalk Plot 5.11 Main Works Contract BOQ (1).xlsx |  |  |  | CITYWALK PHASE-05, PLOT 5.11 | Residential | CITYWALK RESIDENTIAL 1 LLC
62 | E | Shear wall; 300mm thick | 500 | m³ | 639 | 319500 | C — Concrete Work | C | C02 | C0202 | C2 Poured concrete | 2.01 | Frame – In-situ Concrete Walls | Volume (m³) | AED | 85 | AI | ✓ |  | Citywalk Plot 5.11 Main Works Contract BOQ (1).xlsx |  |  |  | CITYWALK PHASE-05, PLOT 5.11 | Residential | CITYWALK RESIDENTIAL 1 LLC
64 | F | Shear wall; 400mm thick | 365 | m³ | 639 | 233235 | C — Concrete Work | C | C02 | C0202 | C2 Poured concrete | 2.01 | Frame – In-situ Concrete Walls | Volume (m³) | AED | 85 | AI | ✓ |  | Citywalk Plot 5.11 Main Works Contract BOQ (1).xlsx |  |  |  | CITYWALK PHASE-05, PLOT 5.11 | Residential | CITYWALK RESIDENTIAL 1 LLC
66 | G | Suspended slab; 200mm thick | 423 | m³ | 595 | 251685 | C — Concrete Work | C | C02 | C0201 | C2 Poured concrete | 2.01 | Frame | Volume (m³) | AED | 95 | Rule | ✓ |  | Citywalk Plot 5.11 Main Works Contract BOQ (1).xlsx |  |  |  | CITYWALK PHASE-05, PLOT 5.11 | Residential | CITYWALK RESIDENTIAL 1 LLC
68 | H | Suspended slab; 200mm thick; roof slab | 51 | m³ | 595 | 30345 | C — Concrete Work | C | C02 | C0201 | C2 Poured concrete | 2.01 | Frame | Volume (m³) | AED | 95 | Rule | ✓ |  | Citywalk Plot 5.11 Main Works Contract BOQ (1).xlsx |  |  |  | CITYWALK PHASE-05, PLOT 5.11 | Residential | CITYWALK RESIDENTIAL 1 LLC
70 | J | Suspended slab; 250mm thick; top roof slab | 117 | m³ | 595 | 69615 | C — Concrete Work | C | C02 | C0201 | C2 Poured concrete | 2.01 | Frame | Volume (m³) | AED | 95 | Rule | ✓ |  | Citywalk Plot 5.11 Main Works Contract BOQ (1).xlsx |  |  |  | CITYWALK PHASE-05, PLOT 5.11 | Residential | CITYWALK RESIDENTIAL 1 LLC
72 | K | Suspended slab; 300mm thick | 467 | m³ | 595 | 277865 | C — Concrete Work | C | C02 | C0201 | C2 Poured concrete | 2.01 | Frame | Volume (m³) | AED | 95 | Rule | ✓ |  | Citywalk Plot 5.11 Main Works Contract BOQ (1).xlsx |  |  |  | CITYWALK PHASE-05, PLOT 5.11 | Residential | CITYWALK RESIDENTIAL 1 LLC
74 | L | Suspended slab; 300mm thick; roof slab | 67 | m³ | 595 | 39865 | C — Concrete Work | C | C02 | C0201 | C2 Poured concrete | 2.01 | Frame | Volume (m³) | AED | 95 | Rule | ✓ |  | Citywalk Plot 5.11 Main Works Contract BOQ (1).xlsx |  |  |  | CITYWALK PHASE-05, PLOT 5.11 | Residential | CITYWALK RESIDENTIAL 1 LLC
76 | M | Beams | 82 | m³ | 595 | 48790 | C — Concrete Work | C | C02 | C0201 | C2 Poured concrete | 2.01 | Frame | Volume (m³) | AED | 93 | Rule | ✓ |  | Citywalk Plot 5.11 Main Works Contract BOQ (1).xlsx |  |  |  | CITYWALK PHASE-05, PLOT 5.11 | Residential | CITYWALK RESIDENTIAL 1 LLC
78 | N | Beams; in roof slab | 23 | m³ | 595 | 13685 | C — Concrete Work | C | C02 | C0201 | C2 Poured concrete | 2.01 | Frame | Volume (m³) | AED | 93 | Rule | ✓ |  | Citywalk Plot 5.11 Main Works Contract BOQ (1).xlsx |  |  |  | CITYWALK PHASE-05, PLOT 5.11 | Residential | CITYWALK RESIDENTIAL 1 LLC
80 | P | Drop panel | 6 | m³ | 595 | 3570 | J — Finishes | J | J05 | J0501 | J5 Suspended ceilings | 3.01 | Internal Finishes | Area (m²), Length (m) | AED | 63 | Fuzzy | ⚠ |  | Citywalk Plot 5.11 Main Works Contract BOQ (1).xlsx |  |  |  | CITYWALK PHASE-05, PLOT 5.11 | Residential | CITYWALK RESIDENTIAL 1 LLC
82 | Q | Staircases | 48 | m³ | 595 | 28560 | C — Concrete Work | C | C02 | C0201 | C2 Poured concrete | 2.01 | Frame | Volume (m³) | AED | 93 | Rule | ✓ |  | Citywalk Plot 5.11 Main Works Contract BOQ (1).xlsx |  |  |  | CITYWALK PHASE-05, PLOT 5.11 | Residential | CITYWALK RESIDENTIAL 1 LLC
84 | R | Planter wall; 150mm thick | 1 | m³ | 655 | 655 | M — Furnishings | M | M01 | M0101 | M1 Generally | 3.01 | Furnishings – Planter | Enumerated (nr) | AED | 90 | Rule | ✓ |  | Citywalk Plot 5.11 Main Works Contract BOQ (1).xlsx |  |  |  | CITYWALK PHASE-05, PLOT 5.11 | Residential | CITYWALK RESIDENTIAL 1 LLC
86 | S | Planter wall; 250mm thick | 4 | m³ | 565 | 2260 | M — Furnishings | M | M01 | M0101 | M1 Generally | 3.01 | Furnishings – Planter | Enumerated (nr) | AED | 90 | Rule | ✓ |  | Citywalk Plot 5.11 Main Works Contract BOQ (1).xlsx |  |  |  | CITYWALK PHASE-05, PLOT 5.11 | Residential | CITYWALK RESIDENTIAL 1 LLC
93 |  |  |  | To Collection AED |  | 1732628 | [8 empty] | AED |  |  |  |  | Citywalk Plot 5.11 Main Works Contract BOQ (1).xlsx |  |  |  | CITYWALK PHASE-05, PLOT 5.11 | Residential | CITYWALK RESIDENTIAL 1 LLC
▸ POURED CONCRETE (Cont'd)
▸ Reinforced concrete; to landscape; concrete strength C60/48 N/mm²; 70%OPC+25%GGBS+5% SF; including plasticizers, accessories and all ancillary works as necessary
102 | A | Planter wall; 150mm thick | 1 | m³ | 655 | 655 | M — Furnishings | M | M01 | M0101 | M1 Generally | 3.01 | Furnishings – Planter | Enumerated (nr) | AED | 90 | Rule | ✓ |  | Citywalk Plot 5.11 Main Works Contract BOQ (1).xlsx |  |  |  | CITYWALK PHASE-05, PLOT 5.11 | Residential | CITYWALK RESIDENTIAL 1 LLC
104 | B | Planter wall; 250mm thick | 4 | m³ | 655 | 2620 | M — Furnishings | M | M01 | M0101 | M1 Generally | 3.01 | Furnishings – Planter | Enumerated (nr) | AED | 90 | Rule | ✓ |  | Citywalk Plot 5.11 Main Works Contract BOQ (1).xlsx |  |  |  | CITYWALK PHASE-05, PLOT 5.11 | Residential | CITYWALK RESIDENTIAL 1 LLC
▸ Reinforced concrete; concrete strength C32 N/mm²; including plasticizers, accessories and all ancillary works as necessary
108 | C | Lintels | 40 | m³ | 534 | 21360 | C — Concrete Work | C | C02 | C0201 | C2 Poured concrete | 2.01 | Frame / Concrete Work | Volume (m³), Weight (t), Area (m²), Length (m), Enumerated (nr) | AED | 79 | Fuzzy | ⚠ |  | Citywalk Plot 5.11 Main Works Contract BOQ (1).xlsx |  |  |  | CITYWALK PHASE-05, PLOT 5.11 | Residential | CITYWALK RESIDENTIAL 1 LLC
110 | D | Coping | 10 | m³ | 534 | 5340 | B — Site Work | B | B22 | B2200 | B22 Landscaping | 8.01 | Site Works, Drainage, External Services & Landscaping | Volume (m³), Length (m), Area (m²), Enumerated (nr), Item | AED | 64 | Fuzzy | ⚠ |  | Citywalk Plot 5.11 Main Works Contract BOQ (1).xlsx |  |  |  | CITYWALK PHASE-05, PLOT 5.11 | Residential | CITYWALK RESIDENTIAL 1 LLC
112 | E | Upstand to chiller base; 150mm thick | 4 | m³ | 534 | 2136 | C — Concrete Work | C | C02 | C0201 | C2 Poured concrete | 2.01 | Frame | Volume (m³) | AED | 90 | Rule | ✓ |  | Citywalk Plot 5.11 Main Works Contract BOQ (1).xlsx |  |  |  | CITYWALK PHASE-05, PLOT 5.11 | Residential | CITYWALK RESIDENTIAL 1 LLC
114 | F | Upstand to pump base; 150mm thick | 1 | m³ | 534 | 534 | C — Concrete Work | C | C02 | C0201 | C2 Poured concrete | 2.01 | Frame | Volume (m³) | AED | 90 | Rule | ✓ |  | Citywalk Plot 5.11 Main Works Contract BOQ (1).xlsx |  |  |  | CITYWALK PHASE-05, PLOT 5.11 | Residential | CITYWALK RESIDENTIAL 1 LLC
116 | G | Upstand to FAHU base; 300mm thick | 1 | m³ | 534 | 534 | C — Concrete Work | C | C02 | C0201 | C2 Poured concrete | 2.01 | Frame | Volume (m³) | AED | 90 | Rule | ✓ |  | Citywalk Plot 5.11 Main Works Contract BOQ (1).xlsx |  |  |  | CITYWALK PHASE-05, PLOT 5.11 | Residential | CITYWALK RESIDENTIAL 1 LLC
118 | H | Upstand below parapet wall; 250mm thick | 73 | m³ | 534 | 38982 | C — Concrete Work | C | C02 | C0201 | C2 Poured concrete | 2.01 | Frame | Volume (m³) | AED | 90 | Rule | ✓ |  | Citywalk Plot 5.11 Main Works Contract BOQ (1).xlsx |  |  |  | CITYWALK PHASE-05, PLOT 5.11 | Residential | CITYWALK RESIDENTIAL 1 LLC
120 | J | Upstand to upper roof; 200mm thick | 7 | m³ | 534 | 3738 | C — Concrete Work | C | C02 | C0201 | C2 Poured concrete | 2.01 | Frame | Volume (m³) | AED | 90 | Rule | ✓ |  | Citywalk Plot 5.11 Main Works Contract BOQ (1).xlsx |  |  |  | CITYWALK PHASE-05, PLOT 5.11 | Residential | CITYWALK RESIDENTIAL 1 LLC
122 | K | Plinth to BMU | 2 | m³ | 534 | 1068 | C — Concrete Work | C | C03 | C0303 | C3 Reinforcement | 2.05 | External Walls – In-situ Concrete | Area (m²) | AED | 80 | AI | ⚠ |  | Citywalk Plot 5.11 Main Works Contract BOQ (1).xlsx |  |  |  | CITYWALK PHASE-05, PLOT 5.11 | Residential | CITYWALK RESIDENTIAL 1 LLC
▸ Lightweight concrete screed; including admixtures, accessories and all ancillary works as necessary
126 | L | To softscape area; 50mm thick | 3 | m³ | 1174 | 3522 | C — Concrete Work | C | C03 | C0303 | C3 Reinforcement | 8.01 | External Works – Concrete | Area (m²) | AED | 80 | AI | ⚠ |  | Citywalk Plot 5.11 Main Works Contract BOQ (1).xlsx |  |  |  | CITYWALK PHASE-05, PLOT 5.11 | Residential | CITYWALK RESIDENTIAL 1 LLC
128 | M | To level 5 terrace; 100mm thick | 9 | m³ | 1174 | 10566 | C — Concrete Work | C | C02 | C0201 | C2 Poured concrete | 2.02 | Upper Floors – In-situ Concrete | Area (m²) | AED | 85 | AI | ✓ |  | Citywalk Plot 5.11 Main Works Contract BOQ (1).xlsx |  |  |  | CITYWALK PHASE-05, PLOT 5.11 | Residential | CITYWALK RESIDENTIAL 1 LLC
130 | N | To upper roof; 100mm thick | 18 | m³ | 1174 | 21132 | C — Concrete Work | C | C02 | C0201 | C2 Poured concrete | 2.02 | Upper Floors – In-situ Concrete | Area (m²) | AED | 85 | AI | ✓ |  | Citywalk Plot 5.11 Main Works Contract BOQ (1).xlsx |  |  |  | CITYWALK PHASE-05, PLOT 5.11 | Residential | CITYWALK RESIDENTIAL 1 LLC
132 | P | To water tank area; 240mm thick | 2 | m³ | 1174 | 2348 | C — Concrete Work | C | C02 | C0201 | C2 Poured concrete | 2.02 | Upper Floors – In-situ Concrete | Area (m²) | AED | 80 | AI | ⚠ |  | Citywalk Plot 5.11 Main Works Contract BOQ (1).xlsx |  |  |  | CITYWALK PHASE-05, PLOT 5.11 | Residential | CITYWALK RESIDENTIAL 1 LLC
134 | Q | To chiller area; 200mm thick | 9 | m³ | 0 | N/A | C — Concrete Work | C | C02 | C0201 | C2 Poured concrete | 2.02 | Upper Floors – In-situ Concrete | Area (m²) | AED | 80 | AI | ⚠ |  | Citywalk Plot 5.11 Main Works Contract BOQ (1).xlsx |  |  |  | CITYWALK PHASE-05, PLOT 5.11 | Residential | CITYWALK RESIDENTIAL 1 LLC
136 | R | To FAHU area; 200mm thick | 5 | m³ | 0 | N/A | C — Concrete Work | C | C02 | C0201 | C2 Poured concrete | 2.02 | Upper Floors – In-situ Concrete | Area (m²) | AED | 80 | AI | ⚠ |  | Citywalk Plot 5.11 Main Works Contract BOQ (1).xlsx |  |  |  | CITYWALK PHASE-05, PLOT 5.11 | Residential | CITYWALK RESIDENTIAL 1 LLC
139 |  |  |  | To Collection AED |  | 114535 | [8 empty] | AED |  |  |  |  | Citywalk Plot 5.11 Main Works Contract BOQ (1).xlsx |  |  |  | CITYWALK PHASE-05, PLOT 5.11 | Residential | CITYWALK RESIDENTIAL 1 LLC
▸ REINFORCEMENT
▸ Note: Refer to the following:
▸ 1. Drawings;
▸ DHRE0017-KP-CW-B1-DWG-ST-1010B1 to 101009
▸ DHRE0017-KP-FP-GF-DWG-ST-101000 to 101010
▸ DHRE0017-KP-SC-XX-DWG-ST-105313
▸ DHRE0017-KP-CW-XX-DWG-ST-105000 to 105002
▸ STR-0002-General Notes ST-0002
▸ Reinforcing steel bars; to comply with BS4449 and strength to be (FY)=500 MPa
161 | A | To core walls; various diameter | 32.05 | t | 4966 | 159160 | C — Concrete Work | C | C02 | C0201 | C2 Poured concrete | 2.01 | Upper Floors / Walls | Volume (m³) | AED | 93 | Rule | ✓ |  | Citywalk Plot 5.11 Main Works Contract BOQ (1).xlsx |  |  |  | CITYWALK PHASE-05, PLOT 5.11 | Residential | CITYWALK RESIDENTIAL 1 LLC
163 | B | To shear walls; various diameter | 74.25 | t | 4966 | 368726 | C — Concrete Work | C | C02 | C0201 | C2 Poured concrete | 2.01 | Upper Floors / Walls | Volume (m³) | AED | 93 | Rule | ✓ |  | Citywalk Plot 5.11 Main Works Contract BOQ (1).xlsx |  |  |  | CITYWALK PHASE-05, PLOT 5.11 | Residential | CITYWALK RESIDENTIAL 1 LLC
165 | C | To columns; various diameter | 16.71 | t | 4966 | 82982 | C — Concrete Work | C | C02 | C0201 | C2 Poured concrete | 2.01 | Frame | Volume (m³) | AED | 95 | Rule | ✓ |  | Citywalk Plot 5.11 Main Works Contract BOQ (1).xlsx |  |  |  | CITYWALK PHASE-05, PLOT 5.11 | Residential | CITYWALK RESIDENTIAL 1 LLC
167 | D | To circular columns; various diameter | 10.01 | t | 4966 | 49710 | C — Concrete Work | C | C02 | C0201 | C2 Poured concrete | 2.01 | Frame | Volume (m³) | AED | 95 | Rule | ✓ |  | Citywalk Plot 5.11 Main Works Contract BOQ (1).xlsx |  |  |  | CITYWALK PHASE-05, PLOT 5.11 | Residential | CITYWALK RESIDENTIAL 1 LLC
169 | E | To suspended slab; various diameter | 119.75 | t | 4966 | 594679 | C — Concrete Work | C | C02 | C0201 | C2 Poured concrete | 2.01 | Frame | Volume (m³) | AED | 95 | Rule | ✓ |  | Citywalk Plot 5.11 Main Works Contract BOQ (1).xlsx |  |  |  | CITYWALK PHASE-05, PLOT 5.11 | Residential | CITYWALK RESIDENTIAL 1 LLC
171 | F | To suspended slab; various diameter; roof slab | 25.13 | t | 4966 | 124796 | C — Concrete Work | C | C02 | C0201 | C2 Poured concrete | 2.01 | Frame | Volume (m³) | AED | 95 | Rule | ✓ |  | Citywalk Plot 5.11 Main Works Contract BOQ (1).xlsx |  |  |  | CITYWALK PHASE-05, PLOT 5.11 | Residential | CITYWALK RESIDENTIAL 1 LLC
173 | G | To beams; various diameter | 48.62 | t | 4966 | 241447 | C — Concrete Work | C | C02 | C0201 | C2 Poured concrete | 2.01 | Frame | Volume (m³) | AED | 93 | Rule | ✓ |  | Citywalk Plot 5.11 Main Works Contract BOQ (1).xlsx |  |  |  | CITYWALK PHASE-05, PLOT 5.11 | Residential | CITYWALK RESIDENTIAL 1 LLC
175 | H | To beams; various diameter; roof slab | 6.11 | t | 4966 | 30342 | C — Concrete Work | C | C02 | C0201 | C2 Poured concrete | 2.01 | Frame | Volume (m³) | AED | 93 | Rule | ✓ |  | Citywalk Plot 5.11 Main Works Contract BOQ (1).xlsx |  |  |  | CITYWALK PHASE-05, PLOT 5.11 | Residential | CITYWALK RESIDENTIAL 1 LLC
177 | J | To drop panels; various diameter | 1.71 | t | 4966 | 8492 | C — Concrete Work | C | C01 | C0104 | C1 Generally | 2.01 | Frame – Reinforcement Steel | Mass (tonnes) | AED | 85 | AI | ✓ |  | Citywalk Plot 5.11 Main Works Contract BOQ (1).xlsx |  |  |  | CITYWALK PHASE-05, PLOT 5.11 | Residential | CITYWALK RESIDENTIAL 1 LLC
179 | K | To lintels; various diameter | 4.26 | t | 4966 | 21155 | C — Concrete Work | C | C01 | C0104 | C1 Generally | 2.01 | Frame – Reinforcement Steel | Mass (tonnes) | AED | 85 | AI | ✓ |  | Citywalk Plot 5.11 Main Works Contract BOQ (1).xlsx |  |  |  | CITYWALK PHASE-05, PLOT 5.11 | Residential | CITYWALK RESIDENTIAL 1 LLC
181 | L | To copings; various diameter | 2.92 | t | 4966 | 14501 | C — Concrete Work | C | C01 | C0104 | C1 Generally | 2.05 | External Walls – Reinforcement Steel | Mass (tonnes) | AED | 80 | AI | ⚠ |  | Citywalk Plot 5.11 Main Works Contract BOQ (1).xlsx |  |  |  | CITYWALK PHASE-05, PLOT 5.11 | Residential | CITYWALK RESIDENTIAL 1 LLC
183 | M | To staircases; various diameter | 5.14 | t | 4966 | 25525 | C — Concrete Work | C | C02 | C0201 | C2 Poured concrete | 2.01 | Frame | Volume (m³) | AED | 93 | Rule | ✓ |  | Citywalk Plot 5.11 Main Works Contract BOQ (1).xlsx |  |  |  | CITYWALK PHASE-05, PLOT 5.11 | Residential | CITYWALK RESIDENTIAL 1 LLC
186 |  |  |  | To Collection AED |  | 1721515 | [8 empty] | AED |  |  |  |  | Citywalk Plot 5.11 Main Works Contract BOQ (1).xlsx |  |  |  | CITYWALK PHASE-05, PLOT 5.11 | Residential | CITYWALK RESIDENTIAL 1 LLC
▸ REINFORCEMENT (Cont'd)
192 | A | To planter wall | 0.55 | t | 4966 | 2731 | M — Furnishings | M | M01 | M0101 | M1 Generally | 3.01 | Furnishings – Planter | Enumerated (nr) | AED | 90 | Rule | ✓ |  | Citywalk Plot 5.11 Main Works Contract BOQ (1).xlsx |  |  |  | CITYWALK PHASE-05, PLOT 5.11 | Residential | CITYWALK RESIDENTIAL 1 LLC
194 | B | To Mechanical Base | 0.54 | t | 4966 | 2682 | Q — Mechanical Engineering Installations | Q | Q09 | Q0900 | Q9 Work incidental to mechanical engineering installations | 5.06 | Mechanical Engineering Installations | Length (m), Weight (t), Area (m²), Enumerated (nr), Item | AED | 79 | Fuzzy | ⚠ |  | Citywalk Plot 5.11 Main Works Contract BOQ (1).xlsx |  |  |  | CITYWALK PHASE-05, PLOT 5.11 | Residential | CITYWALK RESIDENTIAL 1 LLC
196 | C | To Upstand below parapet wall | 6.8 | t | 4966 | 33769 | C — Concrete Work | C | C02 | C0201 | C2 Poured concrete | 2.01 | Frame | Volume (m³) | AED | 90 | Rule | ✓ |  | Citywalk Plot 5.11 Main Works Contract BOQ (1).xlsx |  |  |  | CITYWALK PHASE-05, PLOT 5.11 | Residential | CITYWALK RESIDENTIAL 1 LLC
198 | D | To Plinth | 0.13 | t | 4966 | 646 | C — Concrete Work | C | C01 | C0104 | C1 Generally | 1.01 | Substructure – Reinforcement Steel | Mass (tonnes) | AED | 80 | AI | ⚠ |  | Citywalk Plot 5.11 Main Works Contract BOQ (1).xlsx |  |  |  | CITYWALK PHASE-05, PLOT 5.11 | Residential | CITYWALK RESIDENTIAL 1 LLC
234 |  |  |  | To Collection AED |  | 39828 | [8 empty] | AED |  |  |  |  | Citywalk Plot 5.11 Main Works Contract BOQ (1).xlsx |  |  |  | CITYWALK PHASE-05, PLOT 5.11 | Residential | CITYWALK RESIDENTIAL 1 LLC
▸ SHUTTERING
▸ Note: Refer to the following:
▸ 1. Drawings;
▸ DHRE0017-KP-CW-B1-DWG-ST-1010B1 to 101009
▸ DHRE0017-KP-FP-GF-DWG-ST-101000 to 101010
▸ DHRE0017-KP-SC-XX-DWG-ST-105313
▸ DHRE0017-KP-CW-XX-DWG-ST-105000 to 105002
▸ STR-0002-General Notes ST-0002
▸ Formwork system including design, support system, formed finishes and temporary works; including accessories and all ancillary works as necessary
▸ Shuttering; smooth formed finish
258 | A | Soffits of suspended slabs | 3666 | m² | 114 | 417924 | C — Concrete Work | C | C02 | C0201 | C2 Poured concrete | 2.01 | Frame | Volume (m³) | AED | 95 | Rule | ✓ |  | Citywalk Plot 5.11 Main Works Contract BOQ (1).xlsx |  |  |  | CITYWALK PHASE-05, PLOT 5.11 | Residential | CITYWALK RESIDENTIAL 1 LLC
260 | B | Soffits of suspended slabs; roof slab | 870 | m² | 114 | 99180 | C — Concrete Work | C | C02 | C0201 | C2 Poured concrete | 2.01 | Frame | Volume (m³) | AED | 95 | Rule | ✓ |  | Citywalk Plot 5.11 Main Works Contract BOQ (1).xlsx |  |  |  | CITYWALK PHASE-05, PLOT 5.11 | Residential | CITYWALK RESIDENTIAL 1 LLC
262 | C | Side and soffits of drop panel | 34 | m² | 114 | 3876 | C — Concrete Work | C | C04 | C0401 | C4 Shuttering | 2.01 | Frame / Concrete Work | Volume (m³), Weight (t), Area (m²), Length (m), Enumerated (nr) | AED | 72 | Fuzzy | ⚠ |  | Citywalk Plot 5.11 Main Works Contract BOQ (1).xlsx |  |  |  | CITYWALK PHASE-05, PLOT 5.11 | Residential | CITYWALK RESIDENTIAL 1 LLC
264 | D | Side and soffits of beams | 1263 | m² | 114 | 143982 | C — Concrete Work | C | C02 | C0201 | C2 Poured concrete | 2.01 | Frame | Volume (m³) | AED | 93 | Rule | ✓ |  | Citywalk Plot 5.11 Main Works Contract BOQ (1).xlsx |  |  |  | CITYWALK PHASE-05, PLOT 5.11 | Residential | CITYWALK RESIDENTIAL 1 LLC
266 | E | Side and soffits of beams; roof slab | 180 | m² | 114 | 20520 | C — Concrete Work | C | C02 | C0201 | C2 Poured concrete | 2.01 | Frame | Volume (m³) | AED | 93 | Rule | ✓ |  | Citywalk Plot 5.11 Main Works Contract BOQ (1).xlsx |  |  |  | CITYWALK PHASE-05, PLOT 5.11 | Residential | CITYWALK RESIDENTIAL 1 LLC
268 | F | Edges; not exceeding 300mm high | 248 | m | 114 | 28272 | C — Concrete Work | C | C01 | C0102 | C1 Generally | 2.01 | Frame – Formwork | Area (m²) | AED | 85 | AI | ✓ |  | Citywalk Plot 5.11 Main Works Contract BOQ (1).xlsx |  |  |  | CITYWALK PHASE-05, PLOT 5.11 | Residential | CITYWALK RESIDENTIAL 1 LLC
270 | G | Edges; not exceeding 300mm high; roof slab | 525 | m | 114 | 59850 | C — Concrete Work | C | C04 | C0408 | C4 Shuttering | 2.01 | Frame / Concrete Work | Volume (m³), Weight (t), Area (m²), Length (m), Enumerated (nr) | AED | 60 | Fuzzy | ⚠ |  | Citywalk Plot 5.11 Main Works Contract BOQ (1).xlsx |  |  |  | CITYWALK PHASE-05, PLOT 5.11 | Residential | CITYWALK RESIDENTIAL 1 LLC
272 | H | Edges; exceeding 300mm high | 83 | m² | 114 | 9462 | C — Concrete Work | C | C01 | C0102 | C1 Generally | 2.01 | Frame – Formwork | Area (m²) | AED | 85 | AI | ✓ |  | Citywalk Plot 5.11 Main Works Contract BOQ (1).xlsx |  |  |  | CITYWALK PHASE-05, PLOT 5.11 | Residential | CITYWALK RESIDENTIAL 1 LLC
274 | J | Sides of shear walls | 6605 | m² | 114 | 752970 | F — Woodwork | F | F02 | F0201 | F2 Structural timbers | 2.01 | Frame / Woodwork | Length (m), Area (m²), Enumerated (nr) | AED | 79 | Fuzzy | ⚠ |  | Citywalk Plot 5.11 Main Works Contract BOQ (1).xlsx |  |  |  | CITYWALK PHASE-05, PLOT 5.11 | Residential | CITYWALK RESIDENTIAL 1 LLC
276 | K | Sides of core walls | 2381 | m² | 114 | 271434 | F — Woodwork | F | F02 | F0201 | F2 Structural timbers | 2.01 | Frame / Woodwork | Length (m), Area (m²), Enumerated (nr) | AED | 79 | Fuzzy | ⚠ |  | Citywalk Plot 5.11 Main Works Contract BOQ (1).xlsx |  |  |  | CITYWALK PHASE-05, PLOT 5.11 | Residential | CITYWALK RESIDENTIAL 1 LLC
280 |  |  |  | To Collection AED |  | 1807470 | [8 empty] | AED |  |  |  |  | Citywalk Plot 5.11 Main Works Contract BOQ (1).xlsx |  |  |  | CITYWALK PHASE-05, PLOT 5.11 | Residential | CITYWALK RESIDENTIAL 1 LLC
▸ SHUTTERING (Cont'd)
286 | A | Sides of columns | 859 | m² | 114 | 97926 | C — Concrete Work | C | C02 | C0201 | C2 Poured concrete | 2.01 | Frame | Volume (m³) | AED | 95 | Rule | ✓ |  | Citywalk Plot 5.11 Main Works Contract BOQ (1).xlsx |  |  |  | CITYWALK PHASE-05, PLOT 5.11 | Residential | CITYWALK RESIDENTIAL 1 LLC
288 | B | Sides of columns; circular | 316 | m² | 114 | 36024 | C — Concrete Work | C | C02 | C0201 | C2 Poured concrete | 2.01 | Frame | Volume (m³) | AED | 95 | Rule | ✓ |  | Citywalk Plot 5.11 Main Works Contract BOQ (1).xlsx |  |  |  | CITYWALK PHASE-05, PLOT 5.11 | Residential | CITYWALK RESIDENTIAL 1 LLC
290 | C | Sides and soffit of lintels | 794 | m² | 114 | 90516 | C — Concrete Work | C | C04 | C0401 | C4 Shuttering | 2.01 | Frame / Concrete Work | Volume (m³), Weight (t), Area (m²), Length (m), Enumerated (nr) | AED | 79 | Fuzzy | ⚠ |  | Citywalk Plot 5.11 Main Works Contract BOQ (1).xlsx |  |  |  | CITYWALK PHASE-05, PLOT 5.11 | Residential | CITYWALK RESIDENTIAL 1 LLC
292 | D | Sides of copings | 82.02 | m² | 114 | 9350 | C — Concrete Work | C | C04 | C0401 | C4 Shuttering | 2.01 | Frame / Concrete Work | Volume (m³), Weight (t), Area (m²), Length (m), Enumerated (nr) | AED | 76 | Fuzzy | ⚠ |  | Citywalk Plot 5.11 Main Works Contract BOQ (1).xlsx |  |  |  | CITYWALK PHASE-05, PLOT 5.11 | Residential | CITYWALK RESIDENTIAL 1 LLC
294 | E | Soffit of staircases | 225 | m² | 114 | 25650 | C — Concrete Work | C | C02 | C0201 | C2 Poured concrete | 2.01 | Frame | Volume (m³) | AED | 93 | Rule | ✓ |  | Citywalk Plot 5.11 Main Works Contract BOQ (1).xlsx |  |  |  | CITYWALK PHASE-05, PLOT 5.11 | Residential | CITYWALK RESIDENTIAL 1 LLC
296 | F | Sides of staircases | 33 | m² | 114 | 3762 | C — Concrete Work | C | C02 | C0201 | C2 Poured concrete | 2.01 | Frame | Volume (m³) | AED | 93 | Rule | ✓ |  | Citywalk Plot 5.11 Main Works Contract BOQ (1).xlsx |  |  |  | CITYWALK PHASE-05, PLOT 5.11 | Residential | CITYWALK RESIDENTIAL 1 LLC
298 | G | Sides of riser | 44.2 | m | 114 | 5039 | C — Concrete Work | C | C04 | C0401 | C4 Shuttering | 2.01 | Frame / Concrete Work | Volume (m³), Weight (t), Area (m²), Length (m), Enumerated (nr) | AED | 75 | Fuzzy | ⚠ |  | Citywalk Plot 5.11 Main Works Contract BOQ (1).xlsx |  |  |  | CITYWALK PHASE-05, PLOT 5.11 | Residential | CITYWALK RESIDENTIAL 1 LLC
300 | H | Sides of water tank base | 13.44 | m² | 114 | 1532 | C — Concrete Work | C | C04 | C0401 | C4 Shuttering | 2.01 | Frame / Concrete Work | Volume (m³), Weight (t), Area (m²), Length (m), Enumerated (nr) | AED | 60 | Fuzzy | ⚠ |  | Citywalk Plot 5.11 Main Works Contract BOQ (1).xlsx |  |  |  | CITYWALK PHASE-05, PLOT 5.11 | Residential | CITYWALK RESIDENTIAL 1 LLC
302 | J | To planter wall | 48 | m² | 114 | 5472 | M — Furnishings | M | M01 | M0101 | M1 Generally | 3.01 | Furnishings – Planter | Enumerated (nr) | AED | 90 | Rule | ✓ |  | Citywalk Plot 5.11 Main Works Contract BOQ (1).xlsx |  |  |  | CITYWALK PHASE-05, PLOT 5.11 | Residential | CITYWALK RESIDENTIAL 1 LLC
304 | K | To Upstand below parapet wall | 655 | m² | 114 | 74670 | C — Concrete Work | C | C02 | C0201 | C2 Poured concrete | 2.01 | Frame | Volume (m³) | AED | 90 | Rule | ✓ |  | Citywalk Plot 5.11 Main Works Contract BOQ (1).xlsx |  |  |  | CITYWALK PHASE-05, PLOT 5.11 | Residential | CITYWALK RESIDENTIAL 1 LLC
306 | L | Sides of plinth | 134 | m³ | 114 | 15276 | C — Concrete Work | C | C04 | C0401 | C4 Shuttering | 2.01 | Frame / Concrete Work | Volume (m³), Weight (t), Area (m²), Length (m), Enumerated (nr) | AED | 72 | Fuzzy | ⚠ |  | Citywalk Plot 5.11 Main Works Contract BOQ (1).xlsx |  |  |  | CITYWALK PHASE-05, PLOT 5.11 | Residential | CITYWALK RESIDENTIAL 1 LLC
▸ Formwork system; to landscape; including design, support system, formed finishes and temporary works; including accessories and all ancillary works as necessary
▸ Shuttering; smooth formed finish
312 | M | Sides of planter walls | 10 | m² | 114 | 1140 | M — Furnishings | M | M01 | M0101 | M1 Generally | 3.01 | Furnishings – Planter | Enumerated (nr) | AED | 90 | Rule | ✓ |  | Citywalk Plot 5.11 Main Works Contract BOQ (1).xlsx |  |  |  | CITYWALK PHASE-05, PLOT 5.11 | Residential | CITYWALK RESIDENTIAL 1 LLC
325 |  |  |  | To Collection AED |  | 366357 | [8 empty] | AED |  |  |  |  | Citywalk Plot 5.11 Main Works Contract BOQ (1).xlsx |  |  |  | CITYWALK PHASE-05, PLOT 5.11 | Residential | CITYWALK RESIDENTIAL 1 LLC
▸ PRESTRESSED CONCRETE
▸ Note: Refer to the following:
▸ 1. Drawings;
▸ DHRE0017-KP-CW-B1-DWG-ST-1010B1 to 101009
▸ DHRE0017-KP-FP-GF-DWG-ST-101000 to 101010
▸ DHRE0017-KP-SC-XX-DWG-ST-105313
▸ DHRE0017-KP-CW-XX-DWG-ST-105000 to 105002
▸ STR-0002-General Notes ST-0002
▸ Reinforced concrete; concrete strength C50 N/mm²; including plasticizers, accessories and all ancillary works as necessary
347 | A | Post Tension slab; 240mm thick | 454 | m³ | 616 | 279664 | C — Concrete Work | C | C02 | C0201 | C2 Poured concrete | 2.02 | Upper Floors – In-situ Concrete | Area (m²) | AED | 85 | AI | ✓ |  | Citywalk Plot 5.11 Main Works Contract BOQ (1).xlsx |  |  |  | CITYWALK PHASE-05, PLOT 5.11 | Residential | CITYWALK RESIDENTIAL 1 LLC
349 | B | Post Tension slab; 275mm thick | 8 | m³ | 616 | 4928 | C — Concrete Work | C | C02 | C0201 | C2 Poured concrete | 2.02 | Upper Floors – In-situ Concrete | Area (m²) | AED | 85 | AI | ✓ |  | Citywalk Plot 5.11 Main Works Contract BOQ (1).xlsx |  |  |  | CITYWALK PHASE-05, PLOT 5.11 | Residential | CITYWALK RESIDENTIAL 1 LLC
▸ Reinforced concrete; concrete strength C40 N/mm²; including plasticizers, accessories and all ancillary works as necessary
353 | C | Post Tension slab; 240mm thick | 2407 | m³ | 602 | 1449014 | C — Concrete Work | C | C02 | C0201 | C2 Poured concrete | 2.02 | Upper Floors – In-situ Concrete | Area (m²) | AED | 85 | AI | ✓ |  | Citywalk Plot 5.11 Main Works Contract BOQ (1).xlsx |  |  |  | CITYWALK PHASE-05, PLOT 5.11 | Residential | CITYWALK RESIDENTIAL 1 LLC
355 | D | Post Tension slab; 250mm thick; roof slab | 270 | m³ | 602 | 162540 | C — Concrete Work | C | C02 | C0201 | C2 Poured concrete | 2.02 | Upper Floors – In-situ Concrete | Area (m²) | AED | 85 | AI | ✓ |  | Citywalk Plot 5.11 Main Works Contract BOQ (1).xlsx |  |  |  | CITYWALK PHASE-05, PLOT 5.11 | Residential | CITYWALK RESIDENTIAL 1 LLC
357 | E | Post Tension slab; 300mm thick | 335 | m³ | 602 | 201670 | C — Concrete Work | C | C02 | C0201 | C2 Poured concrete | 2.02 | Upper Floors – In-situ Concrete | Area (m²) | AED | 85 | AI | ✓ |  | Citywalk Plot 5.11 Main Works Contract BOQ (1).xlsx |  |  |  | CITYWALK PHASE-05, PLOT 5.11 | Residential | CITYWALK RESIDENTIAL 1 LLC
359 | F | Post Tension Drop panel | 1 | m³ | 602 | 602 | C — Concrete Work | C | C02 | C0201 | C2 Poured concrete | 2.02 | Upper Floors – In-situ Concrete | Area (m²) | AED | 85 | AI | ✓ |  | Citywalk Plot 5.11 Main Works Contract BOQ (1).xlsx |  |  |  | CITYWALK PHASE-05, PLOT 5.11 | Residential | CITYWALK RESIDENTIAL 1 LLC
▸ Passive reinforcement
363 | G | PT slabs; various diameters | 288.78 | t | 4966 | 1434081 | B — Site Work | B | B03 | B0301 | B3 Boreholes (including pumping test wells) | 8.01 | External Works – Piling | Item | AED | 85 | Rule | ✓ |  | Citywalk Plot 5.11 Main Works Contract BOQ (1).xlsx |  |  |  | CITYWALK PHASE-05, PLOT 5.11 | Residential | CITYWALK RESIDENTIAL 1 LLC
365 | H | PT slabs; various diameters; roof slab | 24.27 | t | 4966 | 120525 | B — Site Work | B | B03 | B0301 | B3 Boreholes (including pumping test wells) | 8.01 | External Works – Piling | Item | AED | 85 | Rule | ✓ |  | Citywalk Plot 5.11 Main Works Contract BOQ (1).xlsx |  |  |  | CITYWALK PHASE-05, PLOT 5.11 | Residential | CITYWALK RESIDENTIAL 1 LLC
367 | J | PT drop panel; various diameters | 0.02 | t | 4966 | 99 | B — Site Work | B | B03 | B0301 | B3 Boreholes (including pumping test wells) | 8.01 | External Works – Piling | Item | AED | 85 | Rule | ✓ |  | Citywalk Plot 5.11 Main Works Contract BOQ (1).xlsx |  |  |  | CITYWALK PHASE-05, PLOT 5.11 | Residential | CITYWALK RESIDENTIAL 1 LLC
371 |  |  |  | To Collection AED |  | 3653123 | [8 empty] | AED |  |  |  |  | Citywalk Plot 5.11 Main Works Contract BOQ (1).xlsx |  |  |  | CITYWALK PHASE-05, PLOT 5.11 | Residential | CITYWALK RESIDENTIAL 1 LLC
▸ PRESTRESSED CONCRETE
▸ Shuttering; smooth formed finish; including supports, temporary works, accessories and all ancillary works as necessary
379 | A | Soffits of post tensioned slab | 13049 | m² | 114 | 1487586 | C — Concrete Work | C | C04 | C0401 | C4 Shuttering | 2.01 | Frame / Concrete Work | Volume (m³), Weight (t), Area (m²), Length (m), Enumerated (nr) | AED | 76 | Fuzzy | ⚠ |  | Citywalk Plot 5.11 Main Works Contract BOQ (1).xlsx |  |  |  | CITYWALK PHASE-05, PLOT 5.11 | Residential | CITYWALK RESIDENTIAL 1 LLC
381 | B | Soffits of post tensioned slab; roof slab | 1071 | m² | 114 | 122094 | C — Concrete Work | C | C04 | C0401 | C4 Shuttering | 2.01 | Frame / Concrete Work | Volume (m³), Weight (t), Area (m²), Length (m), Enumerated (nr) | AED | 74 | Fuzzy | ⚠ |  | Citywalk Plot 5.11 Main Works Contract BOQ (1).xlsx |  |  |  | CITYWALK PHASE-05, PLOT 5.11 | Residential | CITYWALK RESIDENTIAL 1 LLC
383 | C | Sides and soffits of post tensioned drop panel | 8 | m² | 114 | 912 | J — Finishes | J | J05 | J0501 | J5 Suspended ceilings | 3.01 | Internal Finishes | Area (m²), Length (m) | AED | 68 | Fuzzy | ⚠ |  | Citywalk Plot 5.11 Main Works Contract BOQ (1).xlsx |  |  |  | CITYWALK PHASE-05, PLOT 5.11 | Residential | CITYWALK RESIDENTIAL 1 LLC
385 | D | Edges; not exceeding 300mm; roof slab | 228 | m | 114 | 25992 | C — Concrete Work | C | C01 | C0102 | C1 Generally | 2.02 | Upper Floors – Formwork | Area (m²) | AED | 85 | AI | ✓ |  | Citywalk Plot 5.11 Main Works Contract BOQ (1).xlsx |  |  |  | CITYWALK PHASE-05, PLOT 5.11 | Residential | CITYWALK RESIDENTIAL 1 LLC
387 | E | Edges; not exceeding 300mm | 2517 | m | 114 | 286938 | C — Concrete Work | C | C01 | C0102 | C1 Generally | 2.02 | Upper Floors – Formwork | Area (m²) | AED | 85 | AI | ✓ |  | Citywalk Plot 5.11 Main Works Contract BOQ (1).xlsx |  |  |  | CITYWALK PHASE-05, PLOT 5.11 | Residential | CITYWALK RESIDENTIAL 1 LLC
▸ Post tensioning (PT) system; to slab; comprising design, approvals including pre-stressing steel, anchorages, plates, ducts, grouts, protection, accessories and all ancillary works as necessary
391 | F | Post tensioning system | 13049 | m² | 57 | 743793 | C — Concrete Work | C | C01 | C0105 | C1 Generally | 2.02 | Upper Floors – Post-tensioning | Length (m) | AED | 85 | AI | ✓ |  | Citywalk Plot 5.11 Main Works Contract BOQ (1).xlsx |  |  |  | CITYWALK PHASE-05, PLOT 5.11 | Residential | CITYWALK RESIDENTIAL 1 LLC
393 | G | Post tensioning system; roof slab | 1071 | m² | 57 | 61047 | C — Concrete Work | C | C01 | C0105 | C1 Generally | 2.02 | Upper Floors – Post-tensioning | Length (m) | AED | 85 | AI | ✓ |  | Citywalk Plot 5.11 Main Works Contract BOQ (1).xlsx |  |  |  | CITYWALK PHASE-05, PLOT 5.11 | Residential | CITYWALK RESIDENTIAL 1 LLC
413 |  |  |  | To Collection AED |  | 2728362 | [8 empty] | AED |  |  |  |  | Citywalk Plot 5.11 Main Works Contract BOQ (1).xlsx |  |  |  | CITYWALK PHASE-05, PLOT 5.11 | Residential | CITYWALK RESIDENTIAL 1 LLC
▸ GENERALLY
419 | A | Allow for any other works which are not included above and which are required to complete the Concrete Work in accordance with the Specification and the Drawings (Tenderer to list below): | 0 | Item | 0 | 0 | A — General Requirements | A | A01 | A0101 | Conditions of contract | 9.01 | Preliminaries – Contingency | Item | AED | 90 | Rule | ✓ |  | Citywalk Plot 5.11 Main Works Contract BOQ (1).xlsx |  |  |  | CITYWALK PHASE-05, PLOT 5.11 | Residential | CITYWALK RESIDENTIAL 1 LLC
▸ ADDITION & DEDUCTION
423 | 3/C/1/A-E | C50 concrete to column and wall | -16 | m³ | 655 | -10480 | C — Concrete Work | C | C05 | C0500 | C5 Precast concrete | 2.01 | Frame / Concrete Work | Volume (m³), Weight (t), Area (m²), Length (m), Enumerated (nr) | AED | 79 | Fuzzy | ⚠ |  | Citywalk Plot 5.11 Main Works Contract BOQ (1).xlsx |  |  |  | CITYWALK PHASE-05, PLOT 5.11 | Residential | CITYWALK RESIDENTIAL 1 LLC
424 | 3/C/1/F | Suspended slab; 200mm thick | 1 | m³ | 609 | 609 | C — Concrete Work | C | C02 | C0201 | C2 Poured concrete | 2.01 | Frame | Volume (m³) | AED | 95 | Rule | ✓ |  | Citywalk Plot 5.11 Main Works Contract BOQ (1).xlsx |  |  |  | CITYWALK PHASE-05, PLOT 5.11 | Residential | CITYWALK RESIDENTIAL 1 LLC
425 | 3/C/2/A | Beams | 30 | m³ | 609 | 18270 | C — Concrete Work | C | C02 | C0201 | C2 Poured concrete | 2.01 | Frame | Volume (m³) | AED | 93 | Rule | ✓ |  | Citywalk Plot 5.11 Main Works Contract BOQ (1).xlsx |  |  |  | CITYWALK PHASE-05, PLOT 5.11 | Residential | CITYWALK RESIDENTIAL 1 LLC
426 | 3/C/2/B-F | C40 concrete to column and wall | -90 | m³ | 639 | -57510 | C — Concrete Work | C | C02 | C0200 | C2 Poured concrete | 2.01 | Frame / Concrete Work | Volume (m³), Weight (t), Area (m²), Length (m), Enumerated (nr) | AED | 79 | Fuzzy | ⚠ |  | Citywalk Plot 5.11 Main Works Contract BOQ (1).xlsx |  |  |  | CITYWALK PHASE-05, PLOT 5.11 | Residential | CITYWALK RESIDENTIAL 1 LLC
427 | 3/C/2/G-Q | C40 concrete to slab & beams | 31 | m³ | 595 | 18445 | C — Concrete Work | C | C02 | C0201 | C2 Poured concrete | 2.01 | Frame | Volume (m³) | AED | 93 | Rule | ✓ |  | Citywalk Plot 5.11 Main Works Contract BOQ (1).xlsx |  |  |  | CITYWALK PHASE-05, PLOT 5.11 | Residential | CITYWALK RESIDENTIAL 1 LLC
428 | 3/C/3/D-K | Upstands | 10 | m³ | 534 | 5340 | C — Concrete Work | C | C02 | C0201 | C2 Poured concrete | 2.01 | Frame | Volume (m³) | AED | 90 | Rule | ✓ |  | Citywalk Plot 5.11 Main Works Contract BOQ (1).xlsx |  |  |  | CITYWALK PHASE-05, PLOT 5.11 | Residential | CITYWALK RESIDENTIAL 1 LLC
429 | 3/C/3/L-P | Light weight concrete | 4 | m³ | 1174 | 4696 | C — Concrete Work | C | C01 | C0101 | C1 Generally | 2.01 | Frame / Concrete Work | Volume (m³), Weight (t), Area (m²), Length (m), Enumerated (nr) | AED | 78 | Fuzzy | ⚠ |  | Citywalk Plot 5.11 Main Works Contract BOQ (1).xlsx |  |  |  | CITYWALK PHASE-05, PLOT 5.11 | Residential | CITYWALK RESIDENTIAL 1 LLC
430 | 3/C/4/A-M,5-A-D | Reinforcement to wall, column, slab, planter wall | 74.88 | t | 4966 | 371854 | M — Furnishings | M | M01 | M0101 | M1 Generally | 3.01 | Furnishings – Planter | Enumerated (nr) | AED | 90 | Rule | ✓ |  | Citywalk Plot 5.11 Main Works Contract BOQ (1).xlsx |  |  |  | CITYWALK PHASE-05, PLOT 5.11 | Residential | CITYWALK RESIDENTIAL 1 LLC
431 | 3/C/6/A-K,7-A-M | Shuttering | -352.92 | m² | 114 | -40233 | C — Concrete Work | C | C04 | C0400 | C4 Shuttering | 2.01 | Frame / Concrete Work | Volume (m³), Weight (t), Area (m²), Length (m), Enumerated (nr) | AED | 79 | Fuzzy | ⚠ |  | Citywalk Plot 5.11 Main Works Contract BOQ (1).xlsx |  |  |  | CITYWALK PHASE-05, PLOT 5.11 | Residential | CITYWALK RESIDENTIAL 1 LLC
432 | 3/C/8/A | C50 Post Tension slab | 8 | m³ | 616 | 4928 | C — Concrete Work | C | C04 | C0400 | C4 Shuttering | 2.01 | Frame / Concrete Work | Volume (m³), Weight (t), Area (m²), Length (m), Enumerated (nr) | AED | 65 | Fuzzy | ⚠ |  | Citywalk Plot 5.11 Main Works Contract BOQ (1).xlsx |  |  |  | CITYWALK PHASE-05, PLOT 5.11 | Residential | CITYWALK RESIDENTIAL 1 LLC
433 | 3/C/8/C-E | C50 Post Tension slab | 32 | m³ | 602 | 19264 | C — Concrete Work | C | C04 | C0400 | C4 Shuttering | 2.01 | Frame / Concrete Work | Volume (m³), Weight (t), Area (m²), Length (m), Enumerated (nr) | AED | 65 | Fuzzy | ⚠ |  | Citywalk Plot 5.11 Main Works Contract BOQ (1).xlsx |  |  |  | CITYWALK PHASE-05, PLOT 5.11 | Residential | CITYWALK RESIDENTIAL 1 LLC
434 | 3/C/8/G-H | Reinforcement to PT slab | 39.37 | t | 4966 | 195511 | C — Concrete Work | C | C03 | C0300 | C3 Reinforcement | 2.01 | Frame / Concrete Work | Volume (m³), Weight (t), Area (m²), Length (m), Enumerated (nr) | AED | 79 | Fuzzy | ⚠ |  | Citywalk Plot 5.11 Main Works Contract BOQ (1).xlsx |  |  |  | CITYWALK PHASE-05, PLOT 5.11 | Residential | CITYWALK RESIDENTIAL 1 LLC
435 | 3/C/9/A-E | Shuttering to PT slab | 1288 | m² | 114 | 146832 | C — Concrete Work | C | C04 | C0400 | C4 Shuttering | 2.01 | Frame / Concrete Work | Volume (m³), Weight (t), Area (m²), Length (m), Enumerated (nr) | AED | 79 | Fuzzy | ⚠ |  | Citywalk Plot 5.11 Main Works Contract BOQ (1).xlsx |  |  |  | CITYWALK PHASE-05, PLOT 5.11 | Residential | CITYWALK RESIDENTIAL 1 LLC
436 | 3/C/9/F-G | PT works | 182 | m² | 57 | 10374 | A — General Requirements | A | A08 | A0800 | Temporary works | 9.01 | Preliminaries / General Requirements | Item | AED | 79 | Fuzzy | ⚠ |  | Citywalk Plot 5.11 Main Works Contract BOQ (1).xlsx |  |  |  | CITYWALK PHASE-05, PLOT 5.11 | Residential | CITYWALK RESIDENTIAL 1 LLC
448 |  |  |  | To Collection AED |  | 687900 | [8 empty] | AED |  |  |  |  | Citywalk Plot 5.11 Main Works Contract BOQ (1).xlsx |  |  |  | CITYWALK PHASE-05, PLOT 5.11 | Residential | CITYWALK RESIDENTIAL 1 LLC
451 |  | COLLECTION | [12 empty] | AED |  |  |  |  | Citywalk Plot 5.11 Main Works Contract BOQ (1).xlsx |  |  |  | CITYWALK PHASE-05, PLOT 5.11 | Residential | CITYWALK RESIDENTIAL 1 LLC
453 |  | Page 3/C/1 |  |  |  | 136113 | [8 empty] | AED |  |  |  |  | Citywalk Plot 5.11 Main Works Contract BOQ (1).xlsx |  |  |  | CITYWALK PHASE-05, PLOT 5.11 | Residential | CITYWALK RESIDENTIAL 1 LLC
455 |  | Page 3/C/2 |  |  |  | 1732628 | [8 empty] | AED |  |  |  |  | Citywalk Plot 5.11 Main Works Contract BOQ (1).xlsx |  |  |  | CITYWALK PHASE-05, PLOT 5.11 | Residential | CITYWALK RESIDENTIAL 1 LLC
457 |  | Page 3/C/3 |  |  |  | 114535 | [8 empty] | AED |  |  |  |  | Citywalk Plot 5.11 Main Works Contract BOQ (1).xlsx |  |  |  | CITYWALK PHASE-05, PLOT 5.11 | Residential | CITYWALK RESIDENTIAL 1 LLC
459 |  | Page 3/C/4 |  |  |  | 1721515 | [8 empty] | AED |  |  |  |  | Citywalk Plot 5.11 Main Works Contract BOQ (1).xlsx |  |  |  | CITYWALK PHASE-05, PLOT 5.11 | Residential | CITYWALK RESIDENTIAL 1 LLC
461 |  | Page 3/C/5 |  |  |  | 39828 | [8 empty] | AED |  |  |  |  | Citywalk Plot 5.11 Main Works Contract BOQ (1).xlsx |  |  |  | CITYWALK PHASE-05, PLOT 5.11 | Residential | CITYWALK RESIDENTIAL 1 LLC
463 |  | Page 3/C/6 |  |  |  | 1807470 | [8 empty] | AED |  |  |  |  | Citywalk Plot 5.11 Main Works Contract BOQ (1).xlsx |  |  |  | CITYWALK PHASE-05, PLOT 5.11 | Residential | CITYWALK RESIDENTIAL 1 LLC
465 |  | Page 3/C/7 |  |  |  | 366357 | [8 empty] | AED |  |  |  |  | Citywalk Plot 5.11 Main Works Contract BOQ (1).xlsx |  |  |  | CITYWALK PHASE-05, PLOT 5.11 | Residential | CITYWALK RESIDENTIAL 1 LLC
467 |  | Page 3/C/8 |  |  |  | 3653123 | [8 empty] | AED |  |  |  |  | Citywalk Plot 5.11 Main Works Contract BOQ (1).xlsx |  |  |  | CITYWALK PHASE-05, PLOT 5.11 | Residential | CITYWALK RESIDENTIAL 1 LLC
469 |  | Page 3/C/9 |  |  |  | 2728362 | [8 empty] | AED |  |  |  |  | Citywalk Plot 5.11 Main Works Contract BOQ (1).xlsx |  |  |  | CITYWALK PHASE-05, PLOT 5.11 | Residential | CITYWALK RESIDENTIAL 1 LLC
471 |  | Page 3/C/10 |  |  |  | 687900 | [8 empty] | AED |  |  |  |  | Citywalk Plot 5.11 Main Works Contract BOQ (1).xlsx |  |  |  | CITYWALK PHASE-05, PLOT 5.11 | Residential | CITYWALK RESIDENTIAL 1 LLC
498 |  |  |  | Carried To Summary AED |  | 12987831 | [8 empty] | AED |  |  |  |  | Citywalk Plot 5.11 Main Works Contract BOQ (1).xlsx |  |  |  | CITYWALK PHASE-05, PLOT 5.11 | Residential | CITYWALK RESIDENTIAL 1 LLC
Items coded: 108 · Auto ✓: 76 · Flagged ⚠: 32 · Auto rate: 70%

## 3D
Citywalk Plot 5.11 Main Works Contract BOQ (1) · 3D
A–G = original bill data · H–S = POMI + NRM coding · T–AB = project metadata · ✓ ≥85% · ⚠ <85% = review
Row | REF | Description | Qty | Unit | Rate | Amount | POMI Section | Code 1 | Code 2 | Code 3 | POMI Sub Section | NRM | NRM Description | Measurement | Currency | Conf% | Stage | Flag | ACTION | BATCH | Country | City | Asset | Project | Type | Employer | Contract Type
▸ MASONRY
▸ WALLS AND PIERS
▸ Note: Refer to the following:
▸ 1. Drawings;
▸ DHRE0017-KP-XX-01-DWG-AR-101220_L01 OVERALL PLAN
▸ DHRE0017-KP-XX-02-DWG-AR-101230_L02 OVERALL PLAN
▸ DHRE0017-KP-XX-ZZ-DWG-AR-101240_L03 & 04 OVERALL PLAN
▸ DHRE0017-KP-XX-05-DWG-AR-101250_L05 OVERALL PLAN
▸ DHRE0017-KP-XX-06-DWG-AR-101260_L06 OVERALL PLAN
▸ DHRE0017-KP-XX-07-DWG-AR-101270_L07 OVERALL PLAN
▸ DHRE0017-KP-XX-08-DWG-AR-101280_L08 OVERALL PLAN
▸ DHRE0017-KP-XX-08-DWG-AR-101280_L08 OVERALL PLAN
▸ Internal Walls
▸ Light weight solid blockwall; including fire rating (FR), sound transmission class (STC), mortar, grout, stiffeners, reinforcement, ties, anchors, tie wires, metal flashings, accessories and all ancillary works as necessary
32 | A | IWT-01 | 58 | m² | 200 | 11600 | D — Masonry | D | D02 | D0201 | D2 Walls and piers | 2.07 | Internal Walls – Blockwork | Area (m²) | AED | 85 | AI | ✓ |  | Citywalk Plot 5.11 Main Works Contract BOQ (1).xlsx |  |  |  | CITYWALK PHASE-05, PLOT 5.11 | Residential | CITYWALK RESIDENTIAL 1 LLC
34 | B | IWT-01-1hr FR | 171 | m² | 209 | 35739 | D — Masonry | D | D02 | D0201 | D2 Walls and piers | 2.07 | Internal Walls – Blockwork 1hr Fire Rated | Area (m²) | AED | 88 | AI | ✓ |  | Citywalk Plot 5.11 Main Works Contract BOQ (1).xlsx |  |  |  | CITYWALK PHASE-05, PLOT 5.11 | Residential | CITYWALK RESIDENTIAL 1 LLC
36 | C | IWT-01-1hr FR; 40 DB | 116 | m² | 209 | 24244 | D — Masonry | D | D02 | D0201 | D2 Walls and piers | 2.07 | Internal Walls – Blockwork 1hr FR; 40dB Acoustic | Area (m²) | AED | 88 | AI | ✓ |  | Citywalk Plot 5.11 Main Works Contract BOQ (1).xlsx |  |  |  | CITYWALK PHASE-05, PLOT 5.11 | Residential | CITYWALK RESIDENTIAL 1 LLC
38 | D | IWT-01-1hr FR; 50 DB | 2048 | m² | 209 | 428032 | D — Masonry | D | D02 | D0201 | D2 Walls and piers | 2.07 | Internal Walls – Blockwork 1hr FR; 50dB Acoustic | Area (m²) | AED | 88 | AI | ✓ |  | Citywalk Plot 5.11 Main Works Contract BOQ (1).xlsx |  |  |  | CITYWALK PHASE-05, PLOT 5.11 | Residential | CITYWALK RESIDENTIAL 1 LLC
40 | E | IWT-01-1hr FR; 55 DB | 1370 | m² | 209 | 286330 | D — Masonry | D | D02 | D0201 | D2 Walls and piers | 2.07 | Internal Walls – Blockwork 1hr FR; 55dB Acoustic | Area (m²) | AED | 88 | AI | ✓ |  | Citywalk Plot 5.11 Main Works Contract BOQ (1).xlsx |  |  |  | CITYWALK PHASE-05, PLOT 5.11 | Residential | CITYWALK RESIDENTIAL 1 LLC
43 |  |  |  | To Collection AED |  | 785945 | [8 empty] | AED |  |  |  |  | Citywalk Plot 5.11 Main Works Contract BOQ (1).xlsx |  |  |  | CITYWALK PHASE-05, PLOT 5.11 | Residential | CITYWALK RESIDENTIAL 1 LLC
▸ WALLS AND PIERS (Cont'd)
49 | A | IWT-01-2hr FR | 270 | m² | 245 | 66150 | D — Masonry | D | D02 | D0201 | D2 Walls and piers | 2.07 | Internal Walls – Blockwork 2hr Fire Rated | Area (m²) | AED | 88 | AI | ✓ |  | Citywalk Plot 5.11 Main Works Contract BOQ (1).xlsx |  |  |  | CITYWALK PHASE-05, PLOT 5.11 | Residential | CITYWALK RESIDENTIAL 1 LLC
51 | B | IWT-01-2hr FR; 40 DB | 341 | m² | 245 | 83545 | D — Masonry | D | D02 | D0201 | D2 Walls and piers | 2.07 | Internal Walls – Blockwork 2hr FR; 40dB Acoustic | Area (m²) | AED | 88 | AI | ✓ |  | Citywalk Plot 5.11 Main Works Contract BOQ (1).xlsx |  |  |  | CITYWALK PHASE-05, PLOT 5.11 | Residential | CITYWALK RESIDENTIAL 1 LLC
53 | C | IWT-01-2hr FR; 50 DB | 892 | m² | 245 | 218540 | D — Masonry | D | D02 | D0201 | D2 Walls and piers | 2.07 | Internal Walls – Blockwork 2hr FR; 50dB Acoustic | Area (m²) | AED | 88 | AI | ✓ |  | Citywalk Plot 5.11 Main Works Contract BOQ (1).xlsx |  |  |  | CITYWALK PHASE-05, PLOT 5.11 | Residential | CITYWALK RESIDENTIAL 1 LLC
55 | D | IWT-01-2hr FR; 55 DB | 121 | m² | 245 | 29645 | D — Masonry | D | D02 | D0201 | D2 Walls and piers | 2.07 | Internal Walls – Blockwork 2hr FR; 55dB Acoustic | Area (m²) | AED | 88 | AI | ✓ |  | Citywalk Plot 5.11 Main Works Contract BOQ (1).xlsx |  |  |  | CITYWALK PHASE-05, PLOT 5.11 | Residential | CITYWALK RESIDENTIAL 1 LLC
57 | E | IWT-01- 40 DB | 37 | m² | 0 | INCLUDED | D — Masonry | D | D02 | D0201 | D2 Walls and piers | 2.07 | Internal Walls – Blockwork; 40dB Acoustic | Area (m²) | AED | 85 | AI | ✓ |  | Citywalk Plot 5.11 Main Works Contract BOQ (1).xlsx |  |  |  | CITYWALK PHASE-05, PLOT 5.11 | Residential | CITYWALK RESIDENTIAL 1 LLC
59 | F | IWT-02 | 858 | m² | 217 | 186186 | D — Masonry | D | D02 | D0201 | D2 Walls and piers | 2.07 | Internal Walls – Blockwork Type 02 | Area (m²) | AED | 85 | AI | ✓ |  | Citywalk Plot 5.11 Main Works Contract BOQ (1).xlsx |  |  |  | CITYWALK PHASE-05, PLOT 5.11 | Residential | CITYWALK RESIDENTIAL 1 LLC
61 | G | IWT-02-1hr FR | 25 | m² | 226 | 5650 | D — Masonry | D | D02 | D0201 | D2 Walls and piers | 2.07 | Internal Walls – Blockwork Type 02 1hr Fire Rated | Area (m²) | AED | 88 | AI | ✓ |  | Citywalk Plot 5.11 Main Works Contract BOQ (1).xlsx |  |  |  | CITYWALK PHASE-05, PLOT 5.11 | Residential | CITYWALK RESIDENTIAL 1 LLC
63 | H | IWT-02-2hr FR | 71 | m² | 226 | 16046 | D — Masonry | D | D02 | D0201 | D2 Walls and piers | 2.07 | Internal Walls – Blockwork Type 02 2hr Fire Rated | Area (m²) | AED | 88 | AI | ✓ |  | Citywalk Plot 5.11 Main Works Contract BOQ (1).xlsx |  |  |  | CITYWALK PHASE-05, PLOT 5.11 | Residential | CITYWALK RESIDENTIAL 1 LLC
65 | J | IWT-02-2hr FR; 40 DB | 2732 | m² | 226 | 617432 | D — Masonry | D | D02 | D0201 | D2 Walls and piers | 2.07 | Internal Walls – Blockwork Type 02 2hr FR; 40dB Acoustic | Area (m²) | AED | 88 | AI | ✓ |  | Citywalk Plot 5.11 Main Works Contract BOQ (1).xlsx |  |  |  | CITYWALK PHASE-05, PLOT 5.11 | Residential | CITYWALK RESIDENTIAL 1 LLC
▸ Autoclave Aerated Concrete (AAC) blockwall; including fire rating (FR), sound transmission class (STC), mortar, grout, stiffeners, reinforcement, ties, anchors, tie wires, metal flashings, accessories and all ancillary works as necessary
69 | K | IWT-03 | 8879 | m² | 95 | 843505 | D — Masonry | D | D02 | D0201 | D2 Walls and piers | 2.07 | Internal Walls – Blockwork Type 03 | Area (m²) | AED | 85 | AI | ✓ |  | Citywalk Plot 5.11 Main Works Contract BOQ (1).xlsx |  |  |  | CITYWALK PHASE-05, PLOT 5.11 | Residential | CITYWALK RESIDENTIAL 1 LLC
71 | L | IWT-03-2hr FR | 46 | m² | 105 | 4830 | D — Masonry | D | D02 | D0201 | D2 Walls and piers | 2.07 | Internal Walls – Blockwork Type 03 2hr Fire Rated | Area (m²) | AED | 88 | AI | ✓ |  | Citywalk Plot 5.11 Main Works Contract BOQ (1).xlsx |  |  |  | CITYWALK PHASE-05, PLOT 5.11 | Residential | CITYWALK RESIDENTIAL 1 LLC
73 | M | IWT-03-2hr FR; 40 DB | 10 | m² | 105 | 1050 | D — Masonry | D | D02 | D0201 | D2 Walls and piers | 2.07 | Internal Walls – Blockwork Type 03 2hr FR; 40dB Acoustic | Area (m²) | AED | 88 | AI | ✓ |  | Citywalk Plot 5.11 Main Works Contract BOQ (1).xlsx |  |  |  | CITYWALK PHASE-05, PLOT 5.11 | Residential | CITYWALK RESIDENTIAL 1 LLC
75 | N | EWT-01-2hr FR; 40 DB | 119 | m² | 160 | 19040 | D — Masonry | D | D01 | D0101 | D1 Generally | 2.05 | External Walls – Blockwork 2hr FR; 40dB Acoustic | Area (m²) | AED | 88 | AI | ✓ |  | Citywalk Plot 5.11 Main Works Contract BOQ (1).xlsx |  |  |  | CITYWALK PHASE-05, PLOT 5.11 | Residential | CITYWALK RESIDENTIAL 1 LLC
▸ External walls
▸ AAC blockwork; density 650kg/m3; including bedding and jointing in cement and sand mortar, steel mesh, dowels, ties, horizontal bed joint reinforcement as required and all necessary fixing accessories; refer to setting out drawings
81 | P | 150mm thick; EWT03; to walls in L01 podium | 19 | m² | 117 | 2223 | J — Finishes | J | J02 | J0201 | J2 Backgrounds | 3.01 | Finishes – Wall | Area (m²) | AED | 88 | Rule | ✓ |  | Citywalk Plot 5.11 Main Works Contract BOQ (1).xlsx |  |  |  | CITYWALK PHASE-05, PLOT 5.11 | Residential | CITYWALK RESIDENTIAL 1 LLC
84 |  |  |  | To Collection AED |  | 2093842 | [8 empty] | AED |  |  |  |  | Citywalk Plot 5.11 Main Works Contract BOQ (1).xlsx |  |  |  | CITYWALK PHASE-05, PLOT 5.11 | Residential | CITYWALK RESIDENTIAL 1 LLC
▸ WALLS AND PIERS (Cont'd)
90 | A | 150mm thick; EWT03; to walls in decorative columns | 231 | m² | 117 | 27027 | C — Concrete Work | C | C02 | C0201 | C2 Poured concrete | 2.01 | Frame | Volume (m³) | AED | 95 | Rule | ✓ |  | Citywalk Plot 5.11 Main Works Contract BOQ (1).xlsx |  |  |  | CITYWALK PHASE-05, PLOT 5.11 | Residential | CITYWALK RESIDENTIAL 1 LLC
92 | B | 250mm thick; 1 hour fire rated; Rw 40dB acoustic rating; EWT01 | 439 | m² | 166 | 72874 | D — Masonry | D | D01 | D0101 | D1 Generally | 2.05 | External Walls – Blockwork 250mm; 1hr FR; 40dB Acoustic | Area (m²) | AED | 88 | AI | ✓ |  | Citywalk Plot 5.11 Main Works Contract BOQ (1).xlsx |  |  |  | CITYWALK PHASE-05, PLOT 5.11 | Residential | CITYWALK RESIDENTIAL 1 LLC
94 | C | 250mm thick; Non fire rated; Rw 40dB acoustic rating; EWT01 | 2266 | m² | 166 | 376156 | D — Masonry | D | D01 | D0101 | D1 Generally | 2.05 | External Walls – Blockwork 250mm; Non Fire Rated; 40dB Acoustic | Area (m²) | AED | 88 | AI | ✓ |  | Citywalk Plot 5.11 Main Works Contract BOQ (1).xlsx |  |  |  | CITYWALK PHASE-05, PLOT 5.11 | Residential | CITYWALK RESIDENTIAL 1 LLC
96 | D | 250mm thick; 2 hour fire rated; Rw 40dB acoustic rating; EWT01 | 256 | m² | 166 | 42496 | D — Masonry | D | D01 | D0101 | D1 Generally | 2.05 | External Walls – Blockwork 250mm; 2hr FR; 40dB Acoustic | Area (m²) | AED | 88 | AI | ✓ |  | Citywalk Plot 5.11 Main Works Contract BOQ (1).xlsx |  |  |  | CITYWALK PHASE-05, PLOT 5.11 | Residential | CITYWALK RESIDENTIAL 1 LLC
98 | E | 100mm thick; EWT 11; void areas; to lower roof | 460 | m² | 0 | INCLUDED | D — Masonry | D | D01 | D0101 | D1 Generally | 2.05 | External Walls – Blockwork 100mm; EWT11; Void Areas to Lower Roof | Area (m²) | AED | 82 | AI | ⚠ |  | Citywalk Plot 5.11 Main Works Contract BOQ (1).xlsx |  |  |  | CITYWALK PHASE-05, PLOT 5.11 | Residential | CITYWALK RESIDENTIAL 1 LLC
100 | F | 250mm thick; Rw 40dB acoustic rating; EWT 01; to lower roof | 431 | m² | 166 | 71546 | D — Masonry | D | D01 | D0101 | D1 Generally | 2.05 | External Walls – Blockwork 250mm; 40dB Acoustic; EWT01 to Lower Roof | Area (m²) | AED | 85 | AI | ✓ |  | Citywalk Plot 5.11 Main Works Contract BOQ (1).xlsx |  |  |  | CITYWALK PHASE-05, PLOT 5.11 | Residential | CITYWALK RESIDENTIAL 1 LLC
102 | G | 200mm thick; 2 hour fire rated; Rw 50dB acoustic rating; EWT 02; to lower roof | 19 | m² | 150 | 2850 | D — Masonry | D | D01 | D0101 | D1 Generally | 2.05 | External Walls – Blockwork 200mm; 2hr FR; 50dB Acoustic; EWT02 to Lower Roof | Area (m²) | AED | 88 | AI | ✓ |  | Citywalk Plot 5.11 Main Works Contract BOQ (1).xlsx |  |  |  | CITYWALK PHASE-05, PLOT 5.11 | Residential | CITYWALK RESIDENTIAL 1 LLC
104 | H | 200mm thick; 2 hour fire rated; Rw 50dB acoustic rating; IWT 11; to lower roof | 10 | m² | 0 | INCLUDED | D — Masonry | D | D02 | D0201 | D2 Walls and piers | 2.07 | Internal Walls – Blockwork 200mm; 2hr FR; 50dB Acoustic; IWT11 to Lower Roof | Area (m²) | AED | 88 | AI | ✓ |  | Citywalk Plot 5.11 Main Works Contract BOQ (1).xlsx |  |  |  | CITYWALK PHASE-05, PLOT 5.11 | Residential | CITYWALK RESIDENTIAL 1 LLC
106 | J | 250mm thick; 2 hour fire rated; EWT 11; to lower roof | 50 | m² | 0 | INCLUDED | D — Masonry | D | D01 | D0101 | D1 Generally | 2.05 | External Walls – Blockwork 250mm; 2hr FR; EWT11 to Lower Roof | Area (m²) | AED | 85 | AI | ✓ |  | Citywalk Plot 5.11 Main Works Contract BOQ (1).xlsx |  |  |  | CITYWALK PHASE-05, PLOT 5.11 | Residential | CITYWALK RESIDENTIAL 1 LLC
108 | K | 250mm thick; 2 hour fire rated; EWT 21; to lower roof | 34 | m² | 0 | INCLUDED | D — Masonry | D | D01 | D0101 | D1 Generally | 2.05 | External Walls – Blockwork 250mm; 2hr FR; EWT21 to Lower Roof | Area (m²) | AED | 85 | AI | ✓ |  | Citywalk Plot 5.11 Main Works Contract BOQ (1).xlsx |  |  |  | CITYWALK PHASE-05, PLOT 5.11 | Residential | CITYWALK RESIDENTIAL 1 LLC
110 | L | 150mm thick; non fire rated; MEP riser walls with Shim blocks to the duct openings; refer to the drawing DHRE0017-KP-XX-ZZ-DWG-AR-109001_TYPICAL DETAILS - EXTERNAL WATERPROOFING; EWT 03 | 18 | m² | 117 | 2106 | F — Woodwork | F | F02 | F0201 | F2 Structural timbers | 2.01 | Frame / Woodwork | Length (m), Area (m²), Enumerated (nr) | AED | 72 | Fuzzy | ⚠ |  | Citywalk Plot 5.11 Main Works Contract BOQ (1).xlsx |  |  |  | CITYWALK PHASE-05, PLOT 5.11 | Residential | CITYWALK RESIDENTIAL 1 LLC
120 |  |  |  | To Collection AED |  | 595055 | [8 empty] | AED |  |  |  |  | Citywalk Plot 5.11 Main Works Contract BOQ (1).xlsx |  |  |  | CITYWALK PHASE-05, PLOT 5.11 | Residential | CITYWALK RESIDENTIAL 1 LLC
▸ SUNDRIES
▸ Note: Refer to the following:
▸ 1. Drawings;
▸ DHRE0017-KP-XX-01-DWG-AR-101220_L01 OVERALL PLAN
▸ DHRE0017-KP-XX-02-DWG-AR-101230_L02 OVERALL PLAN
▸ DHRE0017-KP-XX-ZZ-DWG-AR-101240_L03 & 04 OVERALL PLAN
▸ DHRE0017-KP-XX-05-DWG-AR-101250_L05 OVERALL PLAN
▸ DHRE0017-KP-XX-06-DWG-AR-101260_L06 OVERALL PLAN
▸ DHRE0017-KP-XX-07-DWG-AR-101270_L07 OVERALL PLAN
▸ DHRE0017-KP-XX-08-DWG-AR-101280_L08 OVERALL PLAN
▸ DHRE0017-KP-XX-08-DWG-AR-101280_L08 OVERALL PLAN
▸ Joints in masonry; including fire resistant compressible joint filler, sealant, angle head restraints, telescopic, sleeved and/or debonded ties and the like
148 | A | Control joints | 1 | Item | 102000 | 102000 | A — General Requirements | A | A09 | A0901 | Sundry items | 9.01 | Preliminaries / General Requirements | Item | AED | 72 | Fuzzy | ⚠ |  | Citywalk Plot 5.11 Main Works Contract BOQ (1).xlsx |  |  |  | CITYWALK PHASE-05, PLOT 5.11 | Residential | CITYWALK RESIDENTIAL 1 LLC
150 | B | Control joints (RATE ONLY) | 0 | m | 0 | 0 | R — Electrical Engineering Installations | R | R06 | R0600 | R6 Control gear | 5.08 | Electrical Engineering Installations | Length (m), Enumerated (nr), Item | AED | 70 | Fuzzy | ⚠ |  | Citywalk Plot 5.11 Main Works Contract BOQ (1).xlsx |  |  |  | CITYWALK PHASE-05, PLOT 5.11 | Residential | CITYWALK RESIDENTIAL 1 LLC
152 | C | Isolation joints | 1 | Item | 68000 | 68000 | B — Site Work | B | B20 | B2002 | B20 Paving and surfacing | 8.01 | Site Works, Drainage, External Services & Landscaping | Volume (m³), Length (m), Area (m²), Enumerated (nr), Item | AED | 65 | Fuzzy | ⚠ |  | Citywalk Plot 5.11 Main Works Contract BOQ (1).xlsx |  |  |  | CITYWALK PHASE-05, PLOT 5.11 | Residential | CITYWALK RESIDENTIAL 1 LLC
154 | D | Isolation joints (RATE ONLY) | 0 | m | 0 | 0 | D — Masonry | D | D02 | D0202 | D2 Walls and piers | 2.07 | Internal Walls – Isolation Joints | Linear (m) | AED | 78 | AI | ⚠ |  | Citywalk Plot 5.11 Main Works Contract BOQ (1).xlsx |  |  |  | CITYWALK PHASE-05, PLOT 5.11 | Residential | CITYWALK RESIDENTIAL 1 LLC
156 | E | Expansion joints | 1 | Item | 5000 | 5000 | B — Site Work | B | B20 | B2002 | B20 Paving and surfacing | 8.01 | Site Works, Drainage, External Services & Landscaping | Volume (m³), Length (m), Area (m²), Enumerated (nr), Item | AED | 79 | Fuzzy | ⚠ |  | Citywalk Plot 5.11 Main Works Contract BOQ (1).xlsx |  |  |  | CITYWALK PHASE-05, PLOT 5.11 | Residential | CITYWALK RESIDENTIAL 1 LLC
158 | F | Expansion joints (RATE ONLY) | 0 | m | 0 | 0 | D — Masonry | D | D05 | D0502 | D5 Sundries | 2.05 | External Walls / Masonry | Area (m²), Length (m), Volume (m³) | AED | 77 | Fuzzy | ⚠ |  | Citywalk Plot 5.11 Main Works Contract BOQ (1).xlsx |  |  |  | CITYWALK PHASE-05, PLOT 5.11 | Residential | CITYWALK RESIDENTIAL 1 LLC
161 |  |  |  | To Collection AED |  | 175000 | [8 empty] | AED |  |  |  |  | Citywalk Plot 5.11 Main Works Contract BOQ (1).xlsx |  |  |  | CITYWALK PHASE-05, PLOT 5.11 | Residential | CITYWALK RESIDENTIAL 1 LLC
▸ SUNDRIES (Cont'd)
167 | A | Movement joints; wall head junction with slab soffit | 1 | Item | 136000 | 136000 | C — Concrete Work | C | C06 | C0603 | C6 Prestressed concrete | 2.01 | Frame / Concrete Work | Volume (m³), Weight (t), Area (m²), Length (m), Enumerated (nr) | AED | 68 | Fuzzy | ⚠ |  | Citywalk Plot 5.11 Main Works Contract BOQ (1).xlsx |  |  |  | CITYWALK PHASE-05, PLOT 5.11 | Residential | CITYWALK RESIDENTIAL 1 LLC
208 |  |  |  | To Collection AED |  | 136000 | [8 empty] | AED |  |  |  |  | Citywalk Plot 5.11 Main Works Contract BOQ (1).xlsx |  |  |  | CITYWALK PHASE-05, PLOT 5.11 | Residential | CITYWALK RESIDENTIAL 1 LLC
▸ GENERALLY
214 | A | Allow for any other works which are not included above and which are required to complete the Masonry in accordance with the Specification and the Drawings (Tenderer to list below): | 0 | Item | 0 | 0 | A — General Requirements | A | A01 | A0101 | Conditions of contract | 9.01 | Preliminaries – Contingency | Item | AED | 90 | Rule | ✓ |  | Citywalk Plot 5.11 Main Works Contract BOQ (1).xlsx |  |  |  | CITYWALK PHASE-05, PLOT 5.11 | Residential | CITYWALK RESIDENTIAL 1 LLC
▸ ADDITIONAL ITEMS
▸ External Blockwork
218 | 1 | 250mm thick Solid block,FR | 14 | m² | 188 | 2632 | D — Masonry | D | D01 | D0101 | D1 Generally | 2.05 | External Blockwork – 250mm Solid Block Fire Rated | Area (m²) | AED | 88 | AI | ✓ |  | Citywalk Plot 5.11 Main Works Contract BOQ (1).xlsx |  |  |  | CITYWALK PHASE-05, PLOT 5.11 | Residential | CITYWALK RESIDENTIAL 1 LLC
219 | 2 | 100mm thick Solid block ,NFR | 12 | m² | 135 | 1620 | D — Masonry | D | D01 | D0101 | D1 Generally | 2.05 | External Blockwork – 100mm Solid Block Non Fire Rated | Area (m²) | AED | 85 | AI | ✓ |  | Citywalk Plot 5.11 Main Works Contract BOQ (1).xlsx |  |  |  | CITYWALK PHASE-05, PLOT 5.11 | Residential | CITYWALK RESIDENTIAL 1 LLC
220 | 3 | 150mm thick Solid block ,NFR | 30 | m² | 142 | 4260 | D — Masonry | D | D01 | D0101 | D1 Generally | 2.05 | External Blockwork – 150mm Solid Block Non Fire Rated | Area (m²) | AED | 85 | AI | ✓ |  | Citywalk Plot 5.11 Main Works Contract BOQ (1).xlsx |  |  |  | CITYWALK PHASE-05, PLOT 5.11 | Residential | CITYWALK RESIDENTIAL 1 LLC
221 | 4 | 250mm thick Solid block,NFR | 1026 | m² | 179 | 183654 | D — Masonry | D | D01 | D0101 | D1 Generally | 2.05 | External Blockwork – 250mm Solid Block Non Fire Rated | Area (m²) | AED | 85 | AI | ✓ |  | Citywalk Plot 5.11 Main Works Contract BOQ (1).xlsx |  |  |  | CITYWALK PHASE-05, PLOT 5.11 | Residential | CITYWALK RESIDENTIAL 1 LLC
222 | 5 | 200mm thick AAC block, NFR | 26 | m² | 143 | 3718 | D — Masonry | D | D01 | D0101 | D1 Generally | 2.05 | External Blockwork – 200mm AAC Block Non Fire Rated | Area (m²) | AED | 88 | AI | ✓ |  | Citywalk Plot 5.11 Main Works Contract BOQ (1).xlsx |  |  |  | CITYWALK PHASE-05, PLOT 5.11 | Residential | CITYWALK RESIDENTIAL 1 LLC
223 | 6 | 300mm thick AAC block NFR | 5 | m² | 188 | 940 | D — Masonry | D | D01 | D0101 | D1 Generally | 2.05 | External Blockwork – 300mm AAC Block Non Fire Rated | Area (m²) | AED | 88 | AI | ✓ |  | Citywalk Plot 5.11 Main Works Contract BOQ (1).xlsx |  |  |  | CITYWALK PHASE-05, PLOT 5.11 | Residential | CITYWALK RESIDENTIAL 1 LLC
▸ Internal Blockwork
226 | 7 | 100mm thick Solid block ,FR | 2029 | m² | 142 | 288118 | D — Masonry | D | D02 | D0201 | D2 Walls and piers | 2.07 | Internal Blockwork – 100mm Solid Block Fire Rated | Area (m²) | AED | 88 | AI | ✓ |  | Citywalk Plot 5.11 Main Works Contract BOQ (1).xlsx |  |  |  | CITYWALK PHASE-05, PLOT 5.11 | Residential | CITYWALK RESIDENTIAL 1 LLC
227 | 8 | 250mm thick Solid block,FR | 382 | m² | 182 | 69524 | D — Masonry | D | D02 | D0201 | D2 Walls and piers | 2.07 | Internal Blockwork – 250mm Solid Block Fire Rated | Area (m²) | AED | 88 | AI | ✓ |  | Citywalk Plot 5.11 Main Works Contract BOQ (1).xlsx |  |  |  | CITYWALK PHASE-05, PLOT 5.11 | Residential | CITYWALK RESIDENTIAL 1 LLC
228 | 9 | 300mm thick Solid block, FR | 384 | m² | 195 | 74880 | D — Masonry | D | D02 | D0201 | D2 Walls and piers | 2.07 | Internal Blockwork – 300mm Solid Block Fire Rated | Area (m²) | AED | 88 | AI | ✓ |  | Citywalk Plot 5.11 Main Works Contract BOQ (1).xlsx |  |  |  | CITYWALK PHASE-05, PLOT 5.11 | Residential | CITYWALK RESIDENTIAL 1 LLC
229 | 10 | TW01-100mm Cement board | 189 | m2 | 170 | 32130 | D — Masonry | D | D02 | D0201 | D2 Walls and piers | 2.07 | Internal Blockwork – TW01 100mm Cement Board | Area (m²) | AED | 82 | AI | ⚠ |  | Citywalk Plot 5.11 Main Works Contract BOQ (1).xlsx |  |  |  | CITYWALK PHASE-05, PLOT 5.11 | Residential | CITYWALK RESIDENTIAL 1 LLC
230 | 11 | TW02-100mm Gypsum board | 65 | m2 | 204 | 13260 | D — Masonry | D | D02 | D0201 | D2 Walls and piers | 2.07 | Internal Blockwork – TW02 100mm Gypsum Board | Area (m²) | AED | 82 | AI | ⚠ |  | Citywalk Plot 5.11 Main Works Contract BOQ (1).xlsx |  |  |  | CITYWALK PHASE-05, PLOT 5.11 | Residential | CITYWALK RESIDENTIAL 1 LLC
▸ ADDITION TO & DEDUCTION TO
234 | 3/D/1/A | IWT-01 | -21 | m² | 200 | -4200 | D — Masonry | D | D02 | D0201 | D2 Walls and piers | 2.07 | Internal Walls – Blockwork Type 01 Addition/Deduction | Area (m²) | AED | 80 | AI | ⚠ |  | Citywalk Plot 5.11 Main Works Contract BOQ (1).xlsx |  |  |  | CITYWALK PHASE-05, PLOT 5.11 | Residential | CITYWALK RESIDENTIAL 1 LLC
235 | 3/D/1/B | IWT-01-1hr FR | -34 | m² | 209 | -7106 | N — Special Construction | N | N07 | N0701 |  | 2.07 | Internal Walls – Fire-Rated Partition | Area (m²) | AED | 75 | AI | ⚠ |  | Citywalk Plot 5.11 Main Works Contract BOQ (1).xlsx |  |  |  | CITYWALK PHASE-05, PLOT 5.11 | Residential | CITYWALK RESIDENTIAL 1 LLC
236 | 3/D/2/B | IWT-01-2hr FR; 40 DB | -234 | m² | 245 | -57330 | N — Special Construction | N | N07 | N0701 |  | 2.07 | Internal Walls – Fire-Rated Partition with Acoustic Rating | Area (m²) | AED | 78 | AI | ⚠ |  | Citywalk Plot 5.11 Main Works Contract BOQ (1).xlsx |  |  |  | CITYWALK PHASE-05, PLOT 5.11 | Residential | CITYWALK RESIDENTIAL 1 LLC
237 | 3/D/2/C | IWT-01-2hr FR; 50 DB | 350 | m² | 245 | 85750 | N — Special Construction | N | N07 | N0701 |  | 2.07 | Internal Walls – Fire-Rated Partition with Acoustic Rating | Area (m²) | AED | 78 | AI | ⚠ |  | Citywalk Plot 5.11 Main Works Contract BOQ (1).xlsx |  |  |  | CITYWALK PHASE-05, PLOT 5.11 | Residential | CITYWALK RESIDENTIAL 1 LLC
238 | 3/D/2/D | IWT-01-2hr FR; 55 DB | -99 | m² | 245 | -24255 | N — Special Construction | N | N07 | N0701 |  | 2.07 | Internal Walls – Fire-Rated Partition with Acoustic Rating | Area (m²) | AED | 78 | AI | ⚠ |  | Citywalk Plot 5.11 Main Works Contract BOQ (1).xlsx |  |  |  | CITYWALK PHASE-05, PLOT 5.11 | Residential | CITYWALK RESIDENTIAL 1 LLC
239 | 3/D/2/F | IWT-02 | -25 | m² | 217 | -5425 | N — Special Construction | N | N07 | N0701 |  | 2.07 | Internal Walls – Standard Partition | Area (m²) | AED | 72 | AI | ⚠ |  | Citywalk Plot 5.11 Main Works Contract BOQ (1).xlsx |  |  |  | CITYWALK PHASE-05, PLOT 5.11 | Residential | CITYWALK RESIDENTIAL 1 LLC
240 | 3/D/2/H | IWT-02-2hr FR | -50 | m² | 226 | -11300 | N — Special Construction | N | N07 | N0701 |  | 2.07 | Internal Walls – Fire-Rated Partition | Area (m²) | AED | 76 | AI | ⚠ |  | Citywalk Plot 5.11 Main Works Contract BOQ (1).xlsx |  |  |  | CITYWALK PHASE-05, PLOT 5.11 | Residential | CITYWALK RESIDENTIAL 1 LLC
241 | 3/D/2/J | IWT-02-2hr FR; 40 DB | -10 | m² | 226 | -2260 | N — Special Construction | N | N07 | N0701 |  | 2.07 | Internal Walls – Fire-Rated Partition with Acoustic Rating | Area (m²) | AED | 78 | AI | ⚠ |  | Citywalk Plot 5.11 Main Works Contract BOQ (1).xlsx |  |  |  | CITYWALK PHASE-05, PLOT 5.11 | Residential | CITYWALK RESIDENTIAL 1 LLC
242 | 3/D/2/K | IWT-03 | -583 | m² | 95 | -55385 | N — Special Construction | N | N07 | N0701 |  | 2.07 | Internal Walls – Standard Partition | Area (m²) | AED | 72 | AI | ⚠ |  | Citywalk Plot 5.11 Main Works Contract BOQ (1).xlsx |  |  |  | CITYWALK PHASE-05, PLOT 5.11 | Residential | CITYWALK RESIDENTIAL 1 LLC
243 | 3/D/2/L | IWT-03-2hr FR | -40 | m² | 105 | -4200 | N — Special Construction | N | N07 | N0701 |  | 2.07 | Internal Walls – Fire-Rated Partition | Area (m²) | AED | 76 | AI | ⚠ |  | Citywalk Plot 5.11 Main Works Contract BOQ (1).xlsx |  |  |  | CITYWALK PHASE-05, PLOT 5.11 | Residential | CITYWALK RESIDENTIAL 1 LLC
244 | 3/D/2/N | EWT-01-2hr FR; 40 DB | -109 | m² | 160 | -17440 | D — Masonry | D | D05 | D0501 | D5 Sundries | 2.05 | External Walls – Fire-Rated with Acoustic Rating | Area (m²) | AED | 78 | AI | ⚠ |  | Citywalk Plot 5.11 Main Works Contract BOQ (1).xlsx |  |  |  | CITYWALK PHASE-05, PLOT 5.11 | Residential | CITYWALK RESIDENTIAL 1 LLC
249 |  |  |  | To Collection AED |  | 571585 | [8 empty] | AED |  |  |  |  | Citywalk Plot 5.11 Main Works Contract BOQ (1).xlsx |  |  |  | CITYWALK PHASE-05, PLOT 5.11 | Residential | CITYWALK RESIDENTIAL 1 LLC
▸ GENERALLY (Cont'd)
255 | A | Allow for any other works which are not included above and which are required to complete the Masonry in accordance with the Specification and the Drawings (Tenderer to list below): | 0 | Item | 0 | 0 | A — General Requirements | A | A01 | A0101 | Conditions of contract | 9.01 | Preliminaries – Contingency | Item | AED | 90 | Rule | ✓ |  | Citywalk Plot 5.11 Main Works Contract BOQ (1).xlsx |  |  |  | CITYWALK PHASE-05, PLOT 5.11 | Residential | CITYWALK RESIDENTIAL 1 LLC
▸ ADDITIONAL ITEMS
▸ ADDITION TO & DEDUCTION TO
260 | 3/D/3/A | 150mm thick; EWT03; to walls in decorative columns | -27 | m² | 117 | -3159 | C — Concrete Work | C | C02 | C0201 | C2 Poured concrete | 2.01 | Frame | Volume (m³) | AED | 95 | Rule | ✓ |  | Citywalk Plot 5.11 Main Works Contract BOQ (1).xlsx |  |  |  | CITYWALK PHASE-05, PLOT 5.11 | Residential | CITYWALK RESIDENTIAL 1 LLC
261 | 3/D/3/B | 250mm thick; 1 hour fire rated; Rw 40dB acoustic rating; EWT01 | -389 | m² | 166 | -64574 | D — Masonry | D | D05 | D0501 | D5 Sundries | 2.05 | External Walls – Fire-Rated with Acoustic Rating | Area (m²) | AED | 80 | AI | ⚠ |  | Citywalk Plot 5.11 Main Works Contract BOQ (1).xlsx |  |  |  | CITYWALK PHASE-05, PLOT 5.11 | Residential | CITYWALK RESIDENTIAL 1 LLC
262 | 3/D/3/D | 250mm thick; 2 hour fire rated; Rw 40dB acoustic rating; EWT01 | -234 | m² | 166 | -38844 | D — Masonry | D | D05 | D0501 | D5 Sundries | 2.05 | External Walls – Fire-Rated with Acoustic Rating | Area (m²) | AED | 82 | AI | ⚠ |  | Citywalk Plot 5.11 Main Works Contract BOQ (1).xlsx |  |  |  | CITYWALK PHASE-05, PLOT 5.11 | Residential | CITYWALK RESIDENTIAL 1 LLC
263 | 3/D/3/D | 250mm thick; Rw 40dB acoustic rating; EWT 01; to lower roof | -18 | m² | 166 | -2988 | D — Masonry | D | D05 | D0501 | D5 Sundries | 2.05 | External Walls – Acoustic Rating to Lower Roof | Area (m²) | AED | 75 | AI | ⚠ |  | Citywalk Plot 5.11 Main Works Contract BOQ (1).xlsx |  |  |  | CITYWALK PHASE-05, PLOT 5.11 | Residential | CITYWALK RESIDENTIAL 1 LLC
264 | 3/D/3/G | 200mm thick; 2 hour fire rated; Rw 50dB acoustic rating; EWT 02; to lower roof | 6 | m² | 150 | 900 | D — Masonry | D | D05 | D0501 | D5 Sundries | 2.05 | External Walls – Fire-Rated with Acoustic Rating to Lower Roof | Area (m²) | AED | 77 | AI | ⚠ |  | Citywalk Plot 5.11 Main Works Contract BOQ (1).xlsx |  |  |  | CITYWALK PHASE-05, PLOT 5.11 | Residential | CITYWALK RESIDENTIAL 1 LLC
265 | 3/D/3/L | 150mm thick; non fire rated; MEP riser walls with Shim blocks to the duct openings; refer to the drawing DHRE0017-KP-XX-ZZ-DWG-AR-109001_TYPICAL DETAILS - EXTERNAL WATERPROOFING; EWT 03 | -4 | m² | 117 | -468 | F — Woodwork | F | F02 | F0201 | F2 Structural timbers | 2.01 | Frame / Woodwork | Length (m), Area (m²), Enumerated (nr) | AED | 72 | Fuzzy | ⚠ |  | Citywalk Plot 5.11 Main Works Contract BOQ (1).xlsx |  |  |  | CITYWALK PHASE-05, PLOT 5.11 | Residential | CITYWALK RESIDENTIAL 1 LLC
287 |  |  |  | To Collection AED |  | -109133 | [8 empty] | AED |  |  |  |  | Citywalk Plot 5.11 Main Works Contract BOQ (1).xlsx |  |  |  | CITYWALK PHASE-05, PLOT 5.11 | Residential | CITYWALK RESIDENTIAL 1 LLC
290 |  | COLLECTION | [12 empty] | AED |  |  |  |  | Citywalk Plot 5.11 Main Works Contract BOQ (1).xlsx |  |  |  | CITYWALK PHASE-05, PLOT 5.11 | Residential | CITYWALK RESIDENTIAL 1 LLC
292 |  | Page 3/D/1 |  |  |  | 785945 | [8 empty] | AED |  |  |  |  | Citywalk Plot 5.11 Main Works Contract BOQ (1).xlsx |  |  |  | CITYWALK PHASE-05, PLOT 5.11 | Residential | CITYWALK RESIDENTIAL 1 LLC
294 |  | Page 3/D/2 |  |  |  | 2093842 | [8 empty] | AED |  |  |  |  | Citywalk Plot 5.11 Main Works Contract BOQ (1).xlsx |  |  |  | CITYWALK PHASE-05, PLOT 5.11 | Residential | CITYWALK RESIDENTIAL 1 LLC
296 |  | Page 3/D/3 |  |  |  | 595055 | [8 empty] | AED |  |  |  |  | Citywalk Plot 5.11 Main Works Contract BOQ (1).xlsx |  |  |  | CITYWALK PHASE-05, PLOT 5.11 | Residential | CITYWALK RESIDENTIAL 1 LLC
298 |  | Page 3/D/4 |  |  |  | 175000 | [8 empty] | AED |  |  |  |  | Citywalk Plot 5.11 Main Works Contract BOQ (1).xlsx |  |  |  | CITYWALK PHASE-05, PLOT 5.11 | Residential | CITYWALK RESIDENTIAL 1 LLC
300 |  | Page 3/D/5 |  |  |  | 136000 | [8 empty] | AED |  |  |  |  | Citywalk Plot 5.11 Main Works Contract BOQ (1).xlsx |  |  |  | CITYWALK PHASE-05, PLOT 5.11 | Residential | CITYWALK RESIDENTIAL 1 LLC
302 |  | Page 3/D/6 |  |  |  | 571585 | [8 empty] | AED |  |  |  |  | Citywalk Plot 5.11 Main Works Contract BOQ (1).xlsx |  |  |  | CITYWALK PHASE-05, PLOT 5.11 | Residential | CITYWALK RESIDENTIAL 1 LLC
304 |  | Page 3/D/7 |  |  |  | -109133 | [8 empty] | AED |  |  |  |  | Citywalk Plot 5.11 Main Works Contract BOQ (1).xlsx |  |  |  | CITYWALK PHASE-05, PLOT 5.11 | Residential | CITYWALK RESIDENTIAL 1 LLC
337 |  |  |  | Carried To Summary AED |  | 4248294 | [8 empty] | AED |  |  |  |  | Citywalk Plot 5.11 Main Works Contract BOQ (1).xlsx |  |  |  | CITYWALK PHASE-05, PLOT 5.11 | Residential | CITYWALK RESIDENTIAL 1 LLC
Items coded: 67 · Auto ✓: 40 · Flagged ⚠: 27 · Auto rate: 60%

## 3E
Citywalk Plot 5.11 Main Works Contract BOQ (1) · 3E
A–G = original bill data · H–S = POMI + NRM coding · T–AB = project metadata · ✓ ≥85% · ⚠ <85% = review
Row | REF | Description | Qty | Unit | Rate | Amount | POMI Section | Code 1 | Code 2 | Code 3 | POMI Sub Section | NRM | NRM Description | Measurement | Currency | Conf% | Stage | Flag | ACTION | BATCH | Country | City | Asset | Project | Type | Employer | Contract Type
▸ METALWORK
▸ STRUCTURAL METALWORK
▸ Note: Refer to the following:
▸ 1.Drawings;
▸ DHRE0017-KP-LP-TR-DWG-ST-101010
▸ Structural steel frame; to roof canopy; including teflon, stiffeners, fixings, supports, accessories and all ancillary works as necessary
16 | A | To roof canopy 1 and 2 | 1 | Item | 68771 | 68771 | A — General Requirements | A | A09 | A0901 | Sundry items | 9.01 | Preliminaries / General Requirements | Item | AED | 61 | Fuzzy | ⚠ |  | Citywalk Plot 5.11 Main Works Contract BOQ (1).xlsx |  |  |  | CITYWALK PHASE-05, PLOT 5.11 | Residential | CITYWALK RESIDENTIAL 1 LLC
18 | B | Fittings | 0 | Item | 0 | Included | F — Woodwork | F | F06 | F0600 | F6 Finishings and fittings | 2.01 | Frame / Woodwork | Length (m), Area (m²), Enumerated (nr) | AED | 79 | Fuzzy | ⚠ |  | Citywalk Plot 5.11 Main Works Contract BOQ (1).xlsx |  |  |  | CITYWALK PHASE-05, PLOT 5.11 | Residential | CITYWALK RESIDENTIAL 1 LLC
▸ Surface treatment; including surface preparations, finishes, accessories and all ancillary works as necessary
22 | C | Corrosion protection | 0 | Item | 0 | Included | N — Special Construction | N | N01 | N0101 | N1 Generally | 5.13 | Specialist Installations | Enumerated (nr), Item | AED | 75 | Fuzzy | ⚠ |  | Citywalk Plot 5.11 Main Works Contract BOQ (1).xlsx |  |  |  | CITYWALK PHASE-05, PLOT 5.11 | Residential | CITYWALK RESIDENTIAL 1 LLC
24 | D | Corrosion protection (RATE ONLY) | 0 | m² | 0 | Rate Only | N — Special Construction | N | N01 | N0101 | N1 Generally | 5.13 | Specialist Installations | Enumerated (nr), Item | AED | 63 | Fuzzy | ⚠ |  | Citywalk Plot 5.11 Main Works Contract BOQ (1).xlsx |  |  |  | CITYWALK PHASE-05, PLOT 5.11 | Residential | CITYWALK RESIDENTIAL 1 LLC
▸ Protective coatings; including surface preparations, finishes, accessories and all ancillary works as necessary
28 | E | Fire protection | 0 | Item | 0 | Refer to PTC No.5, Item 19 of Section B | G — Thermal And Moisture Protection | G | G00 | G0000 |  | 2.03 | Roof / Thermal & Moisture Protection | Area (m²), Length (m), Enumerated (nr) | AED | 79 | Fuzzy | ⚠ |  | Citywalk Plot 5.11 Main Works Contract BOQ (1).xlsx |  |  |  | CITYWALK PHASE-05, PLOT 5.11 | Residential | CITYWALK RESIDENTIAL 1 LLC
30 | F | Fire protection (RATE ONLY) | 0 | m² | 0 | Rate Only | N — Special Construction | N | N01 | N0101 | N1 Generally | 5.13 | Specialist Installations | Enumerated (nr), Item | AED | 66 | Fuzzy | ⚠ |  | Citywalk Plot 5.11 Main Works Contract BOQ (1).xlsx |  |  |  | CITYWALK PHASE-05, PLOT 5.11 | Residential | CITYWALK RESIDENTIAL 1 LLC
▸ Structural steel frame; to pergolas at Level 2, 5 and 8; including teflon, stiffeners, fixings, supports, accessories and all ancillary works as necessary
34 | G | To pergolas at level 2, 5 and 8 | 1 | Item | 222500 | 222500 | B — Site Work | B | B16 | B1604 | B16 Sheet piling | 8.01 | Site Works, Drainage, External Services & Landscaping | Volume (m³), Length (m), Area (m²), Enumerated (nr), Item | AED | 60 | Fuzzy | ⚠ |  | Citywalk Plot 5.11 Main Works Contract BOQ (1).xlsx |  |  |  | CITYWALK PHASE-05, PLOT 5.11 | Residential | CITYWALK RESIDENTIAL 1 LLC
36 | H | Fittings | 0 | Item | 0 | Included | F — Woodwork | F | F06 | F0600 | F6 Finishings and fittings | 2.01 | Frame / Woodwork | Length (m), Area (m²), Enumerated (nr) | AED | 79 | Fuzzy | ⚠ |  | Citywalk Plot 5.11 Main Works Contract BOQ (1).xlsx |  |  |  | CITYWALK PHASE-05, PLOT 5.11 | Residential | CITYWALK RESIDENTIAL 1 LLC
39 |  |  |  | To Collection AED |  | 291271 | [8 empty] | AED |  |  |  |  | Citywalk Plot 5.11 Main Works Contract BOQ (1).xlsx |  |  |  | CITYWALK PHASE-05, PLOT 5.11 | Residential | CITYWALK RESIDENTIAL 1 LLC
▸ STRUCTURAL METALWORK (Cont'd)
▸ Surface treatment; including surface preparations, finishes, accessories and all ancillary works as necessary
47 | A | Corrosion protection | 0 | Item | 0 | Included | N — Special Construction | N | N01 | N0101 | N1 Generally | 5.13 | Specialist Installations | Enumerated (nr), Item | AED | 75 | Fuzzy | ⚠ |  | Citywalk Plot 5.11 Main Works Contract BOQ (1).xlsx |  |  |  | CITYWALK PHASE-05, PLOT 5.11 | Residential | CITYWALK RESIDENTIAL 1 LLC
49 | B | Corrosion protection (RATE ONLY) | 0 | m² | 0 | Rate Only | N — Special Construction | N | N01 | N0101 | N1 Generally | 5.13 | Specialist Installations | Enumerated (nr), Item | AED | 63 | Fuzzy | ⚠ |  | Citywalk Plot 5.11 Main Works Contract BOQ (1).xlsx |  |  |  | CITYWALK PHASE-05, PLOT 5.11 | Residential | CITYWALK RESIDENTIAL 1 LLC
▸ Protective coatings; including surface preparations, finishes, accessories and all ancillary works as necessary
53 | C | Fire protection | 0 | Item | 0 | Refer to PTC No.5, Item 19 of Section B | G — Thermal And Moisture Protection | G | G00 | G0000 |  | 2.03 | Roof / Thermal & Moisture Protection | Area (m²), Length (m), Enumerated (nr) | AED | 79 | Fuzzy | ⚠ |  | Citywalk Plot 5.11 Main Works Contract BOQ (1).xlsx |  |  |  | CITYWALK PHASE-05, PLOT 5.11 | Residential | CITYWALK RESIDENTIAL 1 LLC
55 | D | Fire protection (RATE ONLY) | 0 | m² | 0 | Rate Only | N — Special Construction | N | N01 | N0101 | N1 Generally | 5.13 | Specialist Installations | Enumerated (nr), Item | AED | 66 | Fuzzy | ⚠ |  | Citywalk Plot 5.11 Main Works Contract BOQ (1).xlsx |  |  |  | CITYWALK PHASE-05, PLOT 5.11 | Residential | CITYWALK RESIDENTIAL 1 LLC
78 |  |  |  | To Collection AED |  | 0 | [8 empty] | AED |  |  |  |  | Citywalk Plot 5.11 Main Works Contract BOQ (1).xlsx |  |  |  | CITYWALK PHASE-05, PLOT 5.11 | Residential | CITYWALK RESIDENTIAL 1 LLC
▸ NON-STRUCTURAL METALWORK
▸ Note: Refer to the following:
▸ 1. Specification;
▸ DHRE0017-KP-XX-XX-SPC-MW-108001
▸ 2. Drawings;
▸ DHRE0017-KP-XX-ZZ-DWG-AR-104101 to DHRE0017-KP-XX-ZZ-DWG-AR-104104
▸ DHRE0017-KP-XX-ZZ-DWG-AR-109010
▸ Internal
▸ Stair railing; comprising 50mm diameter galvanized steel guardrail; 30mm diameter galvanized steel intermediate and bottom rail; fixed to 40mm and 25mm diameters vertical galvanized steel rails fixed to floor; pre treated and painted; including fixings, finishes and accessories
100 | A | Floor mounted balustrade; 1120mm high | 3 | m | 560 | 1680 | E — Metalwork | E | E04 | E0402 |  | 2.05 | External Walls – Balustrades & Railings | Item | AED | 78 | AI | ⚠ |  | Citywalk Plot 5.11 Main Works Contract BOQ (1).xlsx |  |  |  | CITYWALK PHASE-05, PLOT 5.11 | Residential | CITYWALK RESIDENTIAL 1 LLC
102 | B | Floor mounted balustrade; 1120mm high; slope | 116 | m | 560 | 64960 | E — Metalwork | E | E03 | E0301 | E3 Non-structural metalwork | 2.01 | Frame / Structural Metalwork | Weight (t), Enumerated (nr), Item | AED | 61 | Fuzzy | ⚠ |  | Citywalk Plot 5.11 Main Works Contract BOQ (1).xlsx |  |  |  | CITYWALK PHASE-05, PLOT 5.11 | Residential | CITYWALK RESIDENTIAL 1 LLC
▸ Stair railing; comprising 50mm diameter 2.5mm thick galvanized steel handrail; fixed to 70mm diameter 2.5mm thick galvanized steel plate; fixed to wall with 9mm dia countersunk sleeve; pre treated and painted; including fixings, finishes and accessories
106 | C | Wall mounted handrail; 900mm high; slope | 115 | m | 216 | 24840 | E — Metalwork | E | E04 | E0403 |  | 2.05 | External Walls – Handrails | Item | AED | 80 | AI | ⚠ |  | Citywalk Plot 5.11 Main Works Contract BOQ (1).xlsx |  |  |  | CITYWALK PHASE-05, PLOT 5.11 | Residential | CITYWALK RESIDENTIAL 1 LLC
112 |  |  |  | To Collection AED |  | 91480 | [8 empty] | AED |  |  |  |  | Citywalk Plot 5.11 Main Works Contract BOQ (1).xlsx |  |  |  | CITYWALK PHASE-05, PLOT 5.11 | Residential | CITYWALK RESIDENTIAL 1 LLC
▸ NON-STRUCTURAL METALWORK (Cont'd)
▸ External
▸ Canopy; powder coated aluminium; including aluminum slats, frame, finishes, fixings accessories and all ancillary works as necessary
122 | A | Aluminium pergola | 84 | m² | 1525 | 128100 | E — Metalwork | E | E03 | E0304 | E3 Non-structural metalwork | 2.05 | External Walls – Metalwork Structures | Item | AED | 75 | AI | ⚠ |  | Citywalk Plot 5.11 Main Works Contract BOQ (1).xlsx |  |  |  | CITYWALK PHASE-05, PLOT 5.11 | Residential | CITYWALK RESIDENTIAL 1 LLC
▸ Skylights; including all necessary accessories and fittings
126 | B | 850 x 1530 mm; to MEP roof | 1 | Nr. | 2326 | 2326 | H — Doors And Windows | H | H01 | H0102 | H1 Doors | 2.06 | Windows & External Doors – Skylights | Item | AED | 85 | AI | ✓ |  | Citywalk Plot 5.11 Main Works Contract BOQ (1).xlsx |  |  |  | CITYWALK PHASE-05, PLOT 5.11 | Residential | CITYWALK RESIDENTIAL 1 LLC
▸ Glass balustrade; laminated glass balustrade; with SDF coated aluminium top profile; 1200mm high; 12mm HS + 1.52 SGP + 12mm HS clear low iron glass; fixed with 316 grade stainless steel point fixing
130 | C | 1200mm high; to balcony | 1377 | m | 1991 | 2741607 | E — Metalwork | E | E03 | E0301 | E3 Non-structural metalwork | 3.01 | Metalwork – Handrail / Balustrade | Length (m) | AED | 90 | Rule | ✓ |  | Citywalk Plot 5.11 Main Works Contract BOQ (1).xlsx |  |  |  | CITYWALK PHASE-05, PLOT 5.11 | Residential | CITYWALK RESIDENTIAL 1 LLC
▸ Bronze glass baluster; including all necessary works
134 | D | 1100mm high; C-GL-01; To Level 01 Public Corridor | 15 | m | 1826 | 27390 | E — Metalwork | E | E04 | E0402 |  | 2.05 | External Walls – Balustrades & Railings | Item | AED | 82 | AI | ⚠ |  | Citywalk Plot 5.11 Main Works Contract BOQ (1).xlsx |  |  |  | CITYWALK PHASE-05, PLOT 5.11 | Residential | CITYWALK RESIDENTIAL 1 LLC
149 |  |  |  | To Collection AED |  | 2899423 | [8 empty] | AED |  |  |  |  | Citywalk Plot 5.11 Main Works Contract BOQ (1).xlsx |  |  |  | CITYWALK PHASE-05, PLOT 5.11 | Residential | CITYWALK RESIDENTIAL 1 LLC
▸ GENERALLY
155 | A | Allow for any other works which are not included above and which are required to complete the Metalwork in accordance with the Specification and the Drawings (Tenderer to list below) | 0 | Item | 0 |  | A — General Requirements | A | A01 | A0101 | Conditions of contract | 9.01 | Preliminaries – Contingency | Item | AED | 90 | Rule | ✓ |  | Citywalk Plot 5.11 Main Works Contract BOQ (1).xlsx |  |  |  | CITYWALK PHASE-05, PLOT 5.11 | Residential | CITYWALK RESIDENTIAL 1 LLC
▸ ADDITION & DEDUCTION TO
159 | 3/E/3/B | Floor mounted balustrade; 1120mm high | 37 | m | 560 | 20720 | E — Metalwork | E | E04 | E0402 |  | 2.05 | External Walls – Balustrades & Railings | Item | AED | 78 | AI | ⚠ |  | Citywalk Plot 5.11 Main Works Contract BOQ (1).xlsx |  |  |  | CITYWALK PHASE-05, PLOT 5.11 | Residential | CITYWALK RESIDENTIAL 1 LLC
160 | 3/E/3/C | Wall mounted handrail; 900mm high; slope | 51 | m | 216 | 11016 | E — Metalwork | E | E04 | E0403 |  | 2.05 | External Walls – Handrails | Item | AED | 80 | AI | ⚠ |  | Citywalk Plot 5.11 Main Works Contract BOQ (1).xlsx |  |  |  | CITYWALK PHASE-05, PLOT 5.11 | Residential | CITYWALK RESIDENTIAL 1 LLC
161 | 3/E/4/A | Aluminium pergola | 5 | m² | 1525 | 7625 | E — Metalwork | E | E03 | E0304 | E3 Non-structural metalwork | 2.05 | External Walls – Metalwork Structures | Item | AED | 75 | AI | ⚠ |  | Citywalk Plot 5.11 Main Works Contract BOQ (1).xlsx |  |  |  | CITYWALK PHASE-05, PLOT 5.11 | Residential | CITYWALK RESIDENTIAL 1 LLC
162 | 3/E/4/C | 1200mm high; to balcony | -14 | m | 1991 | -27874 | E — Metalwork | E | E03 | E0301 | E3 Non-structural metalwork | 3.01 | Metalwork – Handrail / Balustrade | Length (m) | AED | 90 | Rule | ✓ |  | Citywalk Plot 5.11 Main Works Contract BOQ (1).xlsx |  |  |  | CITYWALK PHASE-05, PLOT 5.11 | Residential | CITYWALK RESIDENTIAL 1 LLC
163 | 3/E/4/D | 1100mm high; C-GL-01; To Level 01 Public Corridor | -1 | m | 1826 | -1826 | E — Metalwork | E | E04 | E0402 |  | 2.05 | External Walls – Balustrades & Railings | Item | AED | 82 | AI | ⚠ |  | Citywalk Plot 5.11 Main Works Contract BOQ (1).xlsx |  |  |  | CITYWALK PHASE-05, PLOT 5.11 | Residential | CITYWALK RESIDENTIAL 1 LLC
188 |  |  |  | To Collection AED |  | 9661 | [8 empty] | AED |  |  |  |  | Citywalk Plot 5.11 Main Works Contract BOQ (1).xlsx |  |  |  | CITYWALK PHASE-05, PLOT 5.11 | Residential | CITYWALK RESIDENTIAL 1 LLC
191 |  | COLLECTION | [12 empty] | AED |  |  |  |  | Citywalk Plot 5.11 Main Works Contract BOQ (1).xlsx |  |  |  | CITYWALK PHASE-05, PLOT 5.11 | Residential | CITYWALK RESIDENTIAL 1 LLC
193 |  | Page 3/E/1 |  |  |  | 291271 | [8 empty] | AED |  |  |  |  | Citywalk Plot 5.11 Main Works Contract BOQ (1).xlsx |  |  |  | CITYWALK PHASE-05, PLOT 5.11 | Residential | CITYWALK RESIDENTIAL 1 LLC
195 |  | Page 3/E/2 |  |  |  | 0 | [8 empty] | AED |  |  |  |  | Citywalk Plot 5.11 Main Works Contract BOQ (1).xlsx |  |  |  | CITYWALK PHASE-05, PLOT 5.11 | Residential | CITYWALK RESIDENTIAL 1 LLC
197 |  | Page 3/E/3 |  |  |  | 91480 | [8 empty] | AED |  |  |  |  | Citywalk Plot 5.11 Main Works Contract BOQ (1).xlsx |  |  |  | CITYWALK PHASE-05, PLOT 5.11 | Residential | CITYWALK RESIDENTIAL 1 LLC
199 |  | Page 3/E/4 |  |  |  | 2899423 | [8 empty] | AED |  |  |  |  | Citywalk Plot 5.11 Main Works Contract BOQ (1).xlsx |  |  |  | CITYWALK PHASE-05, PLOT 5.11 | Residential | CITYWALK RESIDENTIAL 1 LLC
201 |  | Page 3/E/5 |  |  |  | 9661 | [8 empty] | AED |  |  |  |  | Citywalk Plot 5.11 Main Works Contract BOQ (1).xlsx |  |  |  | CITYWALK PHASE-05, PLOT 5.11 | Residential | CITYWALK RESIDENTIAL 1 LLC
238 |  |  |  | Carried To Summary AED |  | 3291835 | [8 empty] | AED |  |  |  |  | Citywalk Plot 5.11 Main Works Contract BOQ (1).xlsx |  |  |  | CITYWALK PHASE-05, PLOT 5.11 | Residential | CITYWALK RESIDENTIAL 1 LLC
Items coded: 25 · Auto ✓: 4 · Flagged ⚠: 21 · Auto rate: 16%

## 3F
Citywalk Plot 5.11 Main Works Contract BOQ (1) · 3F
A–G = original bill data · H–S = POMI + NRM coding · T–AB = project metadata · ✓ ≥85% · ⚠ <85% = review
Row | REF | Description | Qty | Unit | Rate | Amount | POMI Section | Code 1 | Code 2 | Code 3 | POMI Sub Section | NRM | NRM Description | Measurement | Currency | Conf% | Stage | Flag | ACTION | BATCH | Country | City | Asset | Project | Type | Employer | Contract Type
▸ WOODWORK
▸ COMPOSITE ITEMS
▸ Note: Refer to the following:
▸ 1. Specification;
▸ DHRE0017-KP-XX-XX-SPC-MW-108001_00
▸ 2. Drawings;
▸ DHRE0017-KP-XX-ZZ-DWG-ID-103201_02 - 103207_2
▸ DHRE0017-KP-XX-ZZ-DWG-ID-106012_02 - 106014-02
▸ DHRE0017-KP-XX-ZZ-DWG-ID-106012_02 - 103520-02 - 103545_02
▸ Branded kitchen cabinets; by Stosa; kitchen carcass; including wall unit, base unit, tall unit, kitchen countertop with cut-out for sink where necessary, island counter (where required), backsplash, skirting, shelves, drawers, trays, corner pull out, waste bin and LED lights (if required); including all ironmongery, fixing accessories and ancillary works as necessary
24 | A | To apartment 1BR type 01; U shaped; including 2560 x 730 x 870mm and 2790 x 650 x 870mm sized base units, 3300 x 720 x 360mm and 3300 x 350 x 600mm sized wall units, 630 x 730 x 2500mm sized tall unit | 40 | Nr. | 21864 | 874560 | M — Furnishings | M | M04 | M0401 |  | 4.01 | FF&E – Kitchen Units & Fitments | Item | AED | 85 | AI | ✓ |  | Citywalk Plot 5.11 Main Works Contract BOQ (1).xlsx |  |  |  | CITYWALK PHASE-05, PLOT 5.11 | Residential | CITYWALK RESIDENTIAL 1 LLC
26 | B | To apartment 1BR type 02; U shaped; including 2560 x 730 x 870mm and 2790 x 650 x 870mm sized base units, 3300 x 720 x 360mm and 3300 x 350 x 600mm sized wall units, 630 x 730 x 2500mm sized tall unit | 7 | Nr. | 21864 | 153048 | M — Furnishings | M | M04 | M0401 |  | 4.01 | FF&E – Kitchen Units & Fitments | Item | AED | 85 | AI | ✓ |  | Citywalk Plot 5.11 Main Works Contract BOQ (1).xlsx |  |  |  | CITYWALK PHASE-05, PLOT 5.11 | Residential | CITYWALK RESIDENTIAL 1 LLC
28 | C | To apartment 1BR type 03; U shaped; including 2690 x 650 x 870mm and 2510 x 600 x 870mm sized base units, 3290 x 720 x 360mm and 3290 x 350 x 600mm sized wall units, 930 x 600 x 2500mm sized tall unit | 7 | Nr. | 21864 | 153048 | M — Furnishings | M | M04 | M0401 |  | 4.01 | FF&E – Kitchen Units & Fitments | Item | AED | 85 | AI | ✓ |  | Citywalk Plot 5.11 Main Works Contract BOQ (1).xlsx |  |  |  | CITYWALK PHASE-05, PLOT 5.11 | Residential | CITYWALK RESIDENTIAL 1 LLC
31 |  |  |  | To Collection AED |  | 1180656 | [8 empty] | AED |  |  |  |  | Citywalk Plot 5.11 Main Works Contract BOQ (1).xlsx |  |  |  | CITYWALK PHASE-05, PLOT 5.11 | Residential | CITYWALK RESIDENTIAL 1 LLC
▸ COMPOSITE ITEMS (Cont'd)
37 | A | To apartment 2BR type 01; U shaped; including 2690 x 650 x 870mm and 2510 x 600 x 870mm sized base units, 3290 x 720 x 360mm and 3290 x 350 x 600mm sized wall units, 930 x 600 x 2500mm sized tall unit | 12 | Nr. | 21641 | 259692 | M — Furnishings | M | M04 | M0401 |  | 4.01 | FF&E – Kitchen Units & Fitments | Item | AED | 85 | AI | ✓ |  | Citywalk Plot 5.11 Main Works Contract BOQ (1).xlsx |  |  |  | CITYWALK PHASE-05, PLOT 5.11 | Residential | CITYWALK RESIDENTIAL 1 LLC
39 | B | To apartment 2BR type 02; U shaped; including 2690 x 650 x 870mm and 2510 x 600 x 870mm sized base units, 3290 x 720 x 360mm and 3290 x 350 x 600mm sized wall units, 930 x 600 x 2500mm sized tall unit | 9 | Nr. | 21641 | 194769 | M — Furnishings | M | M04 | M0401 |  | 4.01 | FF&E – Kitchen Units & Fitments | Item | AED | 85 | AI | ✓ |  | Citywalk Plot 5.11 Main Works Contract BOQ (1).xlsx |  |  |  | CITYWALK PHASE-05, PLOT 5.11 | Residential | CITYWALK RESIDENTIAL 1 LLC
41 | C | To apartment 2BR + Maid type 01; U shaped; including 2690 x 650 x 870mm and 2510 x 600 x 870mm sized base units, 3290 x 720 x 360mm and 3290 x 350 x 600mm sized wall units, 930 x 600 x 2500mm sized tall unit | 18 | Nr. | 21641 | 389538 | M — Furnishings | M | M04 | M0401 |  | 4.01 | FF&E – Kitchen Units & Fitments | Item | AED | 85 | AI | ✓ |  | Citywalk Plot 5.11 Main Works Contract BOQ (1).xlsx |  |  |  | CITYWALK PHASE-05, PLOT 5.11 | Residential | CITYWALK RESIDENTIAL 1 LLC
43 | D | To apartment 2BR + Maid type 02; U shaped; including 2690 x 650 x 870mm and 2510 x 600 x 870mm sized base units, 3290 x 720 x 360mm and 3290 x 350 x 600mm sized wall units, 930 x 600 x 2500mm sized tall unit | 3 | Nr. | 21641 | 64923 | M — Furnishings | M | M04 | M0401 |  | 4.01 | FF&E – Kitchen Units & Fitments | Item | AED | 85 | AI | ✓ |  | Citywalk Plot 5.11 Main Works Contract BOQ (1).xlsx |  |  |  | CITYWALK PHASE-05, PLOT 5.11 | Residential | CITYWALK RESIDENTIAL 1 LLC
▸ Branded kitchen cabinets; by Stosa; kitchen carcass; including wall unit, base unit, tall unit, kitchen countertop with cut-out for sink where necessary, island counter (where required), backsplash, skirting, shelves, drawers, trays, corner pull out, waste bin and LED lights (if required); including all ironmongery, fixing accessories and ancillary works as necessary
47 | E | To apartment 1BR type 04; L shaped; including 3440 x 600 x 870mm sized base unit, 3380 x 720 x 360mm and 3380 x 350 x 600mm sized wall units, 630 x 600 x 2500mm sized tall unit | 2 | Nr. | 18530 | 37060 | M — Furnishings | M | M04 | M0401 |  | 4.01 | FF&E – Kitchen Units & Fitments | Item | AED | 85 | AI | ✓ |  | Citywalk Plot 5.11 Main Works Contract BOQ (1).xlsx |  |  |  | CITYWALK PHASE-05, PLOT 5.11 | Residential | CITYWALK RESIDENTIAL 1 LLC
55 |  |  |  | To Collection AED |  | 945982 | [8 empty] | AED |  |  |  |  | Citywalk Plot 5.11 Main Works Contract BOQ (1).xlsx |  |  |  | CITYWALK PHASE-05, PLOT 5.11 | Residential | CITYWALK RESIDENTIAL 1 LLC
▸ COMPOSITE ITEMS (Cont'd)
▸ Branded kitchen cabinets; by Stosa; kitchen carcass; including wall unit, base unit, tall unit, kitchen countertop with cut-out for sink where necessary, island counter (where required), backsplash, skirting, shelves, drawers, trays, corner pull out, waste bin and LED lights (if required); including all ironmongery, fixing accessories and ancillary works as necessary
63 | A | To apartment 2BR type 03B; U shaped; including 7610 x 700 x 900mm sized base units, 2950 x 700 x 400mm, 2000 x 700 x 400mm, 2950 x 350 x 600mm and 2000 x 350 x 600mm sized wall units, 950 x 700 x 2500mm sized tall unit | 3 | Nr. | 30866 | 92598 | M — Furnishings | M | M04 | M0401 |  | 4.01 | FF&E – Kitchen Units & Fitments | Item | AED | 85 | AI | ✓ |  | Citywalk Plot 5.11 Main Works Contract BOQ (1).xlsx |  |  |  | CITYWALK PHASE-05, PLOT 5.11 | Residential | CITYWALK RESIDENTIAL 1 LLC
65 | B | To apartment 2BR + Maid type 03; L shaped; including 4340 x 700 x 870mm sized base units, 4210 x 720 x 360mm and 4210 x 350 x 600mm sized wall units, 950 x 700 x 2500mm and 400 x 700 x 2500mm sized tall unit, 2140 x 650 x 870mm sized island unit | 1 | Nr. | 30866 | 30866 | M — Furnishings | M | M04 | M0401 |  | 4.01 | FF&E – Kitchen Units & Fitments | Item | AED | 85 | AI | ✓ |  | Citywalk Plot 5.11 Main Works Contract BOQ (1).xlsx |  |  |  | CITYWALK PHASE-05, PLOT 5.11 | Residential | CITYWALK RESIDENTIAL 1 LLC
67 | C | To apartment 3BR type 01; L shaped; including 1860 x 700 x 870mm and 1510 x 600 x 870mm sized base units, 3350 x 720 x 360mm and 3350 x 350 x 600mm sized wall units, 940 x 700 x 2500mm and 430 x 600 x 2500mm sized tall unit, 1760 x 650 x 870mm sized island unit | 7 | Nr. | 30866 | 216062 | M — Furnishings | M | M04 | M0401 |  | 4.01 | FF&E – Kitchen Units & Fitments | Item | AED | 85 | AI | ✓ |  | Citywalk Plot 5.11 Main Works Contract BOQ (1).xlsx |  |  |  | CITYWALK PHASE-05, PLOT 5.11 | Residential | CITYWALK RESIDENTIAL 1 LLC
69 | D | To apartment 3BR type 03; L shaped; including 1860 x 700 x 870mm and 1510 x 600 x 870mm sized base units, 3350 x 720 x 360mm and 3350 x 350 x 600mm sized wall units, 940 x 700 x 2500mm and 430 x 600 x 2500mm sized tall unit, 1760 x 650 x 870mm sized island unit | 1 | Nr. | 26177 | 26177 | M — Furnishings | M | M04 | M0401 |  | 4.01 | FF&E – Kitchen Units & Fitments | Item | AED | 85 | AI | ✓ |  | Citywalk Plot 5.11 Main Works Contract BOQ (1).xlsx |  |  |  | CITYWALK PHASE-05, PLOT 5.11 | Residential | CITYWALK RESIDENTIAL 1 LLC
77 |  |  |  | To Collection AED |  | 365703 | [8 empty] | AED |  |  |  |  | Citywalk Plot 5.11 Main Works Contract BOQ (1).xlsx |  |  |  | CITYWALK PHASE-05, PLOT 5.11 | Residential | CITYWALK RESIDENTIAL 1 LLC
▸ COMPOSITE ITEMS (Cont'd)
83 | A | To apartment 3BR type 04; L shaped; including 2780 x 700 x 800mm and 1520 x 700 x 800mm sized base units, 2780 x 350 x 1000mm high and 1520 x 350 x 1000mm high sized wall units, 950 x 710 x 2360mm high and 430 x 720 x 2360mm sized tall unit, 2200 x 800 x 800mm sized island unit | 1 | Nr. | 18530 | 18530 | M — Furnishings | M | M04 | M0401 |  | 4.01 | FF&E – Kitchen Units & Fitments | Item | AED | 85 | AI | ✓ |  | Citywalk Plot 5.11 Main Works Contract BOQ (1).xlsx |  |  |  | CITYWALK PHASE-05, PLOT 5.11 | Residential | CITYWALK RESIDENTIAL 1 LLC
▸ Branded kitchen cabinets; by Stosa; kitchen carcass; including wall unit, base unit, tall unit, kitchen countertop with cut-out for sink where necessary, island counter (where required), backsplash, skirting, shelves, drawers, trays, corner pull out, waste bin and LED lights (if required); including all ironmongery, fixing accessories and ancillary works as necessary
87 | B | To apartment 3BR type 02; I shaped; including 3600 x 700 x 870mm sized base units, 3600 x 720 x 360mm and 3600 x 350 x 600mm sized wall units, 930 x 700 x 2500mm and 720 x 700 x 2500mm sized tall unit, 2860 x 650 x 870mm sized island unit | 3 | Nr. | 29716 | 89148 | M — Furnishings | M | M04 | M0401 |  | 4.01 | FF&E – Kitchen Units & Fitments | Item | AED | 85 | AI | ✓ |  | Citywalk Plot 5.11 Main Works Contract BOQ (1).xlsx |  |  |  | CITYWALK PHASE-05, PLOT 5.11 | Residential | CITYWALK RESIDENTIAL 1 LLC
▸ Wardrobe (A-LM-06 and A-LM-07); including carcass, shelves, drawers, doors, railings, handles, skirting, finishes, accessories and all ancillary works as necessary
91 | C | Overall size 2090 x 600 x 2500mm high; wardrobe type 1; to apartment 1BR type 1 | 40 | Nr. | 8124 | 324960 | M — Furnishings | M | M04 | M0402 |  | 4.01 | FF&E – Fitted Wardrobes | Item | AED | 88 | AI | ✓ |  | Citywalk Plot 5.11 Main Works Contract BOQ (1).xlsx |  |  |  | CITYWALK PHASE-05, PLOT 5.11 | Residential | CITYWALK RESIDENTIAL 1 LLC
93 | D | Overall size 2090 x 600 x 2500mm high; wardrobe type 1; to apartment 1BR type 2 | 7 | Nr. | 8124 | 56868 | M — Furnishings | M | M04 | M0402 |  | 4.01 | FF&E – Fitted Wardrobes | Item | AED | 88 | AI | ✓ |  | Citywalk Plot 5.11 Main Works Contract BOQ (1).xlsx |  |  |  | CITYWALK PHASE-05, PLOT 5.11 | Residential | CITYWALK RESIDENTIAL 1 LLC
95 | E | Overall size 1980 x 600 x 2500mm high; wardrobe type 1; to apartment 1BR type 3 | 14 | Nr. | 7697 | 107758 | M — Furnishings | M | M04 | M0402 |  | 4.01 | FF&E – Fitted Wardrobes | Item | AED | 88 | AI | ✓ |  | Citywalk Plot 5.11 Main Works Contract BOQ (1).xlsx |  |  |  | CITYWALK PHASE-05, PLOT 5.11 | Residential | CITYWALK RESIDENTIAL 1 LLC
97 | F | Overall size 2290 x 600 x 2500mm high; wardrobe type 1; to apartment 1BR type 4 | 2 | Nr. | 8901 | 17802 | M — Furnishings | M | M04 | M0402 |  | 4.01 | FF&E – Fitted Wardrobes | Item | AED | 88 | AI | ✓ |  | Citywalk Plot 5.11 Main Works Contract BOQ (1).xlsx |  |  |  | CITYWALK PHASE-05, PLOT 5.11 | Residential | CITYWALK RESIDENTIAL 1 LLC
102 |  |  |  | To Collection AED |  | 615066 | [8 empty] | AED |  |  |  |  | Citywalk Plot 5.11 Main Works Contract BOQ (1).xlsx |  |  |  | CITYWALK PHASE-05, PLOT 5.11 | Residential | CITYWALK RESIDENTIAL 1 LLC
▸ COMPOSITE ITEMS (Cont'd)
108 | A | Overall size 3570 x 600 x 2500mm high; L shaped; wardrobe type 2; to apartment 2BR type 1 | 12 | Nr. | 13877 | 166524 | M — Furnishings | M | M04 | M0402 |  | 4.01 | FF&E – Fitted Wardrobes | Item | AED | 88 | AI | ✓ |  | Citywalk Plot 5.11 Main Works Contract BOQ (1).xlsx |  |  |  | CITYWALK PHASE-05, PLOT 5.11 | Residential | CITYWALK RESIDENTIAL 1 LLC
110 | B | Overall size 2220 x 600 x 2500mm high ; wardrobe type 3; to apartment 2BR type 1 | 12 | Nr. | 8630 | 103560 | M — Furnishings | M | M04 | M0402 |  | 4.01 | FF&E – Fitted Wardrobes | Item | AED | 88 | AI | ✓ |  | Citywalk Plot 5.11 Main Works Contract BOQ (1).xlsx |  |  |  | CITYWALK PHASE-05, PLOT 5.11 | Residential | CITYWALK RESIDENTIAL 1 LLC
112 | C | Overall size 3540 x 600 x 2500mm high; L shaped; wardrobe type 2; to apartment 2BR type 2 | 9 | Nr. | 13760 | 123840 | M — Furnishings | M | M04 | M0402 |  | 4.01 | FF&E – Fitted Wardrobes | Item | AED | 88 | AI | ✓ |  | Citywalk Plot 5.11 Main Works Contract BOQ (1).xlsx |  |  |  | CITYWALK PHASE-05, PLOT 5.11 | Residential | CITYWALK RESIDENTIAL 1 LLC
114 | D | Overall size 2230 x 600 x 2500mm high ; wardrobe type 3; to apartment 2BR type 2 | 9 | Nr. | 8668 | 78012 | M — Furnishings | M | M04 | M0402 |  | 4.01 | FF&E – Fitted Wardrobes | Item | AED | 88 | AI | ✓ |  | Citywalk Plot 5.11 Main Works Contract BOQ (1).xlsx |  |  |  | CITYWALK PHASE-05, PLOT 5.11 | Residential | CITYWALK RESIDENTIAL 1 LLC
116 | E | Overall size 2950 x 600 x 2500mm high; L shaped; wardrobe type 2; to apartment 2BR type 3 | 3 | Nr. | 11466 | 34398 | M — Furnishings | M | M04 | M0402 |  | 4.01 | FF&E – Fitted Wardrobes | Item | AED | 88 | AI | ✓ |  | Citywalk Plot 5.11 Main Works Contract BOQ (1).xlsx |  |  |  | CITYWALK PHASE-05, PLOT 5.11 | Residential | CITYWALK RESIDENTIAL 1 LLC
118 | F | Overall size 2650 x 600 x 2500mm high; wardrobe type 3; to apartment 2BR type 3 | 3 | Nr. | 10300 | 30900 | M — Furnishings | M | M04 | M0402 |  | 4.01 | FF&E – Fitted Wardrobes | Item | AED | 88 | AI | ✓ |  | Citywalk Plot 5.11 Main Works Contract BOQ (1).xlsx |  |  |  | CITYWALK PHASE-05, PLOT 5.11 | Residential | CITYWALK RESIDENTIAL 1 LLC
120 | G | Overall size 1600 x 600 x 2500mm high; wardrobe type 1; to apartment 2BR + Maid type 1 | 18 | Nr. | 6219 | 111942 | M — Furnishings | M | M04 | M0402 |  | 4.01 | FF&E – Fitted Wardrobes | Item | AED | 88 | AI | ✓ |  | Citywalk Plot 5.11 Main Works Contract BOQ (1).xlsx |  |  |  | CITYWALK PHASE-05, PLOT 5.11 | Residential | CITYWALK RESIDENTIAL 1 LLC
122 | H | Overall size 3450 x 600 x 2500mm high; L shaped; wardrobe type 2; to apartment 2BR + Maid type 1 | 18 | Nr. | 13410 | 241380 | M — Furnishings | M | M04 | M0402 |  | 4.01 | FF&E – Fitted Wardrobes | Item | AED | 88 | AI | ✓ |  | Citywalk Plot 5.11 Main Works Contract BOQ (1).xlsx |  |  |  | CITYWALK PHASE-05, PLOT 5.11 | Residential | CITYWALK RESIDENTIAL 1 LLC
124 | J | Overall size 1600 x 600 x 2500mm high; wardrobe type 1; to apartment 2BR + Maid type 2 | 3 | Nr. | 6219 | 18657 | M — Furnishings | M | M04 | M0402 |  | 4.01 | FF&E – Fitted Wardrobes | Item | AED | 88 | AI | ✓ |  | Citywalk Plot 5.11 Main Works Contract BOQ (1).xlsx |  |  |  | CITYWALK PHASE-05, PLOT 5.11 | Residential | CITYWALK RESIDENTIAL 1 LLC
126 | K | Overall size 3510 x 600 x 2500mm high; L shaped; wardrobe type 2; to apartment 2BR + Maid type 2 | 3 | Nr. | 13643 | 40929 | M — Furnishings | M | M04 | M0402 |  | 4.01 | FF&E – Fitted Wardrobes | Item | AED | 88 | AI | ✓ |  | Citywalk Plot 5.11 Main Works Contract BOQ (1).xlsx |  |  |  | CITYWALK PHASE-05, PLOT 5.11 | Residential | CITYWALK RESIDENTIAL 1 LLC
128 | L | Overall size 1600 x 600 x 2500mm high; wardrobe type 1; to apartment 2BR + Maid type 3 | 2 | Nr. | 6219 | 12438 | M — Furnishings | M | M04 | M0402 |  | 4.01 | FF&E – Fitted Wardrobes | Item | AED | 88 | AI | ✓ |  | Citywalk Plot 5.11 Main Works Contract BOQ (1).xlsx |  |  |  | CITYWALK PHASE-05, PLOT 5.11 | Residential | CITYWALK RESIDENTIAL 1 LLC
135 |  |  |  | To Collection AED |  | 962580 | [8 empty] | AED |  |  |  |  | Citywalk Plot 5.11 Main Works Contract BOQ (1).xlsx |  |  |  | CITYWALK PHASE-05, PLOT 5.11 | Residential | CITYWALK RESIDENTIAL 1 LLC
▸ COMPOSITE ITEMS (Cont'd)
141 | A | Overall size 2280 x 600 x 2500mm high; wardrobe type 2; to apartment 2BR + Maid type 3 | 1 | Nr. | 8863 | 8863 | M — Furnishings | M | M04 | M0402 |  | 4.01 | FF&E – Fitted Wardrobes | Item | AED | 88 | AI | ✓ |  | Citywalk Plot 5.11 Main Works Contract BOQ (1).xlsx |  |  |  | CITYWALK PHASE-05, PLOT 5.11 | Residential | CITYWALK RESIDENTIAL 1 LLC
143 | B | Overall size 1710 x 600 x 2500mm high; wardrobe type 1; to apartment 3BR type 1 | 14 | Nr. | 6646 | 93044 | M — Furnishings | M | M04 | M0402 |  | 4.01 | FF&E – Fitted Wardrobes | Item | AED | 88 | AI | ✓ |  | Citywalk Plot 5.11 Main Works Contract BOQ (1).xlsx |  |  |  | CITYWALK PHASE-05, PLOT 5.11 | Residential | CITYWALK RESIDENTIAL 1 LLC
145 | C | Overall size 1580 x 600 x 2500mm high; wardrobe type 2; to apartment 3BR type 1 | 7 | Nr. | 6141 | 42987 | M — Furnishings | M | M04 | M0402 |  | 4.01 | FF&E – Fitted Wardrobes | Item | AED | 88 | AI | ✓ |  | Citywalk Plot 5.11 Main Works Contract BOQ (1).xlsx |  |  |  | CITYWALK PHASE-05, PLOT 5.11 | Residential | CITYWALK RESIDENTIAL 1 LLC
147 | D | Overall size 680 x 600 x 2500mm high; wardrobe type 2; to apartment 3BR type 1 | 7 | Nr. | 2643 | 18501 | M — Furnishings | M | M04 | M0402 |  | 4.01 | FF&E – Fitted Wardrobes | Item | AED | 88 | AI | ✓ |  | Citywalk Plot 5.11 Main Works Contract BOQ (1).xlsx |  |  |  | CITYWALK PHASE-05, PLOT 5.11 | Residential | CITYWALK RESIDENTIAL 1 LLC
149 | E | Overall size 1580 x 600 x 2500mm high; wardrobe type 3; to apartment 3BR type 1 | 14 | Nr. | 6141 | 85974 | M — Furnishings | M | M04 | M0402 |  | 4.01 | FF&E – Fitted Wardrobes | Item | AED | 88 | AI | ✓ |  | Citywalk Plot 5.11 Main Works Contract BOQ (1).xlsx |  |  |  | CITYWALK PHASE-05, PLOT 5.11 | Residential | CITYWALK RESIDENTIAL 1 LLC
151 | F | Overall size 3310 x 600 x 2500mm high; L shaped; wardrobe type 1; to apartment 3BR type 2 | 3 | Nr. | 12866 | 38598 | M — Furnishings | M | M04 | M0402 |  | 4.01 | FF&E – Fitted Wardrobes | Item | AED | 88 | AI | ✓ |  | Citywalk Plot 5.11 Main Works Contract BOQ (1).xlsx |  |  |  | CITYWALK PHASE-05, PLOT 5.11 | Residential | CITYWALK RESIDENTIAL 1 LLC
153 | G | Overall size 2720 x 600 x 2500mm high; wardrobe type 2; to apartment 3BR type 2 | 3 | Nr. | 10572 | 31716 | M — Furnishings | M | M04 | M0402 |  | 4.01 | FF&E – Fitted Wardrobes | Item | AED | 88 | AI | ✓ |  | Citywalk Plot 5.11 Main Works Contract BOQ (1).xlsx |  |  |  | CITYWALK PHASE-05, PLOT 5.11 | Residential | CITYWALK RESIDENTIAL 1 LLC
155 | H | Overall size 2670 x 600 x 2500mm high; wardrobe type 2; to apartment 3BR type 2 | 3 | Nr. | 10379 | 31137 | M — Furnishings | M | M04 | M0402 |  | 4.01 | FF&E – Fitted Wardrobes | Item | AED | 88 | AI | ✓ |  | Citywalk Plot 5.11 Main Works Contract BOQ (1).xlsx |  |  |  | CITYWALK PHASE-05, PLOT 5.11 | Residential | CITYWALK RESIDENTIAL 1 LLC
157 | J | Overall size 3510 x 600 x 2500mm high; L shaped wardrobe type 2; to apartment 3BR type 3 | 1 | Nr. | 13643 | 13643 | M — Furnishings | M | M04 | M0402 |  | 4.01 | FF&E – Fitted Wardrobes | Item | AED | 88 | AI | ✓ |  | Citywalk Plot 5.11 Main Works Contract BOQ (1).xlsx |  |  |  | CITYWALK PHASE-05, PLOT 5.11 | Residential | CITYWALK RESIDENTIAL 1 LLC
159 | K | Overall size 2830 x 600 x 2500mm high; wardrobe type 2; to apartment 3BR type 3 | 2 | Nr. | 11000 | 22000 | M — Furnishings | M | M04 | M0402 |  | 4.01 | FF&E – Fitted Wardrobes | Item | AED | 88 | AI | ✓ |  | Citywalk Plot 5.11 Main Works Contract BOQ (1).xlsx |  |  |  | CITYWALK PHASE-05, PLOT 5.11 | Residential | CITYWALK RESIDENTIAL 1 LLC
161 | L | Overall size 3460 x 600 x2500mm high; L shaped; wardrobe type 2; to apartment 3BR type 4 | 1 | Nr. | 13449 | 13449 | M — Furnishings | M | M04 | M0402 |  | 4.01 | FF&E – Fitted Wardrobes | Item | AED | 88 | AI | ✓ |  | Citywalk Plot 5.11 Main Works Contract BOQ (1).xlsx |  |  |  | CITYWALK PHASE-05, PLOT 5.11 | Residential | CITYWALK RESIDENTIAL 1 LLC
172 |  |  |  | To Collection AED |  | 399912 | [8 empty] | AED |  |  |  |  | Citywalk Plot 5.11 Main Works Contract BOQ (1).xlsx |  |  |  | CITYWALK PHASE-05, PLOT 5.11 | Residential | CITYWALK RESIDENTIAL 1 LLC
▸ COMPOSITE ITEMS (Cont'd)
178 | A | Overall size 2720 x 600 x 2500mm high; wardrobe type 2; to apartment 3BR type 4 | 2 | Nr. | 10572 | 21144 | M — Furnishings | M | M01 | M0101 | M1 Generally | 4.01 | FF&E – Built-in Furniture/Wardrobes | Item | AED | 85 | AI | ✓ |  | Citywalk Plot 5.11 Main Works Contract BOQ (1).xlsx |  |  |  | CITYWALK PHASE-05, PLOT 5.11 | Residential | CITYWALK RESIDENTIAL 1 LLC
▸ Vanity unit (A-LM-04); including carcass, shelves, drawers, handles, skirting, finishes, accessories and all ancillary works as necessary
182 | B | Overall size 860 x 600 x 465mm high; vanity unit; to apartment unit bathroom | 2 | Nr. | 1966 | 3932 | F — Woodwork | F | F03 | F0301 | F3 Boarding and flooring | 2.01 | Frame / Woodwork | Length (m), Area (m²), Enumerated (nr) | AED | 60 | Fuzzy | ⚠ |  | Citywalk Plot 5.11 Main Works Contract BOQ (1).xlsx |  |  |  | CITYWALK PHASE-05, PLOT 5.11 | Residential | CITYWALK RESIDENTIAL 1 LLC
184 | C | Overall size 910 x 600 x 465mm high; vanity unit; to apartment unit bathroom | 3 | Nr. | 2080 | 6240 | F — Woodwork | F | F07 | F0701 | F7 Composite items | 2.01 | Frame / Woodwork | Length (m), Area (m²), Enumerated (nr) | AED | 61 | Fuzzy | ⚠ |  | Citywalk Plot 5.11 Main Works Contract BOQ (1).xlsx |  |  |  | CITYWALK PHASE-05, PLOT 5.11 | Residential | CITYWALK RESIDENTIAL 1 LLC
186 | D | Overall size 940 x 600 x 465mm high; vanity unit; to apartment unit bathroom | 21 | Nr. | 2148 | 45108 | F — Woodwork | F | F03 | F0301 | F3 Boarding and flooring | 2.01 | Frame / Woodwork | Length (m), Area (m²), Enumerated (nr) | AED | 60 | Fuzzy | ⚠ |  | Citywalk Plot 5.11 Main Works Contract BOQ (1).xlsx |  |  |  | CITYWALK PHASE-05, PLOT 5.11 | Residential | CITYWALK RESIDENTIAL 1 LLC
188 | E | Overall size 1050 x 600 x 465mm high; vanity unit; to apartment unit bathroom | 21 | Nr. | 2400 | 50400 | F — Woodwork | F | F07 | F0701 | F7 Composite items | 2.01 | Frame / Woodwork | Length (m), Area (m²), Enumerated (nr) | AED | 60 | Fuzzy | ⚠ |  | Citywalk Plot 5.11 Main Works Contract BOQ (1).xlsx |  |  |  | CITYWALK PHASE-05, PLOT 5.11 | Residential | CITYWALK RESIDENTIAL 1 LLC
190 | F | Overall size 1100 x 600 x 465mm high; vanity unit; to apartment unit bathroom | 5 | Nr. | 2515 | 12575 | F — Woodwork | F | F07 | F0701 | F7 Composite items | 2.01 | Frame / Woodwork | Length (m), Area (m²), Enumerated (nr) | AED | 60 | Fuzzy | ⚠ |  | Citywalk Plot 5.11 Main Works Contract BOQ (1).xlsx |  |  |  | CITYWALK PHASE-05, PLOT 5.11 | Residential | CITYWALK RESIDENTIAL 1 LLC
192 | G | Overall size 1150 x 600 x 465mm high; vanity unit; to apartment unit bathroom | 3 | Nr. | 2629 | 7887 | F — Woodwork | F | F07 | F0701 | F7 Composite items | 2.01 | Frame / Woodwork | Length (m), Area (m²), Enumerated (nr) | AED | 60 | Fuzzy | ⚠ |  | Citywalk Plot 5.11 Main Works Contract BOQ (1).xlsx |  |  |  | CITYWALK PHASE-05, PLOT 5.11 | Residential | CITYWALK RESIDENTIAL 1 LLC
194 | H | Overall size 1300 x 600 x 465mm high; vanity unit; to apartment unit bathroom | 47 | Nr. | 2971 | 139637 | F — Woodwork | F | F07 | F0701 | F7 Composite items | 2.01 | Frame / Woodwork | Length (m), Area (m²), Enumerated (nr) | AED | 60 | Fuzzy | ⚠ |  | Citywalk Plot 5.11 Main Works Contract BOQ (1).xlsx |  |  |  | CITYWALK PHASE-05, PLOT 5.11 | Residential | CITYWALK RESIDENTIAL 1 LLC
196 | J | Overall size 1450 x 600 x 465mm high; vanity unit; to apartment unit bathroom | 3 | Nr. | 3314 | 9942 | F — Woodwork | F | F03 | F0301 | F3 Boarding and flooring | 2.01 | Frame / Woodwork | Length (m), Area (m²), Enumerated (nr) | AED | 60 | Fuzzy | ⚠ |  | Citywalk Plot 5.11 Main Works Contract BOQ (1).xlsx |  |  |  | CITYWALK PHASE-05, PLOT 5.11 | Residential | CITYWALK RESIDENTIAL 1 LLC
198 | K | Overall size 1550 x 600 x 465mm high; vanity unit; to apartment unit bathroom | 7 | Nr. | 3543 | 24801 | F — Woodwork | F | F07 | F0701 | F7 Composite items | 2.01 | Frame / Woodwork | Length (m), Area (m²), Enumerated (nr) | AED | 60 | Fuzzy | ⚠ |  | Citywalk Plot 5.11 Main Works Contract BOQ (1).xlsx |  |  |  | CITYWALK PHASE-05, PLOT 5.11 | Residential | CITYWALK RESIDENTIAL 1 LLC
209 |  |  |  | To Collection AED |  | 321666 | [8 empty] | AED |  |  |  |  | Citywalk Plot 5.11 Main Works Contract BOQ (1).xlsx |  |  |  | CITYWALK PHASE-05, PLOT 5.11 | Residential | CITYWALK RESIDENTIAL 1 LLC
▸ COMPOSITE ITEMS (Cont'd)
215 | A | Overall size 1700 x 600 x 465mm high; vanity unit; to apartment unit bathroom | 21 | Nr. | 3885 | 81585 | F — Woodwork | F | F07 | F0701 | F7 Composite items | 2.01 | Frame / Woodwork | Length (m), Area (m²), Enumerated (nr) | AED | 60 | Fuzzy | ⚠ |  | Citywalk Plot 5.11 Main Works Contract BOQ (1).xlsx |  |  |  | CITYWALK PHASE-05, PLOT 5.11 | Residential | CITYWALK RESIDENTIAL 1 LLC
217 | B | Overall size 1760 x 600 x 465mm high; vanity unit; to apartment unit bathroom | 7 | Nr. | 4023 | 28161 | F — Woodwork | F | F07 | F0701 | F7 Composite items | 2.01 | Frame / Woodwork | Length (m), Area (m²), Enumerated (nr) | AED | 60 | Fuzzy | ⚠ |  | Citywalk Plot 5.11 Main Works Contract BOQ (1).xlsx |  |  |  | CITYWALK PHASE-05, PLOT 5.11 | Residential | CITYWALK RESIDENTIAL 1 LLC
219 | C | Overall size 1790 x 600 x 465mm high; vanity unit; to apartment unit bathroom | 21 | Nr. | 4091 | 85911 | F — Woodwork | F | F07 | F0701 | F7 Composite items | 2.01 | Frame / Woodwork | Length (m), Area (m²), Enumerated (nr) | AED | 60 | Fuzzy | ⚠ |  | Citywalk Plot 5.11 Main Works Contract BOQ (1).xlsx |  |  |  | CITYWALK PHASE-05, PLOT 5.11 | Residential | CITYWALK RESIDENTIAL 1 LLC
221 | D | Overall size 1850 x 600 x 465mm high; vanity unit; to apartment unit bathroom | 1 | Nr. | 4228 | 4228 | F — Woodwork | F | F07 | F0701 | F7 Composite items | 2.01 | Frame / Woodwork | Length (m), Area (m²), Enumerated (nr) | AED | 60 | Fuzzy | ⚠ |  | Citywalk Plot 5.11 Main Works Contract BOQ (1).xlsx |  |  |  | CITYWALK PHASE-05, PLOT 5.11 | Residential | CITYWALK RESIDENTIAL 1 LLC
223 | E | Overall size 1880 x 600 x 465mm high; vanity unit; to apartment unit bathroom | 3 | Nr. | 4297 | 12891 | F — Woodwork | F | F07 | F0701 | F7 Composite items | 2.01 | Frame / Woodwork | Length (m), Area (m²), Enumerated (nr) | AED | 60 | Fuzzy | ⚠ |  | Citywalk Plot 5.11 Main Works Contract BOQ (1).xlsx |  |  |  | CITYWALK PHASE-05, PLOT 5.11 | Residential | CITYWALK RESIDENTIAL 1 LLC
225 | F | Overall size 1930 x 500 x 465mm high; vanity unit; to apartment unit bathroom | 3 | Nr. | 4411 | 13233 | F — Woodwork | F | F07 | F0701 | F7 Composite items | 2.01 | Frame / Woodwork | Length (m), Area (m²), Enumerated (nr) | AED | 60 | Fuzzy | ⚠ |  | Citywalk Plot 5.11 Main Works Contract BOQ (1).xlsx |  |  |  | CITYWALK PHASE-05, PLOT 5.11 | Residential | CITYWALK RESIDENTIAL 1 LLC
227 | G | Overall size 1960 x 600 x 465mm high; vanity unit; to apartment unit bathroom | 2 | Nr. | 4480 | 8960 | F — Woodwork | F | F07 | F0701 | F7 Composite items | 2.01 | Frame / Woodwork | Length (m), Area (m²), Enumerated (nr) | AED | 60 | Fuzzy | ⚠ |  | Citywalk Plot 5.11 Main Works Contract BOQ (1).xlsx |  |  |  | CITYWALK PHASE-05, PLOT 5.11 | Residential | CITYWALK RESIDENTIAL 1 LLC
229 | H | Overall size 2310 x 600 x 465mm high; vanity unit; to apartment unit bathroom | 7 | Nr. | 5280 | 36960 | F — Woodwork | F | F07 | F0701 | F7 Composite items | 2.01 | Frame / Woodwork | Length (m), Area (m²), Enumerated (nr) | AED | 60 | Fuzzy | ⚠ |  | Citywalk Plot 5.11 Main Works Contract BOQ (1).xlsx |  |  |  | CITYWALK PHASE-05, PLOT 5.11 | Residential | CITYWALK RESIDENTIAL 1 LLC
231 | J | Overall size 860 x 500 x 850mm high; vanity unit; to powder room in apartment units | 7 | Nr. | 1966 | 13762 | F — Woodwork | F | F10 | F1001 | F10 Ironmongery | 2.01 | Frame / Woodwork | Length (m), Area (m²), Enumerated (nr) | AED | 65 | Fuzzy | ⚠ |  | Citywalk Plot 5.11 Main Works Contract BOQ (1).xlsx |  |  |  | CITYWALK PHASE-05, PLOT 5.11 | Residential | CITYWALK RESIDENTIAL 1 LLC
233 | K | Overall size 1220 x 500 x 850mm high; vanity unit; to powder room in apartment units | 1 | Nr. | 2789 | 2789 | F — Woodwork | F | F10 | F1001 | F10 Ironmongery | 2.01 | Frame / Woodwork | Length (m), Area (m²), Enumerated (nr) | AED | 65 | Fuzzy | ⚠ |  | Citywalk Plot 5.11 Main Works Contract BOQ (1).xlsx |  |  |  | CITYWALK PHASE-05, PLOT 5.11 | Residential | CITYWALK RESIDENTIAL 1 LLC
235 | L | Overall size 1350 x 500 x 850mm high; vanity unit; to powder room in apartment units | 3 | Nr. | 3086 | 9258 | F — Woodwork | F | F10 | F1001 | F10 Ironmongery | 2.01 | Frame / Woodwork | Length (m), Area (m²), Enumerated (nr) | AED | 65 | Fuzzy | ⚠ |  | Citywalk Plot 5.11 Main Works Contract BOQ (1).xlsx |  |  |  | CITYWALK PHASE-05, PLOT 5.11 | Residential | CITYWALK RESIDENTIAL 1 LLC
237 | M | Overall size 1390 x 500 x 850mm high; vanity unit; to powder room in apartment units | 1 | Nr. | 0 | Not Shown in Dwg | F — Woodwork | F | F10 | F1001 | F10 Ironmongery | 2.01 | Frame / Woodwork | Length (m), Area (m²), Enumerated (nr) | AED | 65 | Fuzzy | ⚠ |  | Citywalk Plot 5.11 Main Works Contract BOQ (1).xlsx |  |  |  | CITYWALK PHASE-05, PLOT 5.11 | Residential | CITYWALK RESIDENTIAL 1 LLC
246 |  |  |  | To Collection AED |  | 297738 | [8 empty] | AED |  |  |  |  | Citywalk Plot 5.11 Main Works Contract BOQ (1).xlsx |  |  |  | CITYWALK PHASE-05, PLOT 5.11 | Residential | CITYWALK RESIDENTIAL 1 LLC
▸ COMPOSITE ITEMS (Cont'd)
252 | A | Overall size 1430 x 500 x 850mm high; vanity unit; to powder room in apartment units | 1 | Nr. | 2148 | 2148 | F — Woodwork | F | F10 | F1001 | F10 Ironmongery | 2.01 | Frame / Woodwork | Length (m), Area (m²), Enumerated (nr) | AED | 65 | Fuzzy | ⚠ |  | Citywalk Plot 5.11 Main Works Contract BOQ (1).xlsx |  |  |  | CITYWALK PHASE-05, PLOT 5.11 | Residential | CITYWALK RESIDENTIAL 1 LLC
254 | B | Overall size 1830 x 500 x 850mm high; vanity unit; to powder room in apartment units | 7 | Nr. | 2148 | 15036 | F — Woodwork | F | F10 | F1001 | F10 Ironmongery | 2.01 | Frame / Woodwork | Length (m), Area (m²), Enumerated (nr) | AED | 65 | Fuzzy | ⚠ |  | Citywalk Plot 5.11 Main Works Contract BOQ (1).xlsx |  |  |  | CITYWALK PHASE-05, PLOT 5.11 | Residential | CITYWALK RESIDENTIAL 1 LLC
▸ WC Concealed Cistern wall to bathroom; comprising of engineered stone top (A-ST-02); including back panel, frames, supports and all necessary accessories
258 | C | Overall size 890 x 150 x 1200mm high;to bathroom in apartment 1BR type 1 | 40 | Nr. | 466 | 18640 | E — Metalwork | E | E03 | E0301 | E3 Non-structural metalwork | 3.01 | Metalwork – Handrail / Balustrade | Length (m) | AED | 90 | Rule | ✓ |  | Citywalk Plot 5.11 Main Works Contract BOQ (1).xlsx |  |  |  | CITYWALK PHASE-05, PLOT 5.11 | Residential | CITYWALK RESIDENTIAL 1 LLC
260 | D | Overall size 900 x 150 x 1200mm high;to bathroom in apartment 1BR type 2 | 7 | Nr. | 473 | 3311 | E — Metalwork | E | E03 | E0301 | E3 Non-structural metalwork | 3.01 | Metalwork – Handrail / Balustrade | Length (m) | AED | 90 | Rule | ✓ |  | Citywalk Plot 5.11 Main Works Contract BOQ (1).xlsx |  |  |  | CITYWALK PHASE-05, PLOT 5.11 | Residential | CITYWALK RESIDENTIAL 1 LLC
262 | E | Overall size 1280 x 150 x 1200mm high;to bathroom in apartment 1BR type 3 | 7 | Nr. | 671 | 4697 | E — Metalwork | E | E03 | E0301 | E3 Non-structural metalwork | 3.01 | Metalwork – Handrail / Balustrade | Length (m) | AED | 90 | Rule | ✓ |  | Citywalk Plot 5.11 Main Works Contract BOQ (1).xlsx |  |  |  | CITYWALK PHASE-05, PLOT 5.11 | Residential | CITYWALK RESIDENTIAL 1 LLC
264 | F | Overall size 850 x 150 x 1200mm high;to bathroom in apartment 1BR type 4 | 2 | Nr. | 454 | 908 | E — Metalwork | E | E03 | E0301 | E3 Non-structural metalwork | 3.01 | Metalwork – Handrail / Balustrade | Length (m) | AED | 90 | Rule | ✓ |  | Citywalk Plot 5.11 Main Works Contract BOQ (1).xlsx |  |  |  | CITYWALK PHASE-05, PLOT 5.11 | Residential | CITYWALK RESIDENTIAL 1 LLC
266 | G | Overall size 1850 x 150 x 1200mm high;to bathroom in apartment 2BR type 1 | 12 | Nr. | 960 | 11520 | E — Metalwork | E | E03 | E0301 | E3 Non-structural metalwork | 3.01 | Metalwork – Handrail / Balustrade | Length (m) | AED | 90 | Rule | ✓ |  | Citywalk Plot 5.11 Main Works Contract BOQ (1).xlsx |  |  |  | CITYWALK PHASE-05, PLOT 5.11 | Residential | CITYWALK RESIDENTIAL 1 LLC
268 | H | Overall size 1040 x 150 x 1200mm high;to bathroom in apartment 2BR type 1 | 12 | Nr. | 550 | 6600 | E — Metalwork | E | E03 | E0301 | E3 Non-structural metalwork | 3.01 | Metalwork – Handrail / Balustrade | Length (m) | AED | 90 | Rule | ✓ |  | Citywalk Plot 5.11 Main Works Contract BOQ (1).xlsx |  |  |  | CITYWALK PHASE-05, PLOT 5.11 | Residential | CITYWALK RESIDENTIAL 1 LLC
270 | J | Overall size 1850 x 150 x 1200mm high;to bathroom in apartment 2BR type 2 | 9 | Nr. | 960 | 8640 | E — Metalwork | E | E03 | E0301 | E3 Non-structural metalwork | 3.01 | Metalwork – Handrail / Balustrade | Length (m) | AED | 90 | Rule | ✓ |  | Citywalk Plot 5.11 Main Works Contract BOQ (1).xlsx |  |  |  | CITYWALK PHASE-05, PLOT 5.11 | Residential | CITYWALK RESIDENTIAL 1 LLC
272 | K | Overall size 1040 x 150 x 1200mm high;to bathroom in apartment 2BR type 2 | 9 | Nr. | 550 | 4950 | E — Metalwork | E | E03 | E0301 | E3 Non-structural metalwork | 3.01 | Metalwork – Handrail / Balustrade | Length (m) | AED | 90 | Rule | ✓ |  | Citywalk Plot 5.11 Main Works Contract BOQ (1).xlsx |  |  |  | CITYWALK PHASE-05, PLOT 5.11 | Residential | CITYWALK RESIDENTIAL 1 LLC
274 | L | Overall size 1990 x 150 x 1200mm high;to bathroom in apartment 2BR type 3 | 3 | Nr. | 1030 | 3090 | E — Metalwork | E | E03 | E0301 | E3 Non-structural metalwork | 3.01 | Metalwork – Handrail / Balustrade | Length (m) | AED | 90 | Rule | ✓ |  | Citywalk Plot 5.11 Main Works Contract BOQ (1).xlsx |  |  |  | CITYWALK PHASE-05, PLOT 5.11 | Residential | CITYWALK RESIDENTIAL 1 LLC
276 | M | Overall size 1200 x 150 x 1200mm high;to bathroom in apartment 2BR type 3 | 3 | Nr. | 631 | 1893 | E — Metalwork | E | E03 | E0301 | E3 Non-structural metalwork | 3.01 | Metalwork – Handrail / Balustrade | Length (m) | AED | 90 | Rule | ✓ |  | Citywalk Plot 5.11 Main Works Contract BOQ (1).xlsx |  |  |  | CITYWALK PHASE-05, PLOT 5.11 | Residential | CITYWALK RESIDENTIAL 1 LLC
278 | N | Overall size 1050 x 150 x 1200mm high;to bathroom in apartment 2BR + Maid type 1 | 18 | Nr. | 555 | 9990 | E — Metalwork | E | E03 | E0301 | E3 Non-structural metalwork | 3.01 | Metalwork – Handrail / Balustrade | Length (m) | AED | 90 | Rule | ✓ |  | Citywalk Plot 5.11 Main Works Contract BOQ (1).xlsx |  |  |  | CITYWALK PHASE-05, PLOT 5.11 | Residential | CITYWALK RESIDENTIAL 1 LLC
281 |  |  |  | To Collection AED |  | 91423 | [8 empty] | AED |  |  |  |  | Citywalk Plot 5.11 Main Works Contract BOQ (1).xlsx |  |  |  | CITYWALK PHASE-05, PLOT 5.11 | Residential | CITYWALK RESIDENTIAL 1 LLC
▸ COMPOSITE ITEMS (Cont'd)
287 | A | Overall size 880 x 150 x 1200mm high;to bathroom in apartment 2BR + Maid type 1 | 18 | Nr. | 469 | 8442 | E — Metalwork | E | E03 | E0301 | E3 Non-structural metalwork | 3.01 | Metalwork – Handrail / Balustrade | Length (m) | AED | 90 | Rule | ✓ |  | Citywalk Plot 5.11 Main Works Contract BOQ (1).xlsx |  |  |  | CITYWALK PHASE-05, PLOT 5.11 | Residential | CITYWALK RESIDENTIAL 1 LLC
289 | B | Overall size 1050 x 150 x 1200mm high;to bathroom in apartment 2BR + Maid type 2 | 3 | Nr. | 555 | 1665 | E — Metalwork | E | E03 | E0301 | E3 Non-structural metalwork | 3.01 | Metalwork – Handrail / Balustrade | Length (m) | AED | 90 | Rule | ✓ |  | Citywalk Plot 5.11 Main Works Contract BOQ (1).xlsx |  |  |  | CITYWALK PHASE-05, PLOT 5.11 | Residential | CITYWALK RESIDENTIAL 1 LLC
291 | C | Overall size 880 x 150 x 1200mm high;to bathroom in apartment 2BR + Maid type 2 | 3 | Nr. | 469 | 1407 | E — Metalwork | E | E03 | E0301 | E3 Non-structural metalwork | 3.01 | Metalwork – Handrail / Balustrade | Length (m) | AED | 90 | Rule | ✓ |  | Citywalk Plot 5.11 Main Works Contract BOQ (1).xlsx |  |  |  | CITYWALK PHASE-05, PLOT 5.11 | Residential | CITYWALK RESIDENTIAL 1 LLC
293 | D | Overall size 1440 x 150 x 1200mm high;to bathroom in apartment 2BR + Maid type 3 | 1 | Nr. | 751 | 751 | E — Metalwork | E | E03 | E0301 | E3 Non-structural metalwork | 3.01 | Metalwork – Handrail / Balustrade | Length (m) | AED | 90 | Rule | ✓ |  | Citywalk Plot 5.11 Main Works Contract BOQ (1).xlsx |  |  |  | CITYWALK PHASE-05, PLOT 5.11 | Residential | CITYWALK RESIDENTIAL 1 LLC
295 | E | Overall size 890 x 150 x 1200mm high;to bathroom in apartment 2BR + Maid type 3 | 1 | Nr. | 474 | 474 | E — Metalwork | E | E03 | E0301 | E3 Non-structural metalwork | 3.01 | Metalwork – Handrail / Balustrade | Length (m) | AED | 90 | Rule | ✓ |  | Citywalk Plot 5.11 Main Works Contract BOQ (1).xlsx |  |  |  | CITYWALK PHASE-05, PLOT 5.11 | Residential | CITYWALK RESIDENTIAL 1 LLC
297 | F | Overall size 1970 x 150 x 1200mm high;to bathroom in apartment 3BR type 1 | 7 | Nr. | 1020 | 7140 | E — Metalwork | E | E03 | E0301 | E3 Non-structural metalwork | 3.01 | Metalwork – Handrail / Balustrade | Length (m) | AED | 90 | Rule | ✓ |  | Citywalk Plot 5.11 Main Works Contract BOQ (1).xlsx |  |  |  | CITYWALK PHASE-05, PLOT 5.11 | Residential | CITYWALK RESIDENTIAL 1 LLC
299 | G | Overall size 1560 x 150 x 1200mm high;to bathroom in apartment 3BR type 1 | 7 | Nr. | 814 | 5698 | E — Metalwork | E | E03 | E0301 | E3 Non-structural metalwork | 3.01 | Metalwork – Handrail / Balustrade | Length (m) | AED | 90 | Rule | ✓ |  | Citywalk Plot 5.11 Main Works Contract BOQ (1).xlsx |  |  |  | CITYWALK PHASE-05, PLOT 5.11 | Residential | CITYWALK RESIDENTIAL 1 LLC
301 | H | Overall size 1930 x 150 x 1200mm high;to bathroom in apartment 3BR type 2 | 3 | Nr. | 1000 | 3000 | E — Metalwork | E | E03 | E0301 | E3 Non-structural metalwork | 3.01 | Metalwork – Handrail / Balustrade | Length (m) | AED | 90 | Rule | ✓ |  | Citywalk Plot 5.11 Main Works Contract BOQ (1).xlsx |  |  |  | CITYWALK PHASE-05, PLOT 5.11 | Residential | CITYWALK RESIDENTIAL 1 LLC
303 | J | Overall size 1380 x 150 x 1200mm high;to bathroom in apartment 3BR type 2 | 3 | Nr. | 713 | 2139 | E — Metalwork | E | E03 | E0301 | E3 Non-structural metalwork | 3.01 | Metalwork – Handrail / Balustrade | Length (m) | AED | 90 | Rule | ✓ |  | Citywalk Plot 5.11 Main Works Contract BOQ (1).xlsx |  |  |  | CITYWALK PHASE-05, PLOT 5.11 | Residential | CITYWALK RESIDENTIAL 1 LLC
305 | K | Overall size 1200 x 150 x 1200mm high;to bathroom in apartment 3BR type 2 | 3 | Nr. | 631 | 1893 | E — Metalwork | E | E03 | E0301 | E3 Non-structural metalwork | 3.01 | Metalwork – Handrail / Balustrade | Length (m) | AED | 90 | Rule | ✓ |  | Citywalk Plot 5.11 Main Works Contract BOQ (1).xlsx |  |  |  | CITYWALK PHASE-05, PLOT 5.11 | Residential | CITYWALK RESIDENTIAL 1 LLC
307 | L | Overall size 1950 x 150 x 1200mm high;to bathroom in apartment 3BR type 3 | 1 | Nr. | 1010 | 1010 | E — Metalwork | E | E03 | E0301 | E3 Non-structural metalwork | 3.01 | Metalwork – Handrail / Balustrade | Length (m) | AED | 90 | Rule | ✓ |  | Citywalk Plot 5.11 Main Works Contract BOQ (1).xlsx |  |  |  | CITYWALK PHASE-05, PLOT 5.11 | Residential | CITYWALK RESIDENTIAL 1 LLC
309 | M | Overall size 1050 x 150 x 1200mm high;to bathroom in apartment 3BR type 3 | 1 | Nr. | 555 | 555 | E — Metalwork | E | E03 | E0301 | E3 Non-structural metalwork | 3.01 | Metalwork – Handrail / Balustrade | Length (m) | AED | 90 | Rule | ✓ |  | Citywalk Plot 5.11 Main Works Contract BOQ (1).xlsx |  |  |  | CITYWALK PHASE-05, PLOT 5.11 | Residential | CITYWALK RESIDENTIAL 1 LLC
311 | N | Overall size 1260 x 150 x 1200mm high;to bathroom in apartment 3BR type 3 | 1 | Nr. | 661 | 661 | E — Metalwork | E | E03 | E0301 | E3 Non-structural metalwork | 3.01 | Metalwork – Handrail / Balustrade | Length (m) | AED | 90 | Rule | ✓ |  | Citywalk Plot 5.11 Main Works Contract BOQ (1).xlsx |  |  |  | CITYWALK PHASE-05, PLOT 5.11 | Residential | CITYWALK RESIDENTIAL 1 LLC
317 |  |  |  | To Collection AED |  | 34835 | [8 empty] | AED |  |  |  |  | Citywalk Plot 5.11 Main Works Contract BOQ (1).xlsx |  |  |  | CITYWALK PHASE-05, PLOT 5.11 | Residential | CITYWALK RESIDENTIAL 1 LLC
▸ COMPOSITE ITEMS (Cont'd)
323 | A | Overall size 1970 x 150 x 1200mm high;to bathroom in apartment 3BR type 4 | 1 | Nr. | 1020 | 1020 | E — Metalwork | E | E03 | E0301 | E3 Non-structural metalwork | 3.01 | Metalwork – Handrail / Balustrade | Length (m) | AED | 90 | Rule | ✓ |  | Citywalk Plot 5.11 Main Works Contract BOQ (1).xlsx |  |  |  | CITYWALK PHASE-05, PLOT 5.11 | Residential | CITYWALK RESIDENTIAL 1 LLC
325 | B | Overall size 1260 x 150 x 1200mm high;to bathroom in apartment 3BR type 4 | 1 | Nr. | 661 | 661 | E — Metalwork | E | E03 | E0301 | E3 Non-structural metalwork | 3.01 | Metalwork – Handrail / Balustrade | Length (m) | AED | 90 | Rule | ✓ |  | Citywalk Plot 5.11 Main Works Contract BOQ (1).xlsx |  |  |  | CITYWALK PHASE-05, PLOT 5.11 | Residential | CITYWALK RESIDENTIAL 1 LLC
327 | C | Overall size 1150 x 150 x 1200mm high;to bathroom in apartment 3BR type 4 | 1 | Nr. | 606 | 606 | E — Metalwork | E | E03 | E0301 | E3 Non-structural metalwork | 3.01 | Metalwork – Handrail / Balustrade | Length (m) | AED | 90 | Rule | ✓ |  | Citywalk Plot 5.11 Main Works Contract BOQ (1).xlsx |  |  |  | CITYWALK PHASE-05, PLOT 5.11 | Residential | CITYWALK RESIDENTIAL 1 LLC
▸ WC Concealed Cistern wall to powder room; comprising of engineered stone top (A-ST-02); including back panel, frames, supports and all necessary accessories
331 | D | Overall size 1120 x 150 x 1200mm high; to powder room in apartment 1BR type 3 | 7 | Nr. | 590 | 4130 | E — Metalwork | E | E03 | E0301 | E3 Non-structural metalwork | 3.01 | Metalwork – Handrail / Balustrade | Length (m) | AED | 90 | Rule | ✓ |  | Citywalk Plot 5.11 Main Works Contract BOQ (1).xlsx |  |  |  | CITYWALK PHASE-05, PLOT 5.11 | Residential | CITYWALK RESIDENTIAL 1 LLC
333 | E | Overall size 2100 x 150 x 1200mm high; to powder room in apartment 2BR + Maid type 3 | 1 | Nr. | 1086 | 1086 | E — Metalwork | E | E03 | E0301 | E3 Non-structural metalwork | 3.01 | Metalwork – Handrail / Balustrade | Length (m) | AED | 90 | Rule | ✓ |  | Citywalk Plot 5.11 Main Works Contract BOQ (1).xlsx |  |  |  | CITYWALK PHASE-05, PLOT 5.11 | Residential | CITYWALK RESIDENTIAL 1 LLC
335 | F | Overall size 1990 x 150 x 1200mm high; to powder room in apartment 3BR type 1 | 7 | Nr. | 1071 | 7497 | E — Metalwork | E | E03 | E0301 | E3 Non-structural metalwork | 3.01 | Metalwork – Handrail / Balustrade | Length (m) | AED | 90 | Rule | ✓ |  | Citywalk Plot 5.11 Main Works Contract BOQ (1).xlsx |  |  |  | CITYWALK PHASE-05, PLOT 5.11 | Residential | CITYWALK RESIDENTIAL 1 LLC
337 | G | Overall size 1250 x 150 x 1200mm high; to powder room in apartment 3BR type 2 | 3 | Nr. | 656 | 1968 | E — Metalwork | E | E03 | E0301 | E3 Non-structural metalwork | 3.01 | Metalwork – Handrail / Balustrade | Length (m) | AED | 90 | Rule | ✓ |  | Citywalk Plot 5.11 Main Works Contract BOQ (1).xlsx |  |  |  | CITYWALK PHASE-05, PLOT 5.11 | Residential | CITYWALK RESIDENTIAL 1 LLC
339 | H | Overall size 1220 x 150 x 1200mm high; to powder room in apartment 3BR type 3 | 1 | Nr. | 641 | 641 | E — Metalwork | E | E03 | E0301 | E3 Non-structural metalwork | 3.01 | Metalwork – Handrail / Balustrade | Length (m) | AED | 90 | Rule | ✓ |  | Citywalk Plot 5.11 Main Works Contract BOQ (1).xlsx |  |  |  | CITYWALK PHASE-05, PLOT 5.11 | Residential | CITYWALK RESIDENTIAL 1 LLC
341 | J | Overall size 1330 x 150 x 1200mm high; to powder room in apartment 3BR type 4 | 1 | Nr. | 698 | 698 | E — Metalwork | E | E03 | E0301 | E3 Non-structural metalwork | 3.01 | Metalwork – Handrail / Balustrade | Length (m) | AED | 90 | Rule | ✓ |  | Citywalk Plot 5.11 Main Works Contract BOQ (1).xlsx |  |  |  | CITYWALK PHASE-05, PLOT 5.11 | Residential | CITYWALK RESIDENTIAL 1 LLC
▸ Medicine cabinet (A-LM-03); including carcass, shelves, finishes, supporting structure, LED lighting channel, accessories and all ancillary works as necessary
345 | K | Overall size 1700 x 140 x 970mm high; to vanity unit in apartment unit bathroom | 21 | Nr. | 2134 | 44814 | F — Woodwork | F | F07 | F0702 | F7 Composite items | 2.01 | Frame / Woodwork | Length (m), Area (m²), Enumerated (nr) | AED | 60 | Fuzzy | ⚠ |  | Citywalk Plot 5.11 Main Works Contract BOQ (1).xlsx |  |  |  | CITYWALK PHASE-05, PLOT 5.11 | Residential | CITYWALK RESIDENTIAL 1 LLC
350 |  |  |  | To Collection AED |  | 63121 | [8 empty] | AED |  |  |  |  | Citywalk Plot 5.11 Main Works Contract BOQ (1).xlsx |  |  |  | CITYWALK PHASE-05, PLOT 5.11 | Residential | CITYWALK RESIDENTIAL 1 LLC
▸ COMPOSITE ITEMS (Cont'd)
356 | A | Overall size 1760 x 140 x 970mm high; to vanity unit in apartment unit bathroom | 7 | Nr. | 2209 | 15463 | F — Woodwork | F | F07 | F0702 | F7 Composite items | 2.01 | Frame / Woodwork | Length (m), Area (m²), Enumerated (nr) | AED | 60 | Fuzzy | ⚠ |  | Citywalk Plot 5.11 Main Works Contract BOQ (1).xlsx |  |  |  | CITYWALK PHASE-05, PLOT 5.11 | Residential | CITYWALK RESIDENTIAL 1 LLC
358 | B | Overall size 1790 x 140 x 970mm high; to vanity unit in apartment unit bathroom | 21 | Nr. | 2246 | 47166 | F — Woodwork | F | F07 | F0702 | F7 Composite items | 2.01 | Frame / Woodwork | Length (m), Area (m²), Enumerated (nr) | AED | 60 | Fuzzy | ⚠ |  | Citywalk Plot 5.11 Main Works Contract BOQ (1).xlsx |  |  |  | CITYWALK PHASE-05, PLOT 5.11 | Residential | CITYWALK RESIDENTIAL 1 LLC
360 | C | Overall size 1850 x 140 x 970mm high; to vanity unit in apartment unit bathroom | 1 | Nr. | 2322 | 2322 | F — Woodwork | F | F07 | F0702 | F7 Composite items | 2.01 | Frame / Woodwork | Length (m), Area (m²), Enumerated (nr) | AED | 60 | Fuzzy | ⚠ |  | Citywalk Plot 5.11 Main Works Contract BOQ (1).xlsx |  |  |  | CITYWALK PHASE-05, PLOT 5.11 | Residential | CITYWALK RESIDENTIAL 1 LLC
362 | D | Overall size 1880 x 140 x 970mm high; to vanity unit in apartment unit bathroom | 3 | Nr. | 2360 | 7080 | F — Woodwork | F | F07 | F0702 | F7 Composite items | 2.01 | Frame / Woodwork | Length (m), Area (m²), Enumerated (nr) | AED | 60 | Fuzzy | ⚠ |  | Citywalk Plot 5.11 Main Works Contract BOQ (1).xlsx |  |  |  | CITYWALK PHASE-05, PLOT 5.11 | Residential | CITYWALK RESIDENTIAL 1 LLC
364 | E | Overall size 1930 x 140 x 970mm high; to vanity unit in apartment unit bathroom | 3 | Nr. | 2422 | 7266 | F — Woodwork | F | F07 | F0702 | F7 Composite items | 2.01 | Frame / Woodwork | Length (m), Area (m²), Enumerated (nr) | AED | 60 | Fuzzy | ⚠ |  | Citywalk Plot 5.11 Main Works Contract BOQ (1).xlsx |  |  |  | CITYWALK PHASE-05, PLOT 5.11 | Residential | CITYWALK RESIDENTIAL 1 LLC
366 | F | Overall size 1960 x 140 x 970mm high; to vanity unit in apartment unit bathroom | 2 | Nr. | 2460 | 4920 | F — Woodwork | F | F07 | F0702 | F7 Composite items | 2.01 | Frame / Woodwork | Length (m), Area (m²), Enumerated (nr) | AED | 60 | Fuzzy | ⚠ |  | Citywalk Plot 5.11 Main Works Contract BOQ (1).xlsx |  |  |  | CITYWALK PHASE-05, PLOT 5.11 | Residential | CITYWALK RESIDENTIAL 1 LLC
368 | G | Overall size 2310 x 140 x 970mm high; to vanity unit in apartment unit bathroom | 7 | Nr. | 2900 | 20300 | F — Woodwork | F | F07 | F0702 | F7 Composite items | 2.01 | Frame / Woodwork | Length (m), Area (m²), Enumerated (nr) | AED | 60 | Fuzzy | ⚠ |  | Citywalk Plot 5.11 Main Works Contract BOQ (1).xlsx |  |  |  | CITYWALK PHASE-05, PLOT 5.11 | Residential | CITYWALK RESIDENTIAL 1 LLC
▸ Bathtub joinery unit; comprising of engineered stone top (A-ST-02); including carcass, finishes, supporting structure, accessories and all ancillary works as necessary
372 | H | Overall size 4850 x 100 x 500mm high | 51 | Nr. | 2359 | 120309 | M — Furnishings | M | M01 | M0101 | M1 Generally | 4.01 | FF&E – Built-in Furniture/Shelving | Item | AED | 82 | AI | ⚠ |  | Citywalk Plot 5.11 Main Works Contract BOQ (1).xlsx |  |  |  | CITYWALK PHASE-05, PLOT 5.11 | Residential | CITYWALK RESIDENTIAL 1 LLC
389 |  |  |  | To Collection AED |  | 224826 | [8 empty] | AED |  |  |  |  | Citywalk Plot 5.11 Main Works Contract BOQ (1).xlsx |  |  |  | CITYWALK PHASE-05, PLOT 5.11 | Residential | CITYWALK RESIDENTIAL 1 LLC
▸ COMPOSITE ITEMS (Cont'd)
▸ Common areas
▸ Vanity unit; including carcass, worktop, skirting, finishes, accessories and all ancillary works as necessary
399 | A | 3000 x 600 x 250mm high; to male changing room | 1 | Nr. | 2290 | 2290 | M — Furnishings | M | M01 | M0102 | M1 Generally | 4.01 | FF&E – Fitted Bench/Storage – Male Changing Room | Item | AED | 80 | AI | ⚠ |  | Citywalk Plot 5.11 Main Works Contract BOQ (1).xlsx |  |  |  | CITYWALK PHASE-05, PLOT 5.11 | Residential | CITYWALK RESIDENTIAL 1 LLC
401 | B | Extra-over for stone top (C-ST-01); to male changing room | 3 | m² | 1478 | 4434 | M — Furnishings | M | M01 | M0103 | M1 Generally | 4.01 | FF&E – Stone Top Extra-over – Male Changing Room | Item | AED | 85 | AI | ✓ |  | Citywalk Plot 5.11 Main Works Contract BOQ (1).xlsx |  |  |  | CITYWALK PHASE-05, PLOT 5.11 | Residential | CITYWALK RESIDENTIAL 1 LLC
403 | C | 3050 x 600 x 250mm high; to female changing room | 1 | Nr. | 2329 | 2329 | M — Furnishings | M | M01 | M0102 | M1 Generally | 4.01 | FF&E – Fitted Bench/Storage – Female Changing Room | Item | AED | 80 | AI | ⚠ |  | Citywalk Plot 5.11 Main Works Contract BOQ (1).xlsx |  |  |  | CITYWALK PHASE-05, PLOT 5.11 | Residential | CITYWALK RESIDENTIAL 1 LLC
405 | D | Extra-over for stone top (C-ST-01); to female changing room | 3 | m² | 1489 | 4467 | M — Furnishings | M | M01 | M0103 | M1 Generally | 4.01 | FF&E – Stone Top Extra-over – Female Changing Room | Item | AED | 85 | AI | ✓ |  | Citywalk Plot 5.11 Main Works Contract BOQ (1).xlsx |  |  |  | CITYWALK PHASE-05, PLOT 5.11 | Residential | CITYWALK RESIDENTIAL 1 LLC
▸ WC boxing unit; including carcass, worktop, skirting, finishes, accessories and all ancillary works as necessary
409 | E | 1000 x 150 x 1200mm high; to female changing room | 2 | Nr. | 375 | 750 | E — Metalwork | E | E03 | E0301 | E3 Non-structural metalwork | 3.01 | Metalwork – Handrail / Balustrade | Length (m) | AED | 90 | Rule | ✓ |  | Citywalk Plot 5.11 Main Works Contract BOQ (1).xlsx |  |  |  | CITYWALK PHASE-05, PLOT 5.11 | Residential | CITYWALK RESIDENTIAL 1 LLC
411 | F | Extra-over for stone top | 1 | m² | 233 | 233 | M — Furnishings | M | M01 | M0103 | M1 Generally | 4.01 | FF&E – Stone Top Extra-over | Item | AED | 75 | AI | ⚠ |  | Citywalk Plot 5.11 Main Works Contract BOQ (1).xlsx |  |  |  | CITYWALK PHASE-05, PLOT 5.11 | Residential | CITYWALK RESIDENTIAL 1 LLC
413 | G | 1050 x 150 x 1200mm high; to male changing room | 2 | Nr. | 0 | Not shown in drawing | E — Metalwork | E | E03 | E0301 | E3 Non-structural metalwork | 3.01 | Metalwork – Handrail / Balustrade | Length (m) | AED | 90 | Rule | ✓ |  | Citywalk Plot 5.11 Main Works Contract BOQ (1).xlsx |  |  |  | CITYWALK PHASE-05, PLOT 5.11 | Residential | CITYWALK RESIDENTIAL 1 LLC
415 | H | Extra-over for stone top | 1 | m² | 233 | 233 | M — Furnishings | M | M01 | M0103 | M1 Generally | 4.01 | FF&E – Stone Top Extra-over | Item | AED | 75 | AI | ⚠ |  | Citywalk Plot 5.11 Main Works Contract BOQ (1).xlsx |  |  |  | CITYWALK PHASE-05, PLOT 5.11 | Residential | CITYWALK RESIDENTIAL 1 LLC
428 |  |  |  | To Collection AED |  | 14736 | [8 empty] | AED |  |  |  |  | Citywalk Plot 5.11 Main Works Contract BOQ (1).xlsx |  |  |  | CITYWALK PHASE-05, PLOT 5.11 | Residential | CITYWALK RESIDENTIAL 1 LLC
▸ COMPOSITE ITEMS (Cont'd)
▸ Lockers; including carcass, shelvings, skirting, doors, ironmongery, finishes, accessories and all ancillary works as necessary;
436 | A | 1200 x 400 x 2420mm high (C-JO-05); C-LM-01 | 1 | Nr. | 0 | Not shown in drawing | M — Furnishings | M | M01 | M0101 | M1 Generally | 4.01 | FF&E – Built-in Joinery Unit/Wardrobe | Item | AED | 88 | AI | ✓ |  | Citywalk Plot 5.11 Main Works Contract BOQ (1).xlsx |  |  |  | CITYWALK PHASE-05, PLOT 5.11 | Residential | CITYWALK RESIDENTIAL 1 LLC
438 | B | 1200 x 400 x 2420mm high (C-JO-04); C-LM-01 | 1 | Nr. | 3655 | 3655 | M — Furnishings | M | M01 | M0101 | M1 Generally | 4.01 | FF&E – Built-in Joinery Unit/Wardrobe | Item | AED | 88 | AI | ✓ |  | Citywalk Plot 5.11 Main Works Contract BOQ (1).xlsx |  |  |  | CITYWALK PHASE-05, PLOT 5.11 | Residential | CITYWALK RESIDENTIAL 1 LLC
▸ Bench with upholstery (C-JO-07E); including frames, supports, finishings, fittings and all ancillary works
442 | C | 1210 x 600 x 2600mm high | 1 | Nr. | 0 | Not shown in drawing | M — Furnishings | M | M01 | M0101 | M1 Generally | 4.01 | FF&E – Built-in Joinery Unit/Wardrobe | Item | AED | 85 | AI | ✓ |  | Citywalk Plot 5.11 Main Works Contract BOQ (1).xlsx |  |  |  | CITYWALK PHASE-05, PLOT 5.11 | Residential | CITYWALK RESIDENTIAL 1 LLC
▸ Shower seat; including frames, supports, finishings, fittings and all ancillary works
446 | D | 800 x 300 x 400mm high | 1 | Nr. | 4000 | 4000 | M — Furnishings | M | M01 | M0102 | M1 Generally | 4.01 | FF&E – Small Storage/Cabinet Unit | Item | AED | 78 | AI | ⚠ |  | Citywalk Plot 5.11 Main Works Contract BOQ (1).xlsx |  |  |  | CITYWALK PHASE-05, PLOT 5.11 | Residential | CITYWALK RESIDENTIAL 1 LLC
448 | E | 920 x 300 x 400mm high | 1 | Nr. | 4600 | 4600 | M — Furnishings | M | M01 | M0102 | M1 Generally | 4.01 | FF&E – Small Storage/Cabinet Unit | Item | AED | 78 | AI | ⚠ |  | Citywalk Plot 5.11 Main Works Contract BOQ (1).xlsx |  |  |  | CITYWALK PHASE-05, PLOT 5.11 | Residential | CITYWALK RESIDENTIAL 1 LLC
470 |  |  |  | To Collection AED |  | 12255 | [8 empty] | AED |  |  |  |  | Citywalk Plot 5.11 Main Works Contract BOQ (1).xlsx |  |  |  | CITYWALK PHASE-05, PLOT 5.11 | Residential | CITYWALK RESIDENTIAL 1 LLC
▸ GENERALLY
476 | A | Allow for any other works which are not included above and which are required to complete the Woodwork in accordance with the Specification and the Drawings (Tenderer to list below) | 0 | Item | 0 | 0 | A — General Requirements | A | A01 | A0101 | Conditions of contract | 9.01 | Preliminaries – Contingency | Item | AED | 90 | Rule | ✓ |  | Citywalk Plot 5.11 Main Works Contract BOQ (1).xlsx |  |  |  | CITYWALK PHASE-05, PLOT 5.11 | Residential | CITYWALK RESIDENTIAL 1 LLC
▸ Additional items
480 | A | Locker; 1500 x 400 x 2420mm high (C-JO-05); C-LM-01 | 1 | Nr. | 4569 | 4569 | M — Furnishings | M | M01 | M0101 | M1 Generally | 4.01 | FF&E – Locker Unit | Item | AED | 87 | AI | ✓ |  | Citywalk Plot 5.11 Main Works Contract BOQ (1).xlsx |  |  |  | CITYWALK PHASE-05, PLOT 5.11 | Residential | CITYWALK RESIDENTIAL 1 LLC
481 | B | Bench with upholstery (C-JO-07E);1210 x 600 x 2470mm high | 1 | Nr. | 6785 | 6785 | M — Furnishings | M | M01 | M0102 | M1 Generally | 4.01 | FF&E – Upholstered Bench | Item | AED | 86 | AI | ✓ |  | Citywalk Plot 5.11 Main Works Contract BOQ (1).xlsx |  |  |  | CITYWALK PHASE-05, PLOT 5.11 | Residential | CITYWALK RESIDENTIAL 1 LLC
485 | 3/F/8/A | Overall size 1700 x 600 x 465mm high; vanity unit; to apartment unit bathroom | -1 | Nr. | 3885 | -3885 | F — Woodwork | F | F07 | F0701 | F7 Composite items | 2.01 | Frame / Woodwork | Length (m), Area (m²), Enumerated (nr) | AED | 60 | Fuzzy | ⚠ |  | Citywalk Plot 5.11 Main Works Contract BOQ (1).xlsx |  |  |  | CITYWALK PHASE-05, PLOT 5.11 | Residential | CITYWALK RESIDENTIAL 1 LLC
486 | 3/F/8/E | Overall size 1880 x 600 x 465mm high; vanity unit; to apartment unit bathroom | 1 | Nr. | 4297 | 4297 | F — Woodwork | F | F07 | F0701 | F7 Composite items | 2.01 | Frame / Woodwork | Length (m), Area (m²), Enumerated (nr) | AED | 60 | Fuzzy | ⚠ |  | Citywalk Plot 5.11 Main Works Contract BOQ (1).xlsx |  |  |  | CITYWALK PHASE-05, PLOT 5.11 | Residential | CITYWALK RESIDENTIAL 1 LLC
487 | 3/F/9/A | Overall size 1430 x 500 x 850mm high; vanity unit; to powder room in apartment units | 1 | Nr. | 2148 | 2148 | F — Woodwork | F | F10 | F1001 | F10 Ironmongery | 2.01 | Frame / Woodwork | Length (m), Area (m²), Enumerated (nr) | AED | 65 | Fuzzy | ⚠ |  | Citywalk Plot 5.11 Main Works Contract BOQ (1).xlsx |  |  |  | CITYWALK PHASE-05, PLOT 5.11 | Residential | CITYWALK RESIDENTIAL 1 LLC
488 | 3/F/11/K | Medicine cabinet; Overall size 1700 x 140 x 970mm high; to vanity unit in apartment unit bathroom | -1 | Nr. | 2134 | -2134 | F — Woodwork | F | F03 | F0301 | F3 Boarding and flooring | 2.01 | Frame / Woodwork | Length (m), Area (m²), Enumerated (nr) | AED | 62 | Fuzzy | ⚠ |  | Citywalk Plot 5.11 Main Works Contract BOQ (1).xlsx |  |  |  | CITYWALK PHASE-05, PLOT 5.11 | Residential | CITYWALK RESIDENTIAL 1 LLC
489 | 3/F/12/D | Overall size 1880 x 140 x 970mm high; to vanity unit in apartment unit bathroom | 1 | Nr. | 2360 | 2360 | F — Woodwork | F | F07 | F0702 | F7 Composite items | 2.01 | Frame / Woodwork | Length (m), Area (m²), Enumerated (nr) | AED | 60 | Fuzzy | ⚠ |  | Citywalk Plot 5.11 Main Works Contract BOQ (1).xlsx |  |  |  | CITYWALK PHASE-05, PLOT 5.11 | Residential | CITYWALK RESIDENTIAL 1 LLC
512 |  |  |  | To Collection AED |  | 14140 | [8 empty] | AED |  |  |  |  | Citywalk Plot 5.11 Main Works Contract BOQ (1).xlsx |  |  |  | CITYWALK PHASE-05, PLOT 5.11 | Residential | CITYWALK RESIDENTIAL 1 LLC
515 |  | COLLECTION | [12 empty] | AED |  |  |  |  | Citywalk Plot 5.11 Main Works Contract BOQ (1).xlsx |  |  |  | CITYWALK PHASE-05, PLOT 5.11 | Residential | CITYWALK RESIDENTIAL 1 LLC
517 |  | Page 3/F/1 |  |  |  | 1180656 | [8 empty] | AED |  |  |  |  | Citywalk Plot 5.11 Main Works Contract BOQ (1).xlsx |  |  |  | CITYWALK PHASE-05, PLOT 5.11 | Residential | CITYWALK RESIDENTIAL 1 LLC
519 |  | Page 3/F/2 |  |  |  | 945982 | [8 empty] | AED |  |  |  |  | Citywalk Plot 5.11 Main Works Contract BOQ (1).xlsx |  |  |  | CITYWALK PHASE-05, PLOT 5.11 | Residential | CITYWALK RESIDENTIAL 1 LLC
521 |  | Page 3/F/3 |  |  |  | 365703 | [8 empty] | AED |  |  |  |  | Citywalk Plot 5.11 Main Works Contract BOQ (1).xlsx |  |  |  | CITYWALK PHASE-05, PLOT 5.11 | Residential | CITYWALK RESIDENTIAL 1 LLC
523 |  | Page 3/F/4 |  |  |  | 615066 | [8 empty] | AED |  |  |  |  | Citywalk Plot 5.11 Main Works Contract BOQ (1).xlsx |  |  |  | CITYWALK PHASE-05, PLOT 5.11 | Residential | CITYWALK RESIDENTIAL 1 LLC
525 |  | Page 3/F/5 |  |  |  | 962580 | [8 empty] | AED |  |  |  |  | Citywalk Plot 5.11 Main Works Contract BOQ (1).xlsx |  |  |  | CITYWALK PHASE-05, PLOT 5.11 | Residential | CITYWALK RESIDENTIAL 1 LLC
527 |  | Page 3/F/6 |  |  |  | 399912 | [8 empty] | AED |  |  |  |  | Citywalk Plot 5.11 Main Works Contract BOQ (1).xlsx |  |  |  | CITYWALK PHASE-05, PLOT 5.11 | Residential | CITYWALK RESIDENTIAL 1 LLC
529 |  | Page 3/F/7 |  |  |  | 321666 | [8 empty] | AED |  |  |  |  | Citywalk Plot 5.11 Main Works Contract BOQ (1).xlsx |  |  |  | CITYWALK PHASE-05, PLOT 5.11 | Residential | CITYWALK RESIDENTIAL 1 LLC
531 |  | Page 3/F/8 |  |  |  | 297738 | [8 empty] | AED |  |  |  |  | Citywalk Plot 5.11 Main Works Contract BOQ (1).xlsx |  |  |  | CITYWALK PHASE-05, PLOT 5.11 | Residential | CITYWALK RESIDENTIAL 1 LLC
533 |  | Page 3/F/9 |  |  |  | 91423 | [8 empty] | AED |  |  |  |  | Citywalk Plot 5.11 Main Works Contract BOQ (1).xlsx |  |  |  | CITYWALK PHASE-05, PLOT 5.11 | Residential | CITYWALK RESIDENTIAL 1 LLC
535 |  | Page 3/F/10 |  |  |  | 34835 | [8 empty] | AED |  |  |  |  | Citywalk Plot 5.11 Main Works Contract BOQ (1).xlsx |  |  |  | CITYWALK PHASE-05, PLOT 5.11 | Residential | CITYWALK RESIDENTIAL 1 LLC
537 |  | Page 3/F/11 |  |  |  | 63121 | [8 empty] | AED |  |  |  |  | Citywalk Plot 5.11 Main Works Contract BOQ (1).xlsx |  |  |  | CITYWALK PHASE-05, PLOT 5.11 | Residential | CITYWALK RESIDENTIAL 1 LLC
539 |  | Page 3/F/12 |  |  |  | 224826 | [8 empty] | AED |  |  |  |  | Citywalk Plot 5.11 Main Works Contract BOQ (1).xlsx |  |  |  | CITYWALK PHASE-05, PLOT 5.11 | Residential | CITYWALK RESIDENTIAL 1 LLC
541 |  | Page 3/F/13 |  |  |  | 14736 | [8 empty] | AED |  |  |  |  | Citywalk Plot 5.11 Main Works Contract BOQ (1).xlsx |  |  |  | CITYWALK PHASE-05, PLOT 5.11 | Residential | CITYWALK RESIDENTIAL 1 LLC
543 |  | Page 3/F/14 |  |  |  | 12255 | [8 empty] | AED |  |  |  |  | Citywalk Plot 5.11 Main Works Contract BOQ (1).xlsx |  |  |  | CITYWALK PHASE-05, PLOT 5.11 | Residential | CITYWALK RESIDENTIAL 1 LLC
545 |  | Page 3/F/15 |  |  |  | 14140 | [8 empty] | AED |  |  |  |  | Citywalk Plot 5.11 Main Works Contract BOQ (1).xlsx |  |  |  | CITYWALK PHASE-05, PLOT 5.11 | Residential | CITYWALK RESIDENTIAL 1 LLC
562 |  |  |  | Carried To Summary AED |  | 5544639 | [8 empty] | AED |  |  |  |  | Citywalk Plot 5.11 Main Works Contract BOQ (1).xlsx |  |  |  | CITYWALK PHASE-05, PLOT 5.11 | Residential | CITYWALK RESIDENTIAL 1 LLC
Items coded: 127 · Auto ✓: 84 · Flagged ⚠: 43 · Auto rate: 66%

## 3G
Citywalk Plot 5.11 Main Works Contract BOQ (1) · 3G
A–G = original bill data · H–S = POMI + NRM coding · T–AB = project metadata · ✓ ≥85% · ⚠ <85% = review
Row | REF | Description | Qty | Unit | Rate | Amount | POMI Section | Code 1 | Code 2 | Code 3 | POMI Sub Section | NRM | NRM Description | Measurement | Currency | Conf% | Stage | Flag | ACTION | BATCH | Country | City | Asset | Project | Type | Employer | Contract Type
▸ THERMAL AND MOISTURE PROTECTION
▸ COVERINGS AND LININGS
▸ Note: Refer to the following:
▸ 1. Drawings;
▸ DHRE0017-KP-XX-01-DWG-AR-101220_L01 OVERALL PLAN.9
▸ Internal Waterproofing
▸ Waterproofing to wet areas; including turn-ups, surface preparation, protection, accessories and all ancillary works as necessary
18 | A | To vertical surfaces; to apartment | 4625 | m² | 31 | 143375 | F — Woodwork | F | F04 | F0401 | F4 Grounds and battens | 3.01 | Woodwork – Cladding Panel | Area (m²) | AED | 85 | Rule | ✓ |  | Citywalk Plot 5.11 Main Works Contract BOQ (1).xlsx |  |  |  | CITYWALK PHASE-05, PLOT 5.11 | Residential | CITYWALK RESIDENTIAL 1 LLC
20 | B | To vertical surfaces; to common areas | 418 | m² | 31 | 12958 | F — Woodwork | F | F04 | F0401 | F4 Grounds and battens | 3.01 | Woodwork – Cladding Panel | Area (m²) | AED | 85 | Rule | ✓ |  | Citywalk Plot 5.11 Main Works Contract BOQ (1).xlsx |  |  |  | CITYWALK PHASE-05, PLOT 5.11 | Residential | CITYWALK RESIDENTIAL 1 LLC
▸ Waterproofing system; liquid waterproofing; including turn-ups, surface preparation, protection, accessories and all ancillary works as necessary
24 | C | To horizontal surfaces; to internal wet areas | 1453 | m² | 69 | 100257 | F — Woodwork | F | F04 | F0401 | F4 Grounds and battens | 3.01 | Woodwork – Cladding Panel | Area (m²) | AED | 85 | Rule | ✓ |  | Citywalk Plot 5.11 Main Works Contract BOQ (1).xlsx |  |  |  | CITYWALK PHASE-05, PLOT 5.11 | Residential | CITYWALK RESIDENTIAL 1 LLC
▸ Landscape waterproofing; On Slab
▸ Waterproofing system; to hardscape areas; surface preparation, protection, accessories and all ancillary works as necessary
30 | D | Anti-root waterproofing membrane; to horizontal | 62 | m² | 0 | N/A | F — Woodwork | F | F04 | F0401 | F4 Grounds and battens | 3.01 | Woodwork – Cladding Panel | Area (m²) | AED | 85 | Rule | ✓ |  | Citywalk Plot 5.11 Main Works Contract BOQ (1).xlsx |  |  |  | CITYWALK PHASE-05, PLOT 5.11 | Residential | CITYWALK RESIDENTIAL 1 LLC
32 | E | Anti-root waterproofing membrane; to vertical | 35 | m² | 0 | N/A | F — Woodwork | F | F04 | F0401 | F4 Grounds and battens | 3.01 | Woodwork – Cladding Panel | Area (m²) | AED | 85 | Rule | ✓ |  | Citywalk Plot 5.11 Main Works Contract BOQ (1).xlsx |  |  |  | CITYWALK PHASE-05, PLOT 5.11 | Residential | CITYWALK RESIDENTIAL 1 LLC
34 | F | Protection board; to planter walls; vertical | 35 | m² | 40 | 1400 | C — Concrete Work | C | C02 | C0201 | C2 Poured concrete | 2.01 | Upper Floors / Walls | Volume (m³) | AED | 93 | Rule | ✓ |  | Citywalk Plot 5.11 Main Works Contract BOQ (1).xlsx |  |  |  | CITYWALK PHASE-05, PLOT 5.11 | Residential | CITYWALK RESIDENTIAL 1 LLC
▸ Geotextile layer; including surface preparation, protection, accessories and all other ancillary works as necessary
38 | G | To horizontal; wrapped around drainage cell (measured separately); | 62 | m² | 13 | 806 | F — Woodwork | F | F04 | F0401 | F4 Grounds and battens | 3.01 | Woodwork – Cladding Panel | Area (m²) | AED | 85 | Rule | ✓ |  | Citywalk Plot 5.11 Main Works Contract BOQ (1).xlsx |  |  |  | CITYWALK PHASE-05, PLOT 5.11 | Residential | CITYWALK RESIDENTIAL 1 LLC
40 | H | To vertical | 35 | m² | 5 | 175 | F — Woodwork | F | F04 | F0401 | F4 Grounds and battens | 3.01 | Woodwork – Cladding Panel | Area (m²) | AED | 85 | Rule | ✓ |  | Citywalk Plot 5.11 Main Works Contract BOQ (1).xlsx |  |  |  | CITYWALK PHASE-05, PLOT 5.11 | Residential | CITYWALK RESIDENTIAL 1 LLC
44 |  |  |  | To Collection AED |  | 258971 | [8 empty] | AED |  |  |  |  | Citywalk Plot 5.11 Main Works Contract BOQ (1).xlsx |  |  |  | CITYWALK PHASE-05, PLOT 5.11 | Residential | CITYWALK RESIDENTIAL 1 LLC
▸ COVERINGS AND LININGS (Cont'd)
▸ Protection board; 6mm thick; with aluminium flashing/ termination strip and joint sealant; including all necessary accessories and fittings
52 | A | To horizontal surfaces; hardscape area | 91 | m² | 38 | 3458 | F — Woodwork | F | F04 | F0401 | F4 Grounds and battens | 3.01 | Woodwork – Cladding Panel | Area (m²) | AED | 85 | Rule | ✓ |  | Citywalk Plot 5.11 Main Works Contract BOQ (1).xlsx |  |  |  | CITYWALK PHASE-05, PLOT 5.11 | Residential | CITYWALK RESIDENTIAL 1 LLC
54 | B | To building external wall perimeter ; up to 300mm high (assumed) | 75 | m | 40 | 3000 | G — Thermal And Moisture Protection | G | G04 | G0402 | G4 Insulation | 2.05 | External Walls – Coverings & Linings | Length (m) | AED | 75 | AI | ⚠ |  | Citywalk Plot 5.11 Main Works Contract BOQ (1).xlsx |  |  |  | CITYWALK PHASE-05, PLOT 5.11 | Residential | CITYWALK RESIDENTIAL 1 LLC
▸ Geotextile layer; including all necessary accessories and fittings
58 | C | To horizontal surfaces; hardscape area | 91 | m² | 13 | 1183 | F — Woodwork | F | F04 | F0401 | F4 Grounds and battens | 3.01 | Woodwork – Cladding Panel | Area (m²) | AED | 85 | Rule | ✓ |  | Citywalk Plot 5.11 Main Works Contract BOQ (1).xlsx |  |  |  | CITYWALK PHASE-05, PLOT 5.11 | Residential | CITYWALK RESIDENTIAL 1 LLC
60 | D | To building external wall perimeter ; up to 300mm high (assumed) | 75 | m | 5 | 375 | G — Thermal And Moisture Protection | G | G02 | G0203 | G2 Coverings and linings | 2.05 | External Walls – Geotextile Membrane | Length (m) | AED | 78 | AI | ⚠ |  | Citywalk Plot 5.11 Main Works Contract BOQ (1).xlsx |  |  |  | CITYWALK PHASE-05, PLOT 5.11 | Residential | CITYWALK RESIDENTIAL 1 LLC
▸ Polyurethane Foam Protection Coatings to combo roof; including fixings, accessories and all ancillary works as necessary
64 | E | Horizontal surface | 1613 | m² | 0 | Included | F — Woodwork | F | F04 | F0401 | F4 Grounds and battens | 3.01 | Woodwork – Cladding Panel | Area (m²) | AED | 85 | Rule | ✓ |  | Citywalk Plot 5.11 Main Works Contract BOQ (1).xlsx |  |  |  | CITYWALK PHASE-05, PLOT 5.11 | Residential | CITYWALK RESIDENTIAL 1 LLC
66 | F | Vertical surface | 128 | m² | 0 | Included | F — Woodwork | F | F04 | F0401 | F4 Grounds and battens | 3.01 | Woodwork – Cladding Panel | Area (m²) | AED | 85 | Rule | ✓ |  | Citywalk Plot 5.11 Main Works Contract BOQ (1).xlsx |  |  |  | CITYWALK PHASE-05, PLOT 5.11 | Residential | CITYWALK RESIDENTIAL 1 LLC
▸ Brush applied liquid elastomeric UV protection coating to combo roof; including fixings, accessories and all ancillary works as necessary
70 | G | Horizontal surface | 1613 | m² | 0 | Included | F — Woodwork | F | F04 | F0401 | F4 Grounds and battens | 3.01 | Woodwork – Cladding Panel | Area (m²) | AED | 85 | Rule | ✓ |  | Citywalk Plot 5.11 Main Works Contract BOQ (1).xlsx |  |  |  | CITYWALK PHASE-05, PLOT 5.11 | Residential | CITYWALK RESIDENTIAL 1 LLC
72 | H | Vertical surface | 128 | m² | 0 | Included | F — Woodwork | F | F04 | F0401 | F4 Grounds and battens | 3.01 | Woodwork – Cladding Panel | Area (m²) | AED | 85 | Rule | ✓ |  | Citywalk Plot 5.11 Main Works Contract BOQ (1).xlsx |  |  |  | CITYWALK PHASE-05, PLOT 5.11 | Residential | CITYWALK RESIDENTIAL 1 LLC
▸ Needle punched non-woven polypropylene Geotextile to combo roof; including fixings, accessories and all ancillary works as necessary
76 | J | Horizontal surface | 1613 | m² | 0 | Included | F — Woodwork | F | F04 | F0401 | F4 Grounds and battens | 3.01 | Woodwork – Cladding Panel | Area (m²) | AED | 85 | Rule | ✓ |  | Citywalk Plot 5.11 Main Works Contract BOQ (1).xlsx |  |  |  | CITYWALK PHASE-05, PLOT 5.11 | Residential | CITYWALK RESIDENTIAL 1 LLC
78 | K | Vertical surface | 128 | m² | 0 | Included | F — Woodwork | F | F04 | F0401 | F4 Grounds and battens | 3.01 | Woodwork – Cladding Panel | Area (m²) | AED | 85 | Rule | ✓ |  | Citywalk Plot 5.11 Main Works Contract BOQ (1).xlsx |  |  |  | CITYWALK PHASE-05, PLOT 5.11 | Residential | CITYWALK RESIDENTIAL 1 LLC
81 |  |  |  | To Collection AED |  | 8016 | [8 empty] | AED |  |  |  |  | Citywalk Plot 5.11 Main Works Contract BOQ (1).xlsx |  |  |  | CITYWALK PHASE-05, PLOT 5.11 | Residential | CITYWALK RESIDENTIAL 1 LLC
▸ COVERINGS AND LININGS (Cont'd)
▸ Pure acrylic external paint over sand cement plaster including fabric reinforcement; including fixings, accessories and all ancillary works as necessary
89 | A | Horizontal surface | 1613 | m² | 0 | Included | F — Woodwork | F | F04 | F0401 | F4 Grounds and battens | 3.01 | Woodwork – Cladding Panel | Area (m²) | AED | 85 | Rule | ✓ |  | Citywalk Plot 5.11 Main Works Contract BOQ (1).xlsx |  |  |  | CITYWALK PHASE-05, PLOT 5.11 | Residential | CITYWALK RESIDENTIAL 1 LLC
91 | B | Vertical surface | 128 | m² | 0 | Included | F — Woodwork | F | F04 | F0401 | F4 Grounds and battens | 3.01 | Woodwork – Cladding Panel | Area (m²) | AED | 85 | Rule | ✓ |  | Citywalk Plot 5.11 Main Works Contract BOQ (1).xlsx |  |  |  | CITYWALK PHASE-05, PLOT 5.11 | Residential | CITYWALK RESIDENTIAL 1 LLC
▸ 100x 100mm angle fillet over bonding agent; to combo roof; including sealant, fixings, accessories and all ancillary works as necessary
95 | C | Horizontal surface | 813 | m | 0 | Included | F — Woodwork | F | F04 | F0401 | F4 Grounds and battens | 3.01 | Woodwork – Cladding Panel | Area (m²) | AED | 85 | Rule | ✓ |  | Citywalk Plot 5.11 Main Works Contract BOQ (1).xlsx |  |  |  | CITYWALK PHASE-05, PLOT 5.11 | Residential | CITYWALK RESIDENTIAL 1 LLC
▸ External Waterproofing
▸ Waterproofing system; liquid waterproofing; including surface preparation, protection, accessories and all ancillary works as necessary
101 | D | To horizontal surfaces; to balcony | 2414 | m² | 69 | 166566 | F — Woodwork | F | F04 | F0401 | F4 Grounds and battens | 3.01 | Woodwork – Cladding Panel | Area (m²) | AED | 85 | Rule | ✓ |  | Citywalk Plot 5.11 Main Works Contract BOQ (1).xlsx |  |  |  | CITYWALK PHASE-05, PLOT 5.11 | Residential | CITYWALK RESIDENTIAL 1 LLC
▸ Waterproofing; waterproofing membrane; refer specification section 07 10 00
105 | E | To facade | 2505 | m² | 60 | 150300 | G — Thermal And Moisture Protection | G | G01 | G0101 | G1 Generally | 2.05 | External Walls – Waterproofing Membrane | Area (m²) | AED | 82 | AI | ⚠ |  | Citywalk Plot 5.11 Main Works Contract BOQ (1).xlsx |  |  |  | CITYWALK PHASE-05, PLOT 5.11 | Residential | CITYWALK RESIDENTIAL 1 LLC
▸ Sundries
109 | F | Allow for testing waterproofing system | 1 | Item | 15000 | 15000 | A — General Requirements | A | A09 | A0901 | Sundry items | 9.01 | Preliminaries / General Requirements | Item | AED | 67 | Fuzzy | ⚠ |  | Citywalk Plot 5.11 Main Works Contract BOQ (1).xlsx |  |  |  | CITYWALK PHASE-05, PLOT 5.11 | Residential | CITYWALK RESIDENTIAL 1 LLC
111 | G | Allow for treatment around RWO and drain outlets | 1 | Item | 10000 | 10000 | A — General Requirements | A | A07 | A0701 | Contractor's facilities | 9.01 | Preliminaries / General Requirements | Item | AED | 68 | Fuzzy | ⚠ |  | Citywalk Plot 5.11 Main Works Contract BOQ (1).xlsx |  |  |  | CITYWALK PHASE-05, PLOT 5.11 | Residential | CITYWALK RESIDENTIAL 1 LLC
113 | H | Allow for providing openings for service pipes including necessary membrane, mastic and sealant | 1 | Item | 20000 | 20000 | A — General Requirements | A | A07 | A0701 | Contractor's facilities | 9.01 | Preliminaries / General Requirements | Item | AED | 69 | Fuzzy | ⚠ |  | Citywalk Plot 5.11 Main Works Contract BOQ (1).xlsx |  |  |  | CITYWALK PHASE-05, PLOT 5.11 | Residential | CITYWALK RESIDENTIAL 1 LLC
118 |  |  |  | To Collection AED |  | 361866 | [8 empty] | AED |  |  |  |  | Citywalk Plot 5.11 Main Works Contract BOQ (1).xlsx |  |  |  | CITYWALK PHASE-05, PLOT 5.11 | Residential | CITYWALK RESIDENTIAL 1 LLC
▸ INSULATION
▸ Note: Refer to the following:
▸ 1. Specification;
▸ DHRE0017-KP-XX-XX-SPC-MW-108001_Architectural, ID and Civil Specs
▸ 2.Drawings;
▸ DHRE0017-KP-XX-01-DWG-AR-101302 to 101309
▸ Mineral wool insulation; 100mm thick; foil faced; fixed to soffit; to CF-08 and C-PT-02
136 | A | To ceiling soffit | 1599 | m² | 69 | 110331 | J — Finishes | J | J02 | J0201 | J2 Backgrounds | 3.01 | Internal Finishes | Area (m²), Length (m) | AED | 79 | Fuzzy | ⚠ |  | Citywalk Plot 5.11 Main Works Contract BOQ (1).xlsx |  |  |  | CITYWALK PHASE-05, PLOT 5.11 | Residential | CITYWALK RESIDENTIAL 1 LLC
▸ Acoustic resilient insulation; including all necessary related items and work
140 | B | To apartment floors; 6mm thick | 6922 | m² | 39 | 269958 | G — Thermal And Moisture Protection | G | G03 | G0304 | G3 Damp-proof courses | 3.01 | Finishes – Acoustic Insulation (Floor) | Area (m²) | AED | 80 | AI | ⚠ |  | Citywalk Plot 5.11 Main Works Contract BOQ (1).xlsx |  |  |  | CITYWALK PHASE-05, PLOT 5.11 | Residential | CITYWALK RESIDENTIAL 1 LLC
▸ Acoustic resilient insulation; including all necessary related items and work
144 | C | To gymnasium; 15mm thick | 18 | m² | 125 | 2250 | G — Thermal And Moisture Protection | G | G03 | G0304 | G3 Damp-proof courses | 3.01 | Finishes – Acoustic Insulation (Gymnasium) | Area (m²) | AED | 80 | AI | ⚠ |  | Citywalk Plot 5.11 Main Works Contract BOQ (1).xlsx |  |  |  | CITYWALK PHASE-05, PLOT 5.11 | Residential | CITYWALK RESIDENTIAL 1 LLC
▸ Polyurethane foam insulating layer; spray applied PU insulation; including fixings, accessories and all ancillary works as necessary
148 | D | 150mm thick; to combo roof | 1613 | m² | 175 | 282275 | G — Thermal And Moisture Protection | G | G03 | G0305 | G3 Damp-proof courses | 3.01 | Finishes – Acoustic Insulation (Roof) | Area (m²) | AED | 78 | AI | ⚠ |  | Citywalk Plot 5.11 Main Works Contract BOQ (1).xlsx |  |  |  | CITYWALK PHASE-05, PLOT 5.11 | Residential | CITYWALK RESIDENTIAL 1 LLC
▸ Acoustic floating system; comprising 100mm thick acoustical lining, 25mm thick rubber sheet (measured separately), light weight concrete filling (measured separately); including finishes (measured separately), fixings, accessories and all ancillary as necessary
152 | E | To chiller area | 43 | m² | 500 | 21500 | C — Concrete Work | C | C04 | C0403 | C4 Shuttering | 2.01 | Frame / Concrete Work | Volume (m³), Weight (t), Area (m²), Length (m), Enumerated (nr) | AED | 61 | Fuzzy | ⚠ |  | Citywalk Plot 5.11 Main Works Contract BOQ (1).xlsx |  |  |  | CITYWALK PHASE-05, PLOT 5.11 | Residential | CITYWALK RESIDENTIAL 1 LLC
154 | F | To FAHU | 26 | m² | 500 | 13000 | G — Thermal And Moisture Protection | G | G03 | G0304 | G3 Damp-proof courses | 5.06 | Space Heating & Air Treatment – Acoustic Insulation | Item | AED | 72 | AI | ⚠ |  | Citywalk Plot 5.11 Main Works Contract BOQ (1).xlsx |  |  |  | CITYWALK PHASE-05, PLOT 5.11 | Residential | CITYWALK RESIDENTIAL 1 LLC
156 | G | To pump area | 2 | m² | 500 | 1000 | Q — Mechanical Engineering Installations | Q | Q03 | Q0301 | Q3 Ductwork | 5.06 | Mechanical Engineering Installations | Length (m), Weight (t), Area (m²), Enumerated (nr), Item | AED | 69 | Fuzzy | ⚠ |  | Citywalk Plot 5.11 Main Works Contract BOQ (1).xlsx |  |  |  | CITYWALK PHASE-05, PLOT 5.11 | Residential | CITYWALK RESIDENTIAL 1 LLC
159 |  |  |  | To Collection AED |  | 700314 | [8 empty] | AED |  |  |  |  | Citywalk Plot 5.11 Main Works Contract BOQ (1).xlsx |  |  |  | CITYWALK PHASE-05, PLOT 5.11 | Residential | CITYWALK RESIDENTIAL 1 LLC
▸ INSULATION (Cont'd)
▸ Rubber sheet; 25mm thick; including all necessary accessories and fittings
167 | A | to chiller base; horizontal surfaces | 43 | m² | 0 | Included | F — Woodwork | F | F04 | F0401 | F4 Grounds and battens | 3.01 | Woodwork – Cladding Panel | Area (m²) | AED | 85 | Rule | ✓ |  | Citywalk Plot 5.11 Main Works Contract BOQ (1).xlsx |  |  |  | CITYWALK PHASE-05, PLOT 5.11 | Residential | CITYWALK RESIDENTIAL 1 LLC
169 | B | to FAHU; horizontal surfaces | 26 | m² | 0 | Included | F — Woodwork | F | F04 | F0401 | F4 Grounds and battens | 3.01 | Woodwork – Cladding Panel | Area (m²) | AED | 85 | Rule | ✓ |  | Citywalk Plot 5.11 Main Works Contract BOQ (1).xlsx |  |  |  | CITYWALK PHASE-05, PLOT 5.11 | Residential | CITYWALK RESIDENTIAL 1 LLC
171 | C | to pump base; horizontal surfaces | 2 | m² | 0 | Included | F — Woodwork | F | F04 | F0401 | F4 Grounds and battens | 3.01 | Woodwork – Cladding Panel | Area (m²) | AED | 85 | Rule | ✓ |  | Citywalk Plot 5.11 Main Works Contract BOQ (1).xlsx |  |  |  | CITYWALK PHASE-05, PLOT 5.11 | Residential | CITYWALK RESIDENTIAL 1 LLC
173 | D | to chiller base; 220mm height; vertical surfaces | 48 | m | 133 | 6384 | F — Woodwork | F | F04 | F0401 | F4 Grounds and battens | 3.01 | Woodwork – Cladding Panel | Area (m²) | AED | 85 | Rule | ✓ |  | Citywalk Plot 5.11 Main Works Contract BOQ (1).xlsx |  |  |  | CITYWALK PHASE-05, PLOT 5.11 | Residential | CITYWALK RESIDENTIAL 1 LLC
175 | E | to FAHU; 220mm height; vertical surfaces | 21 | m | 133 | 2793 | F — Woodwork | F | F04 | F0401 | F4 Grounds and battens | 3.01 | Woodwork – Cladding Panel | Area (m²) | AED | 85 | Rule | ✓ |  | Citywalk Plot 5.11 Main Works Contract BOQ (1).xlsx |  |  |  | CITYWALK PHASE-05, PLOT 5.11 | Residential | CITYWALK RESIDENTIAL 1 LLC
177 | F | to pump base; 220mm height; vertical surfaces | 6 | m | 133 | 798 | F — Woodwork | F | F04 | F0401 | F4 Grounds and battens | 3.01 | Woodwork – Cladding Panel | Area (m²) | AED | 85 | Rule | ✓ |  | Citywalk Plot 5.11 Main Works Contract BOQ (1).xlsx |  |  |  | CITYWALK PHASE-05, PLOT 5.11 | Residential | CITYWALK RESIDENTIAL 1 LLC
▸ Closed cell phenolic insulation; including fixings, accessories and all ancillary works as necessary;
182 | G | 50mm thick; To MEP Zone / MEP attic slab soffit | 1514 | m² | 245 | 370930 | C — Concrete Work | C | C04 | C0401 | C4 Shuttering | 2.01 | Frame / Concrete Work | Volume (m³), Weight (t), Area (m²), Length (m), Enumerated (nr) | AED | 65 | Fuzzy | ⚠ |  | Citywalk Plot 5.11 Main Works Contract BOQ (1).xlsx |  |  |  | CITYWALK PHASE-05, PLOT 5.11 | Residential | CITYWALK RESIDENTIAL 1 LLC
203 |  |  |  | To Collection AED |  | 380905 | [8 empty] | AED |  |  |  |  | Citywalk Plot 5.11 Main Works Contract BOQ (1).xlsx |  |  |  | CITYWALK PHASE-05, PLOT 5.11 | Residential | CITYWALK RESIDENTIAL 1 LLC
▸ GENERALLY
209 | A | Allow for any other works which are not included above and which are required to complete the Thermal and Moisture Protection in accordance with the Specification and the Drawings (Tenderer to list below) | 0 | Item | 0 | 0 | A — General Requirements | A | A01 | A0101 | Conditions of contract | 9.01 | Preliminaries – Contingency | Item | AED | 90 | Rule | ✓ |  | Citywalk Plot 5.11 Main Works Contract BOQ (1).xlsx |  |  |  | CITYWALK PHASE-05, PLOT 5.11 | Residential | CITYWALK RESIDENTIAL 1 LLC
▸ ADDITIONAL ITEM
212 | 1 | 75mm high vertical upturn to balcony area waterproofing | 202 | m2 | 31 | 6262 | F — Woodwork | F | F04 | F0401 | F4 Grounds and battens | 3.01 | Woodwork – Cladding Panel | Area (m²) | AED | 85 | Rule | ✓ |  | Citywalk Plot 5.11 Main Works Contract BOQ (1).xlsx |  |  |  | CITYWALK PHASE-05, PLOT 5.11 | Residential | CITYWALK RESIDENTIAL 1 LLC
213 | 2 | Spray applied, two component modified polyurethane/polyurea hybrid waterproofing (Horizontal & Vertical) | 120 | m2 | 213 | 25560 | F — Woodwork | F | F04 | F0401 | F4 Grounds and battens | 3.01 | Woodwork – Cladding Panel | Area (m²) | AED | 85 | Rule | ✓ |  | Citywalk Plot 5.11 Main Works Contract BOQ (1).xlsx |  |  |  | CITYWALK PHASE-05, PLOT 5.11 | Residential | CITYWALK RESIDENTIAL 1 LLC
214 | 3 | Vapour barrier behind spandrel area | 490 | m2 | 31 | 15190 | G — Thermal And Moisture Protection | G | G01 | G0102 | G1 Generally | 2.05 | External Walls – Vapour Barrier | Area (m²) | AED | 76 | AI | ⚠ |  | Citywalk Plot 5.11 Main Works Contract BOQ (1).xlsx |  |  |  | CITYWALK PHASE-05, PLOT 5.11 | Residential | CITYWALK RESIDENTIAL 1 LLC
▸ ADDITION & DEDUCTION TO
218 | 3/G/1/A | Waterproofing; To vertical surfaces; to apartment | -349 | m² | 31 | -10819 | F — Woodwork | F | F04 | F0401 | F4 Grounds and battens | 3.01 | Woodwork – Cladding Panel | Area (m²) | AED | 85 | Rule | ✓ |  | Citywalk Plot 5.11 Main Works Contract BOQ (1).xlsx |  |  |  | CITYWALK PHASE-05, PLOT 5.11 | Residential | CITYWALK RESIDENTIAL 1 LLC
219 | 3/G/1/B | Waterproofing; To vertical surfaces; to common areas | -99 | m² | 31 | -3069 | F — Woodwork | F | F04 | F0401 | F4 Grounds and battens | 3.01 | Woodwork – Cladding Panel | Area (m²) | AED | 85 | Rule | ✓ |  | Citywalk Plot 5.11 Main Works Contract BOQ (1).xlsx |  |  |  | CITYWALK PHASE-05, PLOT 5.11 | Residential | CITYWALK RESIDENTIAL 1 LLC
220 | 3/G/1/C | Waterproofing; To horizontal surfaces; to internal wet areas | 702 | m² | 69 | 48438 | F — Woodwork | F | F04 | F0401 | F4 Grounds and battens | 3.01 | Woodwork – Cladding Panel | Area (m²) | AED | 85 | Rule | ✓ |  | Citywalk Plot 5.11 Main Works Contract BOQ (1).xlsx |  |  |  | CITYWALK PHASE-05, PLOT 5.11 | Residential | CITYWALK RESIDENTIAL 1 LLC
221 | 3/G/1/F | Protection board; to planter walls; vertical | 6 | m² | 40 | 240 | C — Concrete Work | C | C02 | C0201 | C2 Poured concrete | 2.01 | Upper Floors / Walls | Volume (m³) | AED | 93 | Rule | ✓ |  | Citywalk Plot 5.11 Main Works Contract BOQ (1).xlsx |  |  |  | CITYWALK PHASE-05, PLOT 5.11 | Residential | CITYWALK RESIDENTIAL 1 LLC
222 | 3/G/1/G | To horizontal; wrapped around drainage cell (measured separately); | 17 | m² | 13 | 221 | F — Woodwork | F | F04 | F0401 | F4 Grounds and battens | 3.01 | Woodwork – Cladding Panel | Area (m²) | AED | 85 | Rule | ✓ |  | Citywalk Plot 5.11 Main Works Contract BOQ (1).xlsx |  |  |  | CITYWALK PHASE-05, PLOT 5.11 | Residential | CITYWALK RESIDENTIAL 1 LLC
223 | 3/G/1/H | To vertical | 6 | m² | 5 | 30 | F — Woodwork | F | F04 | F0401 | F4 Grounds and battens | 3.01 | Woodwork – Cladding Panel | Area (m²) | AED | 85 | Rule | ✓ |  | Citywalk Plot 5.11 Main Works Contract BOQ (1).xlsx |  |  |  | CITYWALK PHASE-05, PLOT 5.11 | Residential | CITYWALK RESIDENTIAL 1 LLC
224 | 3/G/2/A | Protection board; To horizontal surfaces; hardscape area | 6 | m² | 38 | 228 | F — Woodwork | F | F04 | F0401 | F4 Grounds and battens | 3.01 | Woodwork – Cladding Panel | Area (m²) | AED | 85 | Rule | ✓ |  | Citywalk Plot 5.11 Main Works Contract BOQ (1).xlsx |  |  |  | CITYWALK PHASE-05, PLOT 5.11 | Residential | CITYWALK RESIDENTIAL 1 LLC
225 | 3/G/2/B | To building external wall perimeter ; up to 300mm high (assumed) | -12 | m | 40 | -480 | G — Thermal And Moisture Protection | G | G04 | G0402 | G4 Insulation | 2.05 | External Walls – Coverings & Linings (Addition) | Length (m) | AED | 72 | AI | ⚠ |  | Citywalk Plot 5.11 Main Works Contract BOQ (1).xlsx |  |  |  | CITYWALK PHASE-05, PLOT 5.11 | Residential | CITYWALK RESIDENTIAL 1 LLC
226 | 3/G/2/C | Geotextile layer; To horizontal surfaces; hardscape area | 6 | m² | 13 | 78 | F — Woodwork | F | F04 | F0401 | F4 Grounds and battens | 3.01 | Woodwork – Cladding Panel | Area (m²) | AED | 85 | Rule | ✓ |  | Citywalk Plot 5.11 Main Works Contract BOQ (1).xlsx |  |  |  | CITYWALK PHASE-05, PLOT 5.11 | Residential | CITYWALK RESIDENTIAL 1 LLC
227 | 3/G/2/D | To building external wall perimeter ; up to 300mm high (assumed) | -12 | m | 5 | -60 | G — Thermal And Moisture Protection | G | G04 | G0402 | G4 Insulation | 2.05 | External Walls – Coverings & Linings (Addition) | Length (m) | AED | 72 | AI | ⚠ |  | Citywalk Plot 5.11 Main Works Contract BOQ (1).xlsx |  |  |  | CITYWALK PHASE-05, PLOT 5.11 | Residential | CITYWALK RESIDENTIAL 1 LLC
228 | 3/G/3/D | Waterproofing system; liquid waterproofing | -170 | m² | 69 | -11730 | G — Thermal And Moisture Protection | G | G03 | G0300 | G3 Damp-proof courses | 2.03 | Roof / Thermal & Moisture Protection | Area (m²), Length (m), Enumerated (nr) | AED | 60 | Fuzzy | ⚠ |  | Citywalk Plot 5.11 Main Works Contract BOQ (1).xlsx |  |  |  | CITYWALK PHASE-05, PLOT 5.11 | Residential | CITYWALK RESIDENTIAL 1 LLC
229 | 3/G/3/E | Waterproofing to facade | 1137 | m² | 60 | 68220 | G — Thermal And Moisture Protection | G | G01 | G0101 | G1 Generally | 2.05 | External Walls – Waterproofing Membrane (Addition) | Area (m²) | AED | 75 | AI | ⚠ |  | Citywalk Plot 5.11 Main Works Contract BOQ (1).xlsx |  |  |  | CITYWALK PHASE-05, PLOT 5.11 | Residential | CITYWALK RESIDENTIAL 1 LLC
230 | 3/G/4/A | Mineral wool insulation to ceiling soffit | 421 | m² | 69 | 29049 | G — Thermal And Moisture Protection | G | G04 | G0400 | G4 Insulation | 2.03 | Roof / Thermal & Moisture Protection | Area (m²), Length (m), Enumerated (nr) | AED | 79 | Fuzzy | ⚠ |  | Citywalk Plot 5.11 Main Works Contract BOQ (1).xlsx |  |  |  | CITYWALK PHASE-05, PLOT 5.11 | Residential | CITYWALK RESIDENTIAL 1 LLC
231 | 3/G/4/B | Acoustic resilient insulation-6mm | 371 | m² | 39 | 14469 | G — Thermal And Moisture Protection | G | G04 | G0400 | G4 Insulation | 2.03 | Roof / Thermal & Moisture Protection | Area (m²), Length (m), Enumerated (nr) | AED | 65 | Fuzzy | ⚠ |  | Citywalk Plot 5.11 Main Works Contract BOQ (1).xlsx |  |  |  | CITYWALK PHASE-05, PLOT 5.11 | Residential | CITYWALK RESIDENTIAL 1 LLC
232 | 3/G/4/C | Acoustic resilient insulation-to gym | 147 | m² | 125 | 18375 | G — Thermal And Moisture Protection | G | G04 | G0400 | G4 Insulation | 2.03 | Roof / Thermal & Moisture Protection | Area (m²), Length (m), Enumerated (nr) | AED | 65 | Fuzzy | ⚠ |  | Citywalk Plot 5.11 Main Works Contract BOQ (1).xlsx |  |  |  | CITYWALK PHASE-05, PLOT 5.11 | Residential | CITYWALK RESIDENTIAL 1 LLC
237 |  |  |  | To Collection AED |  | 200202 | [8 empty] | AED |  |  |  |  | Citywalk Plot 5.11 Main Works Contract BOQ (1).xlsx |  |  |  | CITYWALK PHASE-05, PLOT 5.11 | Residential | CITYWALK RESIDENTIAL 1 LLC
▸ GENERALLY (Cont'd)
243 | A | Allow for any other works which are not included above and which are required to complete the Thermal and Moisture Protection in accordance with the Specification and the Drawings (Tenderer to list below) | 0 | Item | 0 | 0 | A — General Requirements | A | A01 | A0101 | Conditions of contract | 9.01 | Preliminaries – Contingency | Item | AED | 90 | Rule | ✓ |  | Citywalk Plot 5.11 Main Works Contract BOQ (1).xlsx |  |  |  | CITYWALK PHASE-05, PLOT 5.11 | Residential | CITYWALK RESIDENTIAL 1 LLC
▸ ADDITIONAL ITEM
245 | 3/G/4/D | 150mm thick; to combo roof | 166 | m² | 175 | 29050 | G — Thermal And Moisture Protection | G | G03 | G0305 | G3 Damp-proof courses | 3.01 | Finishes – Acoustic Insulation (Roof Addition) | Area (m²) | AED | 74 | AI | ⚠ |  | Citywalk Plot 5.11 Main Works Contract BOQ (1).xlsx |  |  |  | CITYWALK PHASE-05, PLOT 5.11 | Residential | CITYWALK RESIDENTIAL 1 LLC
246 | 3/G/4/E | Acoustic floating system-to chiller area | 8 | m² | 500 | 4000 | G — Thermal And Moisture Protection | G | G03 | G0306 | G3 Damp-proof courses | 5.06 | Space Heating & Air Treatment – Acoustic Floating System | Area (m²) | AED | 76 | AI | ⚠ |  | Citywalk Plot 5.11 Main Works Contract BOQ (1).xlsx |  |  |  | CITYWALK PHASE-05, PLOT 5.11 | Residential | CITYWALK RESIDENTIAL 1 LLC
247 | 3/G/4/F | Acoustic floating system-to FAHU | 9 | m² | 500 | 4500 | G — Thermal And Moisture Protection | G | G03 | G0306 | G3 Damp-proof courses | 5.06 | Space Heating & Air Treatment – Acoustic Floating System | Area (m²) | AED | 76 | AI | ⚠ |  | Citywalk Plot 5.11 Main Works Contract BOQ (1).xlsx |  |  |  | CITYWALK PHASE-05, PLOT 5.11 | Residential | CITYWALK RESIDENTIAL 1 LLC
248 | 3/G/4/G | Acoustic floating system-to pump area | 7 | m² | 500 | 3500 | Q — Mechanical Engineering Installations | Q | Q03 | Q0301 | Q3 Ductwork | 5.06 | Mechanical Engineering Installations | Length (m), Weight (t), Area (m²), Enumerated (nr), Item | AED | 62 | Fuzzy | ⚠ |  | Citywalk Plot 5.11 Main Works Contract BOQ (1).xlsx |  |  |  | CITYWALK PHASE-05, PLOT 5.11 | Residential | CITYWALK RESIDENTIAL 1 LLC
249 | 3/G/5/D | to chiller base; 220mm height; vertical surfaces | 2 | m | 133 | 266 | F — Woodwork | F | F04 | F0401 | F4 Grounds and battens | 3.01 | Woodwork – Cladding Panel | Area (m²) | AED | 85 | Rule | ✓ |  | Citywalk Plot 5.11 Main Works Contract BOQ (1).xlsx |  |  |  | CITYWALK PHASE-05, PLOT 5.11 | Residential | CITYWALK RESIDENTIAL 1 LLC
250 | 3/G/5/E | to FAHU; 220mm height; vertical surfaces | 14 | m | 133 | 1862 | F — Woodwork | F | F04 | F0401 | F4 Grounds and battens | 3.01 | Woodwork – Cladding Panel | Area (m²) | AED | 85 | Rule | ✓ |  | Citywalk Plot 5.11 Main Works Contract BOQ (1).xlsx |  |  |  | CITYWALK PHASE-05, PLOT 5.11 | Residential | CITYWALK RESIDENTIAL 1 LLC
251 | 3/G/5/F | to pump base; 220mm height; vertical surfaces | 19 | m | 133 | 2527 | F — Woodwork | F | F04 | F0401 | F4 Grounds and battens | 3.01 | Woodwork – Cladding Panel | Area (m²) | AED | 85 | Rule | ✓ |  | Citywalk Plot 5.11 Main Works Contract BOQ (1).xlsx |  |  |  | CITYWALK PHASE-05, PLOT 5.11 | Residential | CITYWALK RESIDENTIAL 1 LLC
252 | 3/G/5/G | 50mm thick; To MEP Zone / MEP attic slab soffit | 447 | m² | 245 | 109515 | C — Concrete Work | C | C04 | C0401 | C4 Shuttering | 2.01 | Frame / Concrete Work | Volume (m³), Weight (t), Area (m²), Length (m), Enumerated (nr) | AED | 65 | Fuzzy | ⚠ |  | Citywalk Plot 5.11 Main Works Contract BOQ (1).xlsx |  |  |  | CITYWALK PHASE-05, PLOT 5.11 | Residential | CITYWALK RESIDENTIAL 1 LLC
278 |  |  |  | To Collection AED |  | 155220 | [8 empty] | AED |  |  |  |  | Citywalk Plot 5.11 Main Works Contract BOQ (1).xlsx |  |  |  | CITYWALK PHASE-05, PLOT 5.11 | Residential | CITYWALK RESIDENTIAL 1 LLC
281 |  | COLLECTION | [12 empty] | AED |  |  |  |  | Citywalk Plot 5.11 Main Works Contract BOQ (1).xlsx |  |  |  | CITYWALK PHASE-05, PLOT 5.11 | Residential | CITYWALK RESIDENTIAL 1 LLC
283 |  | Page 3/G/1 |  |  |  | 258971 | [8 empty] | AED |  |  |  |  | Citywalk Plot 5.11 Main Works Contract BOQ (1).xlsx |  |  |  | CITYWALK PHASE-05, PLOT 5.11 | Residential | CITYWALK RESIDENTIAL 1 LLC
285 |  | Page 3/G/2 |  |  |  | 8016 | [8 empty] | AED |  |  |  |  | Citywalk Plot 5.11 Main Works Contract BOQ (1).xlsx |  |  |  | CITYWALK PHASE-05, PLOT 5.11 | Residential | CITYWALK RESIDENTIAL 1 LLC
287 |  | Page 3/G/3 |  |  |  | 361866 | [8 empty] | AED |  |  |  |  | Citywalk Plot 5.11 Main Works Contract BOQ (1).xlsx |  |  |  | CITYWALK PHASE-05, PLOT 5.11 | Residential | CITYWALK RESIDENTIAL 1 LLC
289 |  | Page 3/G/4 |  |  |  | 700314 | [8 empty] | AED |  |  |  |  | Citywalk Plot 5.11 Main Works Contract BOQ (1).xlsx |  |  |  | CITYWALK PHASE-05, PLOT 5.11 | Residential | CITYWALK RESIDENTIAL 1 LLC
291 |  | Page 3/G/5 |  |  |  | 380905 | [8 empty] | AED |  |  |  |  | Citywalk Plot 5.11 Main Works Contract BOQ (1).xlsx |  |  |  | CITYWALK PHASE-05, PLOT 5.11 | Residential | CITYWALK RESIDENTIAL 1 LLC
293 |  | Page 3/G/6 |  |  |  | 200202 | [8 empty] | AED |  |  |  |  | Citywalk Plot 5.11 Main Works Contract BOQ (1).xlsx |  |  |  | CITYWALK PHASE-05, PLOT 5.11 | Residential | CITYWALK RESIDENTIAL 1 LLC
295 |  | Page 3/G/7 |  |  |  | 155220 | [8 empty] | AED |  |  |  |  | Citywalk Plot 5.11 Main Works Contract BOQ (1).xlsx |  |  |  | CITYWALK PHASE-05, PLOT 5.11 | Residential | CITYWALK RESIDENTIAL 1 LLC
328 |  |  |  | Carried To Summary AED |  | 2065494 | [8 empty] | AED |  |  |  |  | Citywalk Plot 5.11 Main Works Contract BOQ (1).xlsx |  |  |  | CITYWALK PHASE-05, PLOT 5.11 | Residential | CITYWALK RESIDENTIAL 1 LLC
Items coded: 68 · Auto ✓: 41 · Flagged ⚠: 27 · Auto rate: 60%

## 3H
Citywalk Plot 5.11 Main Works Contract BOQ (1) · 3H
A–G = original bill data · H–S = POMI + NRM coding · T–AB = project metadata · ✓ ≥85% · ⚠ <85% = review
Row | REF | Description | Qty | Unit | Rate | Amount | POMI Section | Code 1 | Code 2 | Code 3 | POMI Sub Section | NRM | NRM Description | Measurement | Currency | Conf% | Stage | Flag | ACTION | BATCH | Country | City | Asset | Project | Type | Employer | Contract Type
▸ DOORS AND WINDOWS
▸ DOORS
▸ Note: Refer to the following:
▸ 1. Specification;
▸ DHRE0017-KP-XX-XX-SPC-MW-108001_Architectural, ID and Civil Specs
▸ ;DHRE0017-KP-XX-ZZ-DWG-AR-105001-DOOR SCHEDULE,DHRE0017-KP-XX-ZZ-DWG-ID-105200-105204,DHRE0017-KP-XX-ZZ-DWG-AR-105002-105005,DHRE0017-KP-XX-ZZ-DWG-AR-105010
▸ 2. Drawings; DHRE0017-KP-XX-01-DWG-AR-101220_L01 OVERALL PLAN,DHRE0017-KP-XX-02-DWG-AR-101230_L02 OVERALL PLAN,DHRE0017-KP-XX-ZZ-DWG-AR-101240_L03 & 04 OVERALL PLAN,DHRE0017-KP-XX-05-DWG-AR-101250_L05 OVERALL PLAN,DHRE0017-KP-XX-06-DWG-AR-101260_L06 OVERALL PLAN,DHRE0017-KP-XX-07-DWG-AR-101270_L07 OVERALL PLAN,DHRE0017-KP-XX-08-DWG-AR-101280_L08 OVERALL PLAN
35 |  |  |  | To Collection AED |  | 0 | [8 empty] | AED |  |  |  |  | Citywalk Plot 5.11 Main Works Contract BOQ (1).xlsx |  |  |  | CITYWALK PHASE-05, PLOT 5.11 | Residential | CITYWALK RESIDENTIAL 1 LLC
▸ DOORS (Cont'd)
▸ Internal doors
▸ Timber doors to Apartments
▸ Timber door; solid, swing access door in PU paint finish; including wooden frames, sub-frame, architrave, jamb, head, perimeter seal, insulation, fire rating and acoustic properties, finishes and all necessary accessories
47 | A | Type WD-01; size 1100mm wide x 2200mm high; 56mm thick single leaf swing door; FR 60min; AR 35DB; to entrance | 114 | Nr. | 4034 | 459876 | H — Doors And Windows | H | H02 | H0201 | H2 Windows | 2.08 | Internal Doors – Timber Fire Rated | Number | AED | 85 | AI | ✓ |  | Citywalk Plot 5.11 Main Works Contract BOQ (1).xlsx |  |  |  | CITYWALK PHASE-05, PLOT 5.11 | Residential | CITYWALK RESIDENTIAL 1 LLC
49 | B | Type WD-02; size 1050mm wide x 2200mm high; 44mm thick single leaf swing door; NFR; NAR; to bedroom | 184 | Nr. | 2815 | 517960 | H — Doors And Windows | H | H02 | H0201 | H2 Windows | 2.08 | Internal Doors – Timber Standard | Number | AED | 88 | AI | ✓ |  | Citywalk Plot 5.11 Main Works Contract BOQ (1).xlsx |  |  |  | CITYWALK PHASE-05, PLOT 5.11 | Residential | CITYWALK RESIDENTIAL 1 LLC
51 | C | Type WD-03; size 975mm wide x 2200mm high; 44mm thick single leaf swing door; NFR; NAR; to bathrooms | 231 | Nr. | 2776 | 641256 | H — Doors And Windows | H | H02 | H0201 | H2 Windows | 2.08 | Internal Doors – Timber Standard | Number | AED | 88 | AI | ✓ |  | Citywalk Plot 5.11 Main Works Contract BOQ (1).xlsx |  |  |  | CITYWALK PHASE-05, PLOT 5.11 | Residential | CITYWALK RESIDENTIAL 1 LLC
53 | D | Type WD-04; size 800mm wide x 2200mm high; 25mm thick MDF shutter panel double leaf door; NFR; NAR; to utility | 121 | Nr. | 2973 | 359733 | H — Doors And Windows | H | H02 | H0201 | H2 Windows | 2.08 | Internal Doors – MDF Utility | Number | AED | 82 | AI | ⚠ |  | Citywalk Plot 5.11 Main Works Contract BOQ (1).xlsx |  |  |  | CITYWALK PHASE-05, PLOT 5.11 | Residential | CITYWALK RESIDENTIAL 1 LLC
55 | E | Type WD-05; size 1490mm wide x 2200mm high; 44mm thick single leaf swing door including 364 x 1445mm vision glass panel; NFR; NAR; to maid's room | 34 | Nr. | 3864 | 131376 | H — Doors And Windows | H | H05 | H0500 | H5 Glass | 2.06 | Windows and External Doors | Enumerated (nr), Area (m²), Length (m) | AED | 79 | Fuzzy | ⚠ |  | Citywalk Plot 5.11 Main Works Contract BOQ (1).xlsx |  |  |  | CITYWALK PHASE-05, PLOT 5.11 | Residential | CITYWALK RESIDENTIAL 1 LLC
69 |  |  |  | To Collection AED |  | 2110201 | [8 empty] | AED |  |  |  |  | Citywalk Plot 5.11 Main Works Contract BOQ (1).xlsx |  |  |  | CITYWALK PHASE-05, PLOT 5.11 | Residential | CITYWALK RESIDENTIAL 1 LLC
▸ DOORS (Cont'd)
▸ Timber doors to common areas
▸ Timber door; semi - solid, swing door in PU paint finish; including wooden frames, sub-frame, architrave, jamb, head, perimeter seal, insulation, fire rating and acoustic properties, finishes and all necessary accessories
79 | A | Type WD-20; size 1100 x 2200mm high; single leaf door; NFR; AR 35DB | 1 | Nr. | 3180 | 3180 | H — Doors And Windows | H | H02 | H0201 | H2 Windows | 2.08 | Internal Doors – Timber Acoustic | Number | AED | 85 | AI | ✓ |  | Citywalk Plot 5.11 Main Works Contract BOQ (1).xlsx |  |  |  | CITYWALK PHASE-05, PLOT 5.11 | Residential | CITYWALK RESIDENTIAL 1 LLC
81 | B | Type WD-22; size 1100 x 2200mm high; single leaf door; NFR; AR 35DB | 8 | Nr. | 3180 | 25440 | H — Doors And Windows | H | H02 | H0201 | H2 Windows | 2.08 | Internal Doors – Timber Acoustic | Number | AED | 85 | AI | ✓ |  | Citywalk Plot 5.11 Main Works Contract BOQ (1).xlsx |  |  |  | CITYWALK PHASE-05, PLOT 5.11 | Residential | CITYWALK RESIDENTIAL 1 LLC
83 | C | Type WD-22; size 1100 x 2200mm high; single leaf door; NFR; NAR | 8 | Nr. | 3124 | 24992 | H — Doors And Windows | H | H02 | H0201 | H2 Windows | 2.08 | Internal Doors – Timber Standard | Number | AED | 88 | AI | ✓ |  | Citywalk Plot 5.11 Main Works Contract BOQ (1).xlsx |  |  |  | CITYWALK PHASE-05, PLOT 5.11 | Residential | CITYWALK RESIDENTIAL 1 LLC
85 | D | Type WD-23; size 1100 x 2200mm high; single leaf door; FR 90min; NAR | 16 | Nr. | 5194 | 83104 | H — Doors And Windows | H | H02 | H0201 | H2 Windows | 2.08 | Internal Doors – Timber Fire Rated | Number | AED | 87 | AI | ✓ |  | Citywalk Plot 5.11 Main Works Contract BOQ (1).xlsx |  |  |  | CITYWALK PHASE-05, PLOT 5.11 | Residential | CITYWALK RESIDENTIAL 1 LLC
87 | E | Type WD-25; size 1100 x 2200mm high; single leaf door; NFR; NAR | 3 | Nr. | 3124 | 9372 | H — Doors And Windows | H | H02 | H0201 | H2 Windows | 2.08 | Internal Doors – Timber Standard | Number | AED | 88 | AI | ✓ |  | Citywalk Plot 5.11 Main Works Contract BOQ (1).xlsx |  |  |  | CITYWALK PHASE-05, PLOT 5.11 | Residential | CITYWALK RESIDENTIAL 1 LLC
89 | F | Type WD-27; size 1800 x 2200mm high; double leaf door; NFR; NAR | 2 | Nr. | 0 | NOT SHOWN IN DRG | H — Doors And Windows | H | H02 | H0201 | H2 Windows | 2.08 | Internal Doors – Timber Double Leaf | Number | AED | 86 | AI | ✓ |  | Citywalk Plot 5.11 Main Works Contract BOQ (1).xlsx |  |  |  | CITYWALK PHASE-05, PLOT 5.11 | Residential | CITYWALK RESIDENTIAL 1 LLC
91 | G | Type WD-21; size 1800 x 2200mm high; double leaf door; FR 60min; NAR | 8 | Nr. | 7608 | 60864 | H — Doors And Windows | H | H02 | H0201 | H2 Windows | 2.08 | Internal Doors – Timber Fire Rated Double | Number | AED | 87 | AI | ✓ |  | Citywalk Plot 5.11 Main Works Contract BOQ (1).xlsx |  |  |  | CITYWALK PHASE-05, PLOT 5.11 | Residential | CITYWALK RESIDENTIAL 1 LLC
▸ Timber door ; FHC door in paint finish; including frames, architraves, fixings, insulation, fire rating & acoustic properties and all necessary accessories
95 | H | FHC door; size 900 x 2100 mm high; single leaf door | 24 | Nr. | 5194 | 124656 | H — Doors And Windows | H | H01 | H0100 | H1 Doors | 2.06 | Windows and External Doors | Enumerated (nr), Area (m²), Length (m) | AED | 62 | Fuzzy | ⚠ |  | Citywalk Plot 5.11 Main Works Contract BOQ (1).xlsx |  |  |  | CITYWALK PHASE-05, PLOT 5.11 | Residential | CITYWALK RESIDENTIAL 1 LLC
103 |  |  |  | To Collection AED |  | 331608 | [8 empty] | AED |  |  |  |  | Citywalk Plot 5.11 Main Works Contract BOQ (1).xlsx |  |  |  | CITYWALK PHASE-05, PLOT 5.11 | Residential | CITYWALK RESIDENTIAL 1 LLC
▸ DOORS (Cont'd)
▸ Steel doors to common areas
▸ Hollow metal internal doors; swing door in powder coated paint finish, including frames, fixings, ironmongery, insulation, fire rating & acoustic properties and all necessary accessories
113 | A | Type MD-05; size 1100 x 2200mm high; single leaf door; FR 60min; NAR | 32 | Nr. | 2938 | 94016 | H — Doors And Windows | H | H03 | H0301 | H3 Screens | 2.08 | Internal Doors – Steel Fire Rated | Number | AED | 86 | AI | ✓ |  | Citywalk Plot 5.11 Main Works Contract BOQ (1).xlsx |  |  |  | CITYWALK PHASE-05, PLOT 5.11 | Residential | CITYWALK RESIDENTIAL 1 LLC
▸ External doors
▸ External Metal doors; steel painted door; including finishes, frames, fixings, insulation and all necessary accessories; as per architectural drawings and DHRE0017-KP-XX-ZZ-DWG-AR-105001_DOOR SCHEDULE
119 | B | Single leaf door; 90 minute fire rated; size 1100 x 2200mm high | 3 | Nr. | 2938 | 8814 | H — Doors And Windows | H | H01 | H0102 | H1 Doors | 2.06 | External Doors – Fire Rated | Number | AED | 84 | AI | ⚠ |  | Citywalk Plot 5.11 Main Works Contract BOQ (1).xlsx |  |  |  | CITYWALK PHASE-05, PLOT 5.11 | Residential | CITYWALK RESIDENTIAL 1 LLC
121 | C | Single leaf door; 60 minute fire rated; size 1100 x 2200mm high | 3 | Nr. | 2938 | 8814 | H — Doors And Windows | H | H01 | H0102 | H1 Doors | 2.06 | External Doors – Fire Rated | Number | AED | 84 | AI | ⚠ |  | Citywalk Plot 5.11 Main Works Contract BOQ (1).xlsx |  |  |  | CITYWALK PHASE-05, PLOT 5.11 | Residential | CITYWALK RESIDENTIAL 1 LLC
123 | D | Double leaf door; 60 minute fire rated; size 2200 x 2200mm high | 1 | Nr. | 4969 | 4969 | H — Doors And Windows | H | H01 | H0102 | H1 Doors | 2.06 | External Doors – Fire Rated Double | Number | AED | 85 | AI | ✓ |  | Citywalk Plot 5.11 Main Works Contract BOQ (1).xlsx |  |  |  | CITYWALK PHASE-05, PLOT 5.11 | Residential | CITYWALK RESIDENTIAL 1 LLC
141 |  |  |  | To Collection AED |  | 116613 | [8 empty] | AED |  |  |  |  | Citywalk Plot 5.11 Main Works Contract BOQ (1).xlsx |  |  |  | CITYWALK PHASE-05, PLOT 5.11 | Residential | CITYWALK RESIDENTIAL 1 LLC
▸ SCREENS
▸ Note: Refer to the following:
▸ 1. Specification;
▸ DHRE0017-KP-XX-XX-SPC-MW-108001
▸ DHRE0017-TBW-XX-XX-SPC-FA-108006
▸ 2. Drawings;
▸ DHRE0017-KP-XX-ZZ-DWG-AR-105101
▸ DHRE0017-KP-XX-ZZ-DWG-AR-105201 - 225
▸ Stick curtain wall; Vision infill including 8mm HS + 20mm air + 8mm FT clear double glazing with double silver low-e coating on surface; with Aluminium extrusion frame with AAMA 2605 compliant 3 coat PVDF coating on external surfaces including chromatizing on extrusions internal surface; curtain wall consist of spandrel panels and insulated spandrel panels (where necessary), hinged door systems, Sliding doors at balconies, including, perimeter insulation, finishes, joints, gaskets, IGU spacers, toggle clips, sealant, fixings, accessories and all ancillary works as necessary
163 | A | Curtain wall | 3629 | m² | 1171 | 4249559 | H — Doors And Windows | H | H03 | H0301 | H3 Screens | 3.01 | Doors & Windows – Curtain Wall | Area (m²) | AED | 95 | Rule | ✓ |  | Citywalk Plot 5.11 Main Works Contract BOQ (1).xlsx |  |  |  | CITYWALK PHASE-05, PLOT 5.11 | Residential | CITYWALK RESIDENTIAL 1 LLC
165 | B | Sprandel Panels | 362 | m² | 1799 | 651238 | H — Doors And Windows | H | H04 | H0402 | H4 Ironmongery | 2.06 | Windows & Glass Panels – Spandrel | Area (m²) | AED | 75 | AI | ⚠ |  | Citywalk Plot 5.11 Main Works Contract BOQ (1).xlsx |  |  |  | CITYWALK PHASE-05, PLOT 5.11 | Residential | CITYWALK RESIDENTIAL 1 LLC
167 | C | Extra over for 1 leaf hinged door (1L HD); overall size 1130 x 2370mm | 2 | Nr. | 6820 | 13640 | H — Doors And Windows | H | H04 | H0402 | H4 Ironmongery | 2.06 | Windows & Glass Doors – Hinged Leaf | Number | AED | 78 | AI | ⚠ |  | Citywalk Plot 5.11 Main Works Contract BOQ (1).xlsx |  |  |  | CITYWALK PHASE-05, PLOT 5.11 | Residential | CITYWALK RESIDENTIAL 1 LLC
169 | D | Extra over for 2 leaf hinged door (2L HD); overall size 2525 x 2370mm | 1 | Nr. | 15238 | 15238 | H — Doors And Windows | H | H04 | H0402 | H4 Ironmongery | 2.06 | Windows & Glass Doors – Double Hinged | Number | AED | 78 | AI | ⚠ |  | Citywalk Plot 5.11 Main Works Contract BOQ (1).xlsx |  |  |  | CITYWALK PHASE-05, PLOT 5.11 | Residential | CITYWALK RESIDENTIAL 1 LLC
171 | E | Extra over for 2 leaf sliding door (2L SD); overall size 2600 x 2370mm | 215 | Nr. | 8990 | 1932850 | H — Doors And Windows | H | H04 | H0402 | H4 Ironmongery | 2.06 | Windows & Glass Doors – Sliding | Number | AED | 78 | AI | ⚠ |  | Citywalk Plot 5.11 Main Works Contract BOQ (1).xlsx |  |  |  | CITYWALK PHASE-05, PLOT 5.11 | Residential | CITYWALK RESIDENTIAL 1 LLC
173 | F | Extra over for 3 leaf sliding door (3L SD); overall size 2800 x 2370mm | 57 | Nr. | 9681 | 551817 | H — Doors And Windows | H | H04 | H0402 | H4 Ironmongery | 2.06 | Windows & Glass Doors – Sliding | Number | AED | 78 | AI | ⚠ |  | Citywalk Plot 5.11 Main Works Contract BOQ (1).xlsx |  |  |  | CITYWALK PHASE-05, PLOT 5.11 | Residential | CITYWALK RESIDENTIAL 1 LLC
175 | G | Sliding folding door; 4 leaf sliding folding door (4L FD); overall size 7550 x 2370mm | 1 | Nr. | 60045 | 60045 | H — Doors And Windows | H | H04 | H0402 | H4 Ironmongery | 2.06 | Windows & Glass Doors – Sliding Folding | Number | AED | 79 | AI | ⚠ |  | Citywalk Plot 5.11 Main Works Contract BOQ (1).xlsx |  |  |  | CITYWALK PHASE-05, PLOT 5.11 | Residential | CITYWALK RESIDENTIAL 1 LLC
178 |  |  |  | To Collection AED |  | 7474387 | [8 empty] | AED |  |  |  |  | Citywalk Plot 5.11 Main Works Contract BOQ (1).xlsx |  |  |  | CITYWALK PHASE-05, PLOT 5.11 | Residential | CITYWALK RESIDENTIAL 1 LLC
▸ SCREENS (Cont'd)
▸ SDF coated Aluminium profile screen
186 | A | Screen (1610 mmH) | 12 | m | 4895 | 58740 | H — Doors And Windows | H | H03 | H0300 | H3 Screens | 2.06 | Windows and External Doors | Enumerated (nr), Area (m²), Length (m) | AED | 67 | Fuzzy | ⚠ |  | Citywalk Plot 5.11 Main Works Contract BOQ (1).xlsx |  |  |  | CITYWALK PHASE-05, PLOT 5.11 | Residential | CITYWALK RESIDENTIAL 1 LLC
▸ GRC fascia band cladding; fixed to the slab using SS 316 connecting nut and bolts and brackets; complete with weather sealant with backer rod and all necessary fixings and accessories
190 | B | GRC fascia band cladding; 220mm high; 680mm girth; to slab edges | 1053 | m | 625 | 658125 | C — Concrete Work | C | C04 | C0405 | C4 Shuttering | 2.01 | Frame / Concrete Work | Volume (m³), Weight (t), Area (m²), Length (m), Enumerated (nr) | AED | 61 | Fuzzy | ⚠ |  | Citywalk Plot 5.11 Main Works Contract BOQ (1).xlsx |  |  |  | CITYWALK PHASE-05, PLOT 5.11 | Residential | CITYWALK RESIDENTIAL 1 LLC
192 |  | GRC fascia band cladding; 600mm high; 880mm girth; to slab edges | 27 | m | 788 | 21276 | [8 empty] | AED |  |  |  |  | Citywalk Plot 5.11 Main Works Contract BOQ (1).xlsx |  |  |  | CITYWALK PHASE-05, PLOT 5.11 | Residential | CITYWALK RESIDENTIAL 1 LLC
194 | C | GRC fascia band cladding; 600mm high; 1020mm girth; to slab edges | 220 | m | 956 | 210320 | C — Concrete Work | C | C04 | C0405 | C4 Shuttering | 2.01 | Frame / Concrete Work | Volume (m³), Weight (t), Area (m²), Length (m), Enumerated (nr) | AED | 61 | Fuzzy | ⚠ |  | Citywalk Plot 5.11 Main Works Contract BOQ (1).xlsx |  |  |  | CITYWALK PHASE-05, PLOT 5.11 | Residential | CITYWALK RESIDENTIAL 1 LLC
196 |  | GRC fascia band cladding; 600mm high; 1095mm girth; to slab edges | 11 | m | 975 | 10725 | [8 empty] | AED |  |  |  |  | Citywalk Plot 5.11 Main Works Contract BOQ (1).xlsx |  |  |  | CITYWALK PHASE-05, PLOT 5.11 | Residential | CITYWALK RESIDENTIAL 1 LLC
198 | D | GRC fascia band cladding; 220mm high; 1640mm girth; to slab edges | 77 | m | 1463 | 112651 | C — Concrete Work | C | C04 | C0405 | C4 Shuttering | 2.01 | Frame / Concrete Work | Volume (m³), Weight (t), Area (m²), Length (m), Enumerated (nr) | AED | 61 | Fuzzy | ⚠ |  | Citywalk Plot 5.11 Main Works Contract BOQ (1).xlsx |  |  |  | CITYWALK PHASE-05, PLOT 5.11 | Residential | CITYWALK RESIDENTIAL 1 LLC
200 | E | GRC fascia band cladding; 600mm high; 1190mm girth; to slab edges; including foil faced mineral wool insulation, fire cavity barrier and cementitious vapour retarder | 68 | m | 1075 | 73100 | C — Concrete Work | C | C02 | C0201 | C2 Poured concrete | 2.01 | Frame / Concrete Work | Volume (m³), Weight (t), Area (m²), Length (m), Enumerated (nr) | AED | 65 | Fuzzy | ⚠ |  | Citywalk Plot 5.11 Main Works Contract BOQ (1).xlsx |  |  |  | CITYWALK PHASE-05, PLOT 5.11 | Residential | CITYWALK RESIDENTIAL 1 LLC
202 | F | GRC fascia band cladding; 600mm high; 1080mm girth; to slab edges; including foil faced mineral wool insulation, fire cavity barrier and cementitious vapour retarder | 431 | m | 900 | 387900 | C — Concrete Work | C | C02 | C0201 | C2 Poured concrete | 2.01 | Frame / Concrete Work | Volume (m³), Weight (t), Area (m²), Length (m), Enumerated (nr) | AED | 65 | Fuzzy | ⚠ |  | Citywalk Plot 5.11 Main Works Contract BOQ (1).xlsx |  |  |  | CITYWALK PHASE-05, PLOT 5.11 | Residential | CITYWALK RESIDENTIAL 1 LLC
204 | G | GRC fascia band cladding; 600mm high; 1140mm girth; to slab edges; including foil faced mineral wool insulation, fire cavity barrier and cementitious vapour retarder | 205 | m | 1056 | 216480 | C — Concrete Work | C | C02 | C0201 | C2 Poured concrete | 2.01 | Frame / Concrete Work | Volume (m³), Weight (t), Area (m²), Length (m), Enumerated (nr) | AED | 65 | Fuzzy | ⚠ |  | Citywalk Plot 5.11 Main Works Contract BOQ (1).xlsx |  |  |  | CITYWALK PHASE-05, PLOT 5.11 | Residential | CITYWALK RESIDENTIAL 1 LLC
210 |  |  |  | To Collection AED |  | 1749317 | [8 empty] | AED |  |  |  |  | Citywalk Plot 5.11 Main Works Contract BOQ (1).xlsx |  |  |  | CITYWALK PHASE-05, PLOT 5.11 | Residential | CITYWALK RESIDENTIAL 1 LLC
▸ SCREENS (Cont'd)
216 | A | GRC cladding fascia vertical band; 640mm wide; 940mm girth; 2nr sets; to decorative feature column | 68 | m | 838 | 56984 | F — Woodwork | F | F04 | F0401 | F4 Grounds and battens | 3.01 | Woodwork – Cladding Panel | Area (m²) | AED | 85 | Rule | ✓ |  | Citywalk Plot 5.11 Main Works Contract BOQ (1).xlsx |  |  |  | CITYWALK PHASE-05, PLOT 5.11 | Residential | CITYWALK RESIDENTIAL 1 LLC
218 | B | GRC fascia band cladding; 600mm high; to roof area | 34 | m | 0 | Included | J — Finishes | J | J03 | J0302 | J3 Finishings | 3.01 | Internal Finishes | Area (m²), Length (m) | AED | 61 | Fuzzy | ⚠ |  | Citywalk Plot 5.11 Main Works Contract BOQ (1).xlsx |  |  |  | CITYWALK PHASE-05, PLOT 5.11 | Residential | CITYWALK RESIDENTIAL 1 LLC
220 | C | GRC fascia band cladding; 600mm high; 2020mm girth; to void location | 8 | m | 1806 | 14448 | J — Finishes | J | J03 | J0302 | J3 Finishings | 3.01 | Internal Finishes | Area (m²), Length (m) | AED | 60 | Fuzzy | ⚠ |  | Citywalk Plot 5.11 Main Works Contract BOQ (1).xlsx |  |  |  | CITYWALK PHASE-05, PLOT 5.11 | Residential | CITYWALK RESIDENTIAL 1 LLC
▸ GRC cladding; precast glass fiber reinforced concrete panels with integrated embed anchors installed on HDG mild steel framework, works to include SS 316 connecting bolt and nuts, HDG mild steel brackets, weather sealant with backer rod and complete with all necessary fixings and accessories
224 | D | GRC cladding top; to areas between balconies | 23 | m² | 6676 | 153548 | J — Finishes | J | J03 | J0302 | J3 Finishings | 3.01 | Internal Finishes | Area (m²), Length (m) | AED | 65 | Fuzzy | ⚠ |  | Citywalk Plot 5.11 Main Works Contract BOQ (1).xlsx |  |  |  | CITYWALK PHASE-05, PLOT 5.11 | Residential | CITYWALK RESIDENTIAL 1 LLC
▸ Privacy screens; 2nr panels of Aluminium perforated privacy screens; fixed to the slab using HDG mild steel base bracket and SS316 bolt and nuts; including aluminium extruded bracket and HDG mild steel vertical "C"channel; and weather sealant with backer rods
228 | E | Powder coated aluminium decorative privacy screen | 239 | m² | 3041 | 726799 | H — Doors And Windows | H | H05 | H0501 | H5 Glass | 2.05 | External Walls – Screens & Cladding | Area (m²) | AED | 72 | AI | ⚠ |  | Citywalk Plot 5.11 Main Works Contract BOQ (1).xlsx |  |  |  | CITYWALK PHASE-05, PLOT 5.11 | Residential | CITYWALK RESIDENTIAL 1 LLC
242 |  |  |  | To Collection AED |  | 951779 | [8 empty] | AED |  |  |  |  | Citywalk Plot 5.11 Main Works Contract BOQ (1).xlsx |  |  |  | CITYWALK PHASE-05, PLOT 5.11 | Residential | CITYWALK RESIDENTIAL 1 LLC
▸ SCREENS (Cont'd)
▸ Sand trap louver, including finishes, frames, fixings, insulation, ironmongery and all necessary accessories
250 | A | Fixed louver panel; size 4550 x 2050mm high | 2 | Nr. | 12520 | 25040 | H — Doors And Windows | H | H05 | H0501 | H5 Glass | 2.05 | External Walls – Fixed Louver Panels | Number | AED | 75 | AI | ⚠ |  | Citywalk Plot 5.11 Main Works Contract BOQ (1).xlsx |  |  |  | CITYWALK PHASE-05, PLOT 5.11 | Residential | CITYWALK RESIDENTIAL 1 LLC
▸ Fiber cement board cladding fascia band; fixed to the slab using SS 316 connecting nut and bolts and brackets; complete with weather sealant with backer rod and all necessary fixings and accessories
254 | B | Fiber cement board fascia band cladding; 600mm high; 840mm girth; to slab edges; including foil faced mineral wool insulation | 8 | m | 0 | N/A | G — Thermal And Moisture Protection | G | G04 | G0400 | G4 Insulation | 2.03 | Roof / Thermal & Moisture Protection | Area (m²), Length (m), Enumerated (nr) | AED | 79 | Fuzzy | ⚠ |  | Citywalk Plot 5.11 Main Works Contract BOQ (1).xlsx |  |  |  | CITYWALK PHASE-05, PLOT 5.11 | Residential | CITYWALK RESIDENTIAL 1 LLC
256 | C | Fiber Cement board cladding; 800mm girth; to lower roof pergola roofing system edges; refer drawing no DHRE0017-KP-XX-XX-DWG-AR- 109021 | 34 | m | 315 | 10710 | H — Doors And Windows | H | H05 | H0501 | H5 Glass | 2.05 | External Walls – Fiber Cement Cladding | Length (m) | AED | 76 | AI | ⚠ |  | Citywalk Plot 5.11 Main Works Contract BOQ (1).xlsx |  |  |  | CITYWALK PHASE-05, PLOT 5.11 | Residential | CITYWALK RESIDENTIAL 1 LLC
▸ Ribbed GRC Panel; precast glass fiber reinforced concrete panels including all necessary fixings and accessories
260 | D | To typical floor levels; | 2656 | m2 | 890 | 2363840 | H — Doors And Windows | H | H03 | H0300 | H3 Screens | 2.06 | Windows and External Doors | Enumerated (nr), Area (m²), Length (m) | AED | 79 | Fuzzy | ⚠ |  | Citywalk Plot 5.11 Main Works Contract BOQ (1).xlsx |  |  |  | CITYWALK PHASE-05, PLOT 5.11 | Residential | CITYWALK RESIDENTIAL 1 LLC
278 |  |  |  | To Collection AED |  | 2399590 | [8 empty] | AED |  |  |  |  | Citywalk Plot 5.11 Main Works Contract BOQ (1).xlsx |  |  |  | CITYWALK PHASE-05, PLOT 5.11 | Residential | CITYWALK RESIDENTIAL 1 LLC
▸ IRONMONGERY
▸ Note: Refer to the following:
▸ 1. Specification;
▸ DHRE0017-KP-XX-XX-SPC-MW-108001_Architectural, ID and Civil Specs
▸ DHRE0017-KP-XX-ZZ-DWG-AR-105001-DOOR SCHEDULE,DHRE0017-KP-XX-ZZ-DWG-ID-105200-105204,DHRE0017-KP-XX-ZZ-DWG-AR-105002-105005,DHRE0017-KP-XX-ZZ-DWG-AR-105010
▸ 2. Drawings; DHRE0017-KP-XX-01-DWG-AR-101220_L01 OVERALL PLAN,DHRE0017-KP-XX-02-DWG-AR-101230_L02 OVERALL PLAN,DHRE0017-KP-XX-ZZ-DWG-AR-101240_L03 & 04 OVERALL PLAN,DHRE0017-KP-XX-05-DWG-AR-101250_L05 OVERALL PLAN,DHRE0017-KP-XX-06-DWG-AR-101260_L06 OVERALL PLAN,DHRE0017-KP-XX-07-DWG-AR-101270_L07 OVERALL PLAN,DHRE0017-KP-XX-08-DWG-AR-101280_L08 OVERALL PLAN
▸ Internal Doors
▸ Apartment doors
▸ Ironmongery set; to apartment internal doors; including fixings, accessories and all ancillary works as necessary
300 | A | Hardware Set 01 (HW-01); to entrance | 114 | Nr. | 3441 | 392274 | K — Accessories | K | K01 | K0101 | K1 Generally | 4.01 | Accessories – Door Hardware | Set | AED | 82 | AI | ⚠ |  | Citywalk Plot 5.11 Main Works Contract BOQ (1).xlsx |  |  |  | CITYWALK PHASE-05, PLOT 5.11 | Residential | CITYWALK RESIDENTIAL 1 LLC
302 | B | Hardware Set 12 (HW-12); to bedroom | 184 | Nr. | 2220 | 408480 | K — Accessories | K | K01 | K0101 | K1 Generally | 4.01 | Accessories – Door Hardware | Set | AED | 82 | AI | ⚠ |  | Citywalk Plot 5.11 Main Works Contract BOQ (1).xlsx |  |  |  | CITYWALK PHASE-05, PLOT 5.11 | Residential | CITYWALK RESIDENTIAL 1 LLC
304 | C | Hardware Set 11(HW-11); to bathroom | 231 | Nr. | 2214 | 511434 | K — Accessories | K | K01 | K0101 | K1 Generally | 4.01 | Accessories – Door Hardware | Set | AED | 82 | AI | ⚠ |  | Citywalk Plot 5.11 Main Works Contract BOQ (1).xlsx |  |  |  | CITYWALK PHASE-05, PLOT 5.11 | Residential | CITYWALK RESIDENTIAL 1 LLC
306 | D | Hardware Set 13(HW-13); to utility | 121 | Nr. | 1483 | 179443 | K — Accessories | K | K01 | K0101 | K1 Generally | 4.01 | Accessories – Door Hardware | Set | AED | 82 | AI | ⚠ |  | Citywalk Plot 5.11 Main Works Contract BOQ (1).xlsx |  |  |  | CITYWALK PHASE-05, PLOT 5.11 | Residential | CITYWALK RESIDENTIAL 1 LLC
310 |  |  |  | To Collection AED |  | 1491631 | [8 empty] | AED |  |  |  |  | Citywalk Plot 5.11 Main Works Contract BOQ (1).xlsx |  |  |  | CITYWALK PHASE-05, PLOT 5.11 | Residential | CITYWALK RESIDENTIAL 1 LLC
▸ IRONMONGERY (Cont'd)
316 | A | Hardware Set 12 (HW-12); to maid's room | 34 | Nr. | 2220 | 75480 | K — Accessories | K | K01 | K0101 | K1 Generally | 4.01 | Accessories – Door Hardware | Set | AED | 82 | AI | ⚠ |  | Citywalk Plot 5.11 Main Works Contract BOQ (1).xlsx |  |  |  | CITYWALK PHASE-05, PLOT 5.11 | Residential | CITYWALK RESIDENTIAL 1 LLC
▸ Public area doors
▸ Timber doors
▸ Ironmongery set; to single leaf door; including fixings, accessories and all ancillary works as necessary
324 | B | Hardware Set 03 (HW-03) | 1 | Nr. | 6709 | 6709 | K — Accessories | K | K01 | K0101 | K1 Generally | 4.01 | Accessories – Door Hardware | Set | AED | 82 | AI | ⚠ |  | Citywalk Plot 5.11 Main Works Contract BOQ (1).xlsx |  |  |  | CITYWALK PHASE-05, PLOT 5.11 | Residential | CITYWALK RESIDENTIAL 1 LLC
326 | C | Hardware Set 04 (HW-04) | 16 | Nr. | 2729 | 43664 | K — Accessories | K | K01 | K0101 | K1 Generally | 4.01 | Accessories – Door Hardware | Set | AED | 82 | AI | ⚠ |  | Citywalk Plot 5.11 Main Works Contract BOQ (1).xlsx |  |  |  | CITYWALK PHASE-05, PLOT 5.11 | Residential | CITYWALK RESIDENTIAL 1 LLC
328 | D | Hardware Set 16 (HW-16) | 16 | Nr. | 2611 | 41776 | K — Accessories | K | K01 | K0101 | K1 Generally | 4.01 | Accessories – Door Hardware | Set | AED | 82 | AI | ⚠ |  | Citywalk Plot 5.11 Main Works Contract BOQ (1).xlsx |  |  |  | CITYWALK PHASE-05, PLOT 5.11 | Residential | CITYWALK RESIDENTIAL 1 LLC
330 | E | Hardware Set 17 (HW-17) | 2 | Nr. | 1170 | 2340 | K — Accessories | K | K01 | K0101 | K1 Generally | 4.01 | Accessories – Door Hardware | Set | AED | 82 | AI | ⚠ |  | Citywalk Plot 5.11 Main Works Contract BOQ (1).xlsx |  |  |  | CITYWALK PHASE-05, PLOT 5.11 | Residential | CITYWALK RESIDENTIAL 1 LLC
332 | F | Hardware Set 18 (HW-18) | 1 | Nr. | 2586 | 2586 | K — Accessories | K | K01 | K0101 | K1 Generally | 4.01 | Accessories – Door Hardware | Set | AED | 82 | AI | ⚠ |  | Citywalk Plot 5.11 Main Works Contract BOQ (1).xlsx |  |  |  | CITYWALK PHASE-05, PLOT 5.11 | Residential | CITYWALK RESIDENTIAL 1 LLC
334 | G | Hardware Set 17 (HW-17); to FHC | 24 | Nr. | 1170 | 28080 | K — Accessories | K | K01 | K0101 | K1 Generally | 4.01 | Accessories – Door Hardware | Set | AED | 82 | AI | ⚠ |  | Citywalk Plot 5.11 Main Works Contract BOQ (1).xlsx |  |  |  | CITYWALK PHASE-05, PLOT 5.11 | Residential | CITYWALK RESIDENTIAL 1 LLC
▸ Ironmongery set; to single double leaf door; including fixings, accessories and all ancillary works as necessary
338 | H | Hardware Set 02 (HW-02) | 8 | Nr. | 5828 | 46624 | K — Accessories | K | K01 | K0101 | K1 Generally | 4.01 | Accessories – Door Hardware | Set | AED | 82 | AI | ⚠ |  | Citywalk Plot 5.11 Main Works Contract BOQ (1).xlsx |  |  |  | CITYWALK PHASE-05, PLOT 5.11 | Residential | CITYWALK RESIDENTIAL 1 LLC
340 | J | Hardware Set 04 (HW-04) | 2 | Nr. | 2729 | 5458 | K — Accessories | K | K01 | K0101 | K1 Generally | 4.01 | Accessories – Door Hardware | Set | AED | 82 | AI | ⚠ |  | Citywalk Plot 5.11 Main Works Contract BOQ (1).xlsx |  |  |  | CITYWALK PHASE-05, PLOT 5.11 | Residential | CITYWALK RESIDENTIAL 1 LLC
▸ Steel doors
▸ Ironmongery set; to single leaf door; including fixings, accessories and all ancillary works as necessary
346 | K | Hardware Set 05 (HW-05) | 16 | Nr. | 0 | NOT SHOWN IN DRG | K — Accessories | K | K01 | K0101 | K1 Generally | 4.01 | Accessories – Door Hardware | Set | AED | 82 | AI | ⚠ |  | Citywalk Plot 5.11 Main Works Contract BOQ (1).xlsx |  |  |  | CITYWALK PHASE-05, PLOT 5.11 | Residential | CITYWALK RESIDENTIAL 1 LLC
348 | L | Hardware Set 07 (HW-07) | 16 | Nr. | 6198 | 99168 | K — Accessories | K | K01 | K0101 | K1 Generally | 4.01 | Accessories – Door Hardware | Set | AED | 82 | AI | ⚠ |  | Citywalk Plot 5.11 Main Works Contract BOQ (1).xlsx |  |  |  | CITYWALK PHASE-05, PLOT 5.11 | Residential | CITYWALK RESIDENTIAL 1 LLC
352 |  |  |  | To Collection AED |  | 351885 | [8 empty] | AED |  |  |  |  | Citywalk Plot 5.11 Main Works Contract BOQ (1).xlsx |  |  |  | CITYWALK PHASE-05, PLOT 5.11 | Residential | CITYWALK RESIDENTIAL 1 LLC
▸ IRONMONGERY (Cont'd)
▸ External Doors
▸ Steel doors
▸ Ironmongery set; including fixings, accessories and all ancillary works as necessary
364 | A | Ironmongery; to single leaf doors (HW-05) | 3 | Nr. | 0 | NOT SHOWN IN DRG | H — Doors And Windows | H | H02 | H0201 | H2 Windows | 3.01 | Doors & Windows – Ironmongery | Enumerated (nr) | AED | 95 | Rule | ✓ |  | Citywalk Plot 5.11 Main Works Contract BOQ (1).xlsx |  |  |  | CITYWALK PHASE-05, PLOT 5.11 | Residential | CITYWALK RESIDENTIAL 1 LLC
366 | B | Ironmongery; to single leaf doors (HW-06) | 3 | Nr. | 2349 | 7047 | H — Doors And Windows | H | H02 | H0201 | H2 Windows | 3.01 | Doors & Windows – Ironmongery | Enumerated (nr) | AED | 95 | Rule | ✓ |  | Citywalk Plot 5.11 Main Works Contract BOQ (1).xlsx |  |  |  | CITYWALK PHASE-05, PLOT 5.11 | Residential | CITYWALK RESIDENTIAL 1 LLC
368 | C | Ironmongery; to double leaf doors (HW-08) | 1 | Nr. | 6010 | 6010 | H — Doors And Windows | H | H02 | H0201 | H2 Windows | 3.01 | Doors & Windows – Ironmongery | Enumerated (nr) | AED | 95 | Rule | ✓ |  | Citywalk Plot 5.11 Main Works Contract BOQ (1).xlsx |  |  |  | CITYWALK PHASE-05, PLOT 5.11 | Residential | CITYWALK RESIDENTIAL 1 LLC
399 |  |  |  | To Collection AED |  | 13057 | [8 empty] | AED |  |  |  |  | Citywalk Plot 5.11 Main Works Contract BOQ (1).xlsx |  |  |  | CITYWALK PHASE-05, PLOT 5.11 | Residential | CITYWALK RESIDENTIAL 1 LLC
▸ GENERALLY
405 | A | Allow for any other works which are not included above and which are required to complete the Doors and Windows in accordance with the Specification and the Drawings (Tenderer to list below) |  | Item |  | 0 | A — General Requirements | A | A01 | A0101 | Conditions of contract | 9.01 | Preliminaries – Contingency | Item | AED | 90 | Rule | ✓ |  | Citywalk Plot 5.11 Main Works Contract BOQ (1).xlsx |  |  |  | CITYWALK PHASE-05, PLOT 5.11 | Residential | CITYWALK RESIDENTIAL 1 LLC
▸ ADDITIONAL ITEM
407 | 1 | Hardware Set 07 (HW-07), to external single leaf door | 1 | Nr. | 6198 | 6198 | H — Doors And Windows | H | H01 | H0100 | H1 Doors | 2.06 | Windows and External Doors | Enumerated (nr), Area (m²), Length (m) | AED | 62 | Fuzzy | ⚠ |  | Citywalk Plot 5.11 Main Works Contract BOQ (1).xlsx |  |  |  | CITYWALK PHASE-05, PLOT 5.11 | Residential | CITYWALK RESIDENTIAL 1 LLC
▸ ADDITION TO & DEDUCTION TO
411 | 3/H/3/B | Type WD-22; size 1100 x 2200mm high; single leaf door; NFR; AR 35DB | 1 | Nr. | 3180 | 3180 | H — Doors And Windows | H | H02 | H0201 | H2 Windows | 2.08 | Internal Doors – Timber Door | Number | AED | 78 | AI | ⚠ |  | Citywalk Plot 5.11 Main Works Contract BOQ (1).xlsx |  |  |  | CITYWALK PHASE-05, PLOT 5.11 | Residential | CITYWALK RESIDENTIAL 1 LLC
412 | 3/H/4/B | Single leaf door; 90 minute fire rated; size 1100 x 2200mm high | -2 | Nr. | 2938 | -5876 | H — Doors And Windows | H | H02 | H0202 | H2 Windows | 5.11 | Fire & Lightning Protection – Fire Rated Doors | Number | AED | 85 | AI | ✓ |  | Citywalk Plot 5.11 Main Works Contract BOQ (1).xlsx |  |  |  | CITYWALK PHASE-05, PLOT 5.11 | Residential | CITYWALK RESIDENTIAL 1 LLC
413 | 3/H/5/A | Curtain wall | -244 | m² | 1171 | -285724 | H — Doors And Windows | H | H03 | H0301 | H3 Screens | 3.01 | Doors & Windows – Curtain Wall | Area (m²) | AED | 95 | Rule | ✓ |  | Citywalk Plot 5.11 Main Works Contract BOQ (1).xlsx |  |  |  | CITYWALK PHASE-05, PLOT 5.11 | Residential | CITYWALK RESIDENTIAL 1 LLC
414 | 3/H/5/B | Sprandel Panels | 127 | m² | 1799 | 228473 | K — Accessories | K | K01 | K0101 | K1 Generally | 3.01 | Finishes – Wall Panels/Cladding | Area (m²) | AED | 72 | AI | ⚠ |  | Citywalk Plot 5.11 Main Works Contract BOQ (1).xlsx |  |  |  | CITYWALK PHASE-05, PLOT 5.11 | Residential | CITYWALK RESIDENTIAL 1 LLC
415 | 3/H/6/B | GRC fascia band cladding; 220mm high; 680mm girth; to slab edges | 121 | m | 625 | 75625 | C — Concrete Work | C | C04 | C0405 | C4 Shuttering | 2.01 | Frame / Concrete Work | Volume (m³), Weight (t), Area (m²), Length (m), Enumerated (nr) | AED | 61 | Fuzzy | ⚠ |  | Citywalk Plot 5.11 Main Works Contract BOQ (1).xlsx |  |  |  | CITYWALK PHASE-05, PLOT 5.11 | Residential | CITYWALK RESIDENTIAL 1 LLC
416 | 3/H/3/- | GRC fascia band cladding; 600mm high; 880mm girth; to slab edges | 31 | m | 788 | 24428 | C — Concrete Work | C | C04 | C0405 | C4 Shuttering | 2.01 | Frame / Concrete Work | Volume (m³), Weight (t), Area (m²), Length (m), Enumerated (nr) | AED | 61 | Fuzzy | ⚠ |  | Citywalk Plot 5.11 Main Works Contract BOQ (1).xlsx |  |  |  | CITYWALK PHASE-05, PLOT 5.11 | Residential | CITYWALK RESIDENTIAL 1 LLC
417 | 3/H/3/C | GRC fascia band cladding; 600mm high; 1020mm girth; to slab edges | -9 | m | 956 | -8604 | C — Concrete Work | C | C04 | C0405 | C4 Shuttering | 2.01 | Frame / Concrete Work | Volume (m³), Weight (t), Area (m²), Length (m), Enumerated (nr) | AED | 61 | Fuzzy | ⚠ |  | Citywalk Plot 5.11 Main Works Contract BOQ (1).xlsx |  |  |  | CITYWALK PHASE-05, PLOT 5.11 | Residential | CITYWALK RESIDENTIAL 1 LLC
418 | 3/H/3/- | GRC fascia band cladding; 600mm high; 1095mm girth; to slab edges | 9 | m | 975 | 8775 | C — Concrete Work | C | C04 | C0405 | C4 Shuttering | 2.01 | Frame / Concrete Work | Volume (m³), Weight (t), Area (m²), Length (m), Enumerated (nr) | AED | 61 | Fuzzy | ⚠ |  | Citywalk Plot 5.11 Main Works Contract BOQ (1).xlsx |  |  |  | CITYWALK PHASE-05, PLOT 5.11 | Residential | CITYWALK RESIDENTIAL 1 LLC
419 | 3/H/3/D | GRC fascia band cladding; 220mm high; 1640mm girth; to slab edges | -8 | m | 1463 | -11704 | C — Concrete Work | C | C04 | C0405 | C4 Shuttering | 2.01 | Frame / Concrete Work | Volume (m³), Weight (t), Area (m²), Length (m), Enumerated (nr) | AED | 61 | Fuzzy | ⚠ |  | Citywalk Plot 5.11 Main Works Contract BOQ (1).xlsx |  |  |  | CITYWALK PHASE-05, PLOT 5.11 | Residential | CITYWALK RESIDENTIAL 1 LLC
420 | 3/H/3/E | GRC fascia band cladding; 600mm high; 1190mm girth; to slab edges; including foil faced mineral wool insulation, fire cavity barrier and cementitious vapour retarder | -22 | m | 1075 | -23650 | C — Concrete Work | C | C02 | C0201 | C2 Poured concrete | 2.01 | Frame / Concrete Work | Volume (m³), Weight (t), Area (m²), Length (m), Enumerated (nr) | AED | 65 | Fuzzy | ⚠ |  | Citywalk Plot 5.11 Main Works Contract BOQ (1).xlsx |  |  |  | CITYWALK PHASE-05, PLOT 5.11 | Residential | CITYWALK RESIDENTIAL 1 LLC
421 | 3/H/3/F | GRC fascia band cladding; 600mm high; 1080mm girth; to slab edges; including foil faced mineral wool insulation, fire cavity barrier and cementitious vapour retarder | -11 | m | 900 | -9900 | C — Concrete Work | C | C02 | C0201 | C2 Poured concrete | 2.01 | Frame / Concrete Work | Volume (m³), Weight (t), Area (m²), Length (m), Enumerated (nr) | AED | 65 | Fuzzy | ⚠ |  | Citywalk Plot 5.11 Main Works Contract BOQ (1).xlsx |  |  |  | CITYWALK PHASE-05, PLOT 5.11 | Residential | CITYWALK RESIDENTIAL 1 LLC
422 | 3/H/3/G | GRC fascia band cladding; 600mm high; 1140mm girth; to slab edges; including foil faced mineral wool insulation, fire cavity barrier and cementitious vapour retarder | -15 | m | 1056 | -15840 | C — Concrete Work | C | C02 | C0201 | C2 Poured concrete | 2.01 | Frame / Concrete Work | Volume (m³), Weight (t), Area (m²), Length (m), Enumerated (nr) | AED | 65 | Fuzzy | ⚠ |  | Citywalk Plot 5.11 Main Works Contract BOQ (1).xlsx |  |  |  | CITYWALK PHASE-05, PLOT 5.11 | Residential | CITYWALK RESIDENTIAL 1 LLC
430 |  |  |  | To Collection AED |  | -14619 | [8 empty] | AED |  |  |  |  | Citywalk Plot 5.11 Main Works Contract BOQ (1).xlsx |  |  |  | CITYWALK PHASE-05, PLOT 5.11 | Residential | CITYWALK RESIDENTIAL 1 LLC
▸ GENERALLY (Cont'd)
436 | A | Allow for any other works which are not included above and which are required to complete the Doors and Windows in accordance with the Specification and the Drawings (Tenderer to list below) |  | Item |  | 0 | A — General Requirements | A | A01 | A0101 | Conditions of contract | 9.01 | Preliminaries – Contingency | Item | AED | 90 | Rule | ✓ |  | Citywalk Plot 5.11 Main Works Contract BOQ (1).xlsx |  |  |  | CITYWALK PHASE-05, PLOT 5.11 | Residential | CITYWALK RESIDENTIAL 1 LLC
▸ ADDITION TO & DEDUCTION TO
440 | 3/H/7/A | GRC cladding fascia vertical band; 640mm wide; 940mm girth; 2nr sets; to decorative feature column | 1 | m | 838 | 838 | F — Woodwork | F | F04 | F0401 | F4 Grounds and battens | 3.01 | Woodwork – Cladding Panel | Area (m²) | AED | 85 | Rule | ✓ |  | Citywalk Plot 5.11 Main Works Contract BOQ (1).xlsx |  |  |  | CITYWALK PHASE-05, PLOT 5.11 | Residential | CITYWALK RESIDENTIAL 1 LLC
441 | 3/H/7/C | GRC fascia band cladding; 600mm high; 2020mm girth; to void location | 17 | m | 1806 | 30702 | J — Finishes | J | J03 | J0302 | J3 Finishings | 3.01 | Internal Finishes | Area (m²), Length (m) | AED | 60 | Fuzzy | ⚠ |  | Citywalk Plot 5.11 Main Works Contract BOQ (1).xlsx |  |  |  | CITYWALK PHASE-05, PLOT 5.11 | Residential | CITYWALK RESIDENTIAL 1 LLC
442 | 3/H/7/D | GRC cladding top; to areas between balconies | 50 | m² | 6676 | 333800 | J — Finishes | J | J03 | J0302 | J3 Finishings | 3.01 | Internal Finishes | Area (m²), Length (m) | AED | 65 | Fuzzy | ⚠ |  | Citywalk Plot 5.11 Main Works Contract BOQ (1).xlsx |  |  |  | CITYWALK PHASE-05, PLOT 5.11 | Residential | CITYWALK RESIDENTIAL 1 LLC
443 | 3/H/7/E | Powder coated aluminium decorative privacy screen | -58 | m² | 3041 | -176378 | K — Accessories | K | K01 | K0102 | K1 Generally | 3.01 | Finishes – Decorative Screens | Area (m²) | AED | 75 | AI | ⚠ |  | Citywalk Plot 5.11 Main Works Contract BOQ (1).xlsx |  |  |  | CITYWALK PHASE-05, PLOT 5.11 | Residential | CITYWALK RESIDENTIAL 1 LLC
444 | 3/H/8/C | Fiber cement board fascia band cladding; 600mm high; 840mm girth; to slab edges; including foil faced mineral wool insulation | -8 | m | 315 | -2520 | G — Thermal And Moisture Protection | G | G04 | G0400 | G4 Insulation | 2.03 | Roof / Thermal & Moisture Protection | Area (m²), Length (m), Enumerated (nr) | AED | 79 | Fuzzy | ⚠ |  | Citywalk Plot 5.11 Main Works Contract BOQ (1).xlsx |  |  |  | CITYWALK PHASE-05, PLOT 5.11 | Residential | CITYWALK RESIDENTIAL 1 LLC
445 | 3/H/8/D | Ribbed GRC Panel to typical floors | 1114 | m2 | 890 | 991460 | D — Masonry | D | D04 | D0403 | D4 Reinforcement | 2.05 | External Walls – Cladding/Panels | Area (m²) | AED | 82 | AI | ⚠ |  | Citywalk Plot 5.11 Main Works Contract BOQ (1).xlsx |  |  |  | CITYWALK PHASE-05, PLOT 5.11 | Residential | CITYWALK RESIDENTIAL 1 LLC
446 | 3/H/8/E | Ironmongery set to single leaf door, Hardware Set 07 (HW-07) | 16 | Nr. | 6198 | 99168 | H — Doors And Windows | H | H02 | H0201 | H2 Windows | 3.01 | Doors & Windows – Ironmongery | Enumerated (nr) | AED | 95 | Rule | ✓ |  | Citywalk Plot 5.11 Main Works Contract BOQ (1).xlsx |  |  |  | CITYWALK PHASE-05, PLOT 5.11 | Residential | CITYWALK RESIDENTIAL 1 LLC
469 |  |  |  | To Collection AED |  | 1277070 | [8 empty] | AED |  |  |  |  | Citywalk Plot 5.11 Main Works Contract BOQ (1).xlsx |  |  |  | CITYWALK PHASE-05, PLOT 5.11 | Residential | CITYWALK RESIDENTIAL 1 LLC
472 |  | COLLECTION | [12 empty] | AED |  |  |  |  | Citywalk Plot 5.11 Main Works Contract BOQ (1).xlsx |  |  |  | CITYWALK PHASE-05, PLOT 5.11 | Residential | CITYWALK RESIDENTIAL 1 LLC
474 |  | Page 3/H/1 |  |  |  | 0 | [8 empty] | AED |  |  |  |  | Citywalk Plot 5.11 Main Works Contract BOQ (1).xlsx |  |  |  | CITYWALK PHASE-05, PLOT 5.11 | Residential | CITYWALK RESIDENTIAL 1 LLC
476 |  | Page 3/H/2 |  |  |  | 2110201 | [8 empty] | AED |  |  |  |  | Citywalk Plot 5.11 Main Works Contract BOQ (1).xlsx |  |  |  | CITYWALK PHASE-05, PLOT 5.11 | Residential | CITYWALK RESIDENTIAL 1 LLC
478 |  | Page 3/H/3 |  |  |  | 331608 | [8 empty] | AED |  |  |  |  | Citywalk Plot 5.11 Main Works Contract BOQ (1).xlsx |  |  |  | CITYWALK PHASE-05, PLOT 5.11 | Residential | CITYWALK RESIDENTIAL 1 LLC
480 |  | Page 3/H/4 |  |  |  | 116613 | [8 empty] | AED |  |  |  |  | Citywalk Plot 5.11 Main Works Contract BOQ (1).xlsx |  |  |  | CITYWALK PHASE-05, PLOT 5.11 | Residential | CITYWALK RESIDENTIAL 1 LLC
482 |  | Page 3/H/5 |  |  |  | 7474387 | [8 empty] | AED |  |  |  |  | Citywalk Plot 5.11 Main Works Contract BOQ (1).xlsx |  |  |  | CITYWALK PHASE-05, PLOT 5.11 | Residential | CITYWALK RESIDENTIAL 1 LLC
484 |  | Page 3/H/6 |  |  |  | 1749317 | [8 empty] | AED |  |  |  |  | Citywalk Plot 5.11 Main Works Contract BOQ (1).xlsx |  |  |  | CITYWALK PHASE-05, PLOT 5.11 | Residential | CITYWALK RESIDENTIAL 1 LLC
486 |  | Page 3/H/7 |  |  |  | 951779 | [8 empty] | AED |  |  |  |  | Citywalk Plot 5.11 Main Works Contract BOQ (1).xlsx |  |  |  | CITYWALK PHASE-05, PLOT 5.11 | Residential | CITYWALK RESIDENTIAL 1 LLC
488 |  | Page 3/H/8 |  |  |  | 2399590 | [8 empty] | AED |  |  |  |  | Citywalk Plot 5.11 Main Works Contract BOQ (1).xlsx |  |  |  | CITYWALK PHASE-05, PLOT 5.11 | Residential | CITYWALK RESIDENTIAL 1 LLC
490 |  | Page 3/H/9 |  |  |  | 1491631 | [8 empty] | AED |  |  |  |  | Citywalk Plot 5.11 Main Works Contract BOQ (1).xlsx |  |  |  | CITYWALK PHASE-05, PLOT 5.11 | Residential | CITYWALK RESIDENTIAL 1 LLC
492 |  | Page 3/H/10 |  |  |  | 351885 | [8 empty] | AED |  |  |  |  | Citywalk Plot 5.11 Main Works Contract BOQ (1).xlsx |  |  |  | CITYWALK PHASE-05, PLOT 5.11 | Residential | CITYWALK RESIDENTIAL 1 LLC
494 |  | Page 3/H/11 |  |  |  | 13057 | [8 empty] | AED |  |  |  |  | Citywalk Plot 5.11 Main Works Contract BOQ (1).xlsx |  |  |  | CITYWALK PHASE-05, PLOT 5.11 | Residential | CITYWALK RESIDENTIAL 1 LLC
496 |  | Page 3/H/12 |  |  |  | -14619 | [8 empty] | AED |  |  |  |  | Citywalk Plot 5.11 Main Works Contract BOQ (1).xlsx |  |  |  | CITYWALK PHASE-05, PLOT 5.11 | Residential | CITYWALK RESIDENTIAL 1 LLC
498 |  | Page 3/H/13 |  |  |  | 1277070 | [8 empty] | AED |  |  |  |  | Citywalk Plot 5.11 Main Works Contract BOQ (1).xlsx |  |  |  | CITYWALK PHASE-05, PLOT 5.11 | Residential | CITYWALK RESIDENTIAL 1 LLC
519 |  |  |  | Carried To Summary AED |  | 18252519 | [8 empty] | AED |  |  |  |  | Citywalk Plot 5.11 Main Works Contract BOQ (1).xlsx |  |  |  | CITYWALK PHASE-05, PLOT 5.11 | Residential | CITYWALK RESIDENTIAL 1 LLC
Items coded: 80 · Auto ✓: 23 · Flagged ⚠: 57 · Auto rate: 29%

## 3J
Citywalk Plot 5.11 Main Works Contract BOQ (1) · 3J
A–G = original bill data · H–S = POMI + NRM coding · T–AB = project metadata · ✓ ≥85% · ⚠ <85% = review
Row | REF | Description | Qty | Unit | Rate | Amount | POMI Section | Code 1 | Code 2 | Code 3 | POMI Sub Section | NRM | NRM Description | Measurement | Currency | Conf% | Stage | Flag | ACTION | BATCH | Country | City | Asset | Project | Type | Employer | Contract Type
▸ FINISHES
▸ BACKGROUNDS
▸ Note: Refer to the following:
▸ 1. Specification;
▸ DHRE0017-KP-XX-XX-SPC-MW-108001_Architectural, ID and Civil Specs
▸ 2. Drawings;
▸ DHRE0017-KP-XX-ZZ-DWG-ID-102102 to 102463 FLOOR FINISHES PLAN
▸ DHRE0017-KP-XX-ZZ-DWG-ID-104104_LIFT LOBBY - WALL FINISH PLAN
▸ DHRE0017-KP-XX-ZZ-DWG-ID-104125_LIFT LOBBY ELEVATIONS - TYPICAL FLOOR
▸ DHRE0018-KP-XX-01-DWG-ID-101200-270- GA PLANS
▸ Internal
▸ Floor
▸ Bonded/Unbonded screed including surface preparation and all ancillary works as necessary
30 | A | Floors; 50mm thick; to receive tiles | 10738 | m² | 66 | 708708 | J — Finishes | J | J03 | J0301 | J3 Finishings | 3.01 | Finishes – Floor Screeds/Backgrounds | Area (m²) | AED | 85 | AI | ✓ |  | Citywalk Plot 5.11 Main Works Contract BOQ (1).xlsx |  |  |  | CITYWALK PHASE-05, PLOT 5.11 | Residential | CITYWALK RESIDENTIAL 1 LLC
32 | B | Floors; 50mm thick; to receive rubber | 162 | m² | 66 | 10692 | J — Finishes | J | J03 | J0301 | J3 Finishings | 3.01 | Finishes – Floor Screeds/Backgrounds | Area (m²) | AED | 85 | AI | ✓ |  | Citywalk Plot 5.11 Main Works Contract BOQ (1).xlsx |  |  |  | CITYWALK PHASE-05, PLOT 5.11 | Residential | CITYWALK RESIDENTIAL 1 LLC
34 | C | Floors; 50mm thick; to receive Epoxy paint | 568 | m² | 66 | 37488 | J — Finishes | J | J03 | J0301 | J3 Finishings | 3.01 | Finishes – Floor Screeds/Backgrounds | Area (m²) | AED | 85 | AI | ✓ |  | Citywalk Plot 5.11 Main Works Contract BOQ (1).xlsx |  |  |  | CITYWALK PHASE-05, PLOT 5.11 | Residential | CITYWALK RESIDENTIAL 1 LLC
▸ Wall
▸ Cement and sand plaster; including surface preparation and all ancillary works as necessary
40 | D | Plaster; to receive tiles | 603 | m² | 48 | 28944 | B — Site Work | B | B09 | B0901 | B9 Excavation | 8.01 | Site Works, Drainage, External Services & Landscaping | Volume (m³), Length (m), Area (m²), Enumerated (nr), Item | AED | 65 | Fuzzy | ⚠ |  | Citywalk Plot 5.11 Main Works Contract BOQ (1).xlsx |  |  |  | CITYWALK PHASE-05, PLOT 5.11 | Residential | CITYWALK RESIDENTIAL 1 LLC
42 | E | Plaster; to receive paint | 6309 | m² | 48 | 302832 | B — Site Work | B | B09 | B0901 | B9 Excavation | 8.01 | Site Works, Drainage, External Services & Landscaping | Volume (m³), Length (m), Area (m²), Enumerated (nr), Item | AED | 65 | Fuzzy | ⚠ |  | Citywalk Plot 5.11 Main Works Contract BOQ (1).xlsx |  |  |  | CITYWALK PHASE-05, PLOT 5.11 | Residential | CITYWALK RESIDENTIAL 1 LLC
44 | F | Plaster; to receive wood paneling | 157 | m² | 48 | 7536 | J — Finishes | J | J02 | J0201 | J2 Backgrounds | 3.01 | Finishes – Wall Plaster/Backgrounds | Area (m²) | AED | 88 | AI | ✓ |  | Citywalk Plot 5.11 Main Works Contract BOQ (1).xlsx |  |  |  | CITYWALK PHASE-05, PLOT 5.11 | Residential | CITYWALK RESIDENTIAL 1 LLC
47 |  |  |  | To Collection AED |  | 1096200 | [8 empty] | AED |  |  |  |  | Citywalk Plot 5.11 Main Works Contract BOQ (1).xlsx |  |  |  | CITYWALK PHASE-05, PLOT 5.11 | Residential | CITYWALK RESIDENTIAL 1 LLC
▸ BACKGROUNDS (Cont'd)
▸ Cement and sand plaster; 12mm 15mm thick; including surface preparation and all ancillary works as necessary
55 | A | To walls; to receive porcelain tiles; to apartments | 4891 | m² | 48 | 234768 | C — Concrete Work | C | C02 | C0201 | C2 Poured concrete | 2.01 | Upper Floors / Walls | Volume (m³) | AED | 93 | Rule | ✓ |  | Citywalk Plot 5.11 Main Works Contract BOQ (1).xlsx |  |  |  | CITYWALK PHASE-05, PLOT 5.11 | Residential | CITYWALK RESIDENTIAL 1 LLC
57 | B | Plaster; to receive stone; to apartment | 397 | m² | 48 | 19056 | J — Finishes | J | J02 | J0201 | J2 Backgrounds | 3.01 | Finishes – Wall Plaster/Backgrounds | Area (m²) | AED | 88 | AI | ✓ |  | Citywalk Plot 5.11 Main Works Contract BOQ (1).xlsx |  |  |  | CITYWALK PHASE-05, PLOT 5.11 | Residential | CITYWALK RESIDENTIAL 1 LLC
59 | C | To walls; to receive paint; to apartment | 18410 | m² | 48 | 883680 | C — Concrete Work | C | C02 | C0201 | C2 Poured concrete | 2.01 | Upper Floors / Walls | Volume (m³) | AED | 93 | Rule | ✓ |  | Citywalk Plot 5.11 Main Works Contract BOQ (1).xlsx |  |  |  | CITYWALK PHASE-05, PLOT 5.11 | Residential | CITYWALK RESIDENTIAL 1 LLC
▸ External
▸ Floor
▸ Bonded screed including surface preparation and all ancillary works as necessary
67 | D | Floors; 50mm thick; to receive tiles | 2242 | m² | 69 | 154698 | J — Finishes | J | J03 | J0301 | J3 Finishings | 3.01 | Finishes – Floor Screeds/Backgrounds | Area (m²) | AED | 85 | AI | ✓ |  | Citywalk Plot 5.11 Main Works Contract BOQ (1).xlsx |  |  |  | CITYWALK PHASE-05, PLOT 5.11 | Residential | CITYWALK RESIDENTIAL 1 LLC
▸ Ribbed plaster including Stainless steel corner beads, stop beads and binding mesh, surface preparation and all ancillary works as necessary
71 | E | To typical floor levels; | 2647 | m² | 0 | N/A as per TQR 195 | J — Finishes | J | J03 | J0301 | J3 Finishings | 3.01 | Finishes – Floor Screeds/Backgrounds | Area (m²) | AED | 85 | AI | ✓ |  | Citywalk Plot 5.11 Main Works Contract BOQ (1).xlsx |  |  |  | CITYWALK PHASE-05, PLOT 5.11 | Residential | CITYWALK RESIDENTIAL 1 LLC
▸ Cement and sand plaster; 25mm thick; including Stainless steel corner beads and stop beads, stainless steel binding mesh, surface preparation and all ancillary works as necessary; refer specification section 09 24 00
75 | F | To Lower roof walls | 1369 | m² | 64 | 87616 | F — Woodwork | F | F02 | F0201 | F2 Structural timbers | 2.01 | Frame / Woodwork | Length (m), Area (m²), Enumerated (nr) | AED | 79 | Fuzzy | ⚠ |  | Citywalk Plot 5.11 Main Works Contract BOQ (1).xlsx |  |  |  | CITYWALK PHASE-05, PLOT 5.11 | Residential | CITYWALK RESIDENTIAL 1 LLC
77 | G | To walls in podium balcony area | 38 | m² | 64 | 2432 | J — Finishes | J | J02 | J0201 | J2 Backgrounds | 3.01 | Finishes – Wall | Area (m²) | AED | 88 | Rule | ✓ |  | Citywalk Plot 5.11 Main Works Contract BOQ (1).xlsx |  |  |  | CITYWALK PHASE-05, PLOT 5.11 | Residential | CITYWALK RESIDENTIAL 1 LLC
79 | H | To wall in L05 balcony | 29 | m² | 64 | 1856 | J — Finishes | J | J02 | J0201 | J2 Backgrounds | 3.01 | Finishes – Wall Plaster/Backgrounds | Area (m²) | AED | 85 | AI | ✓ |  | Citywalk Plot 5.11 Main Works Contract BOQ (1).xlsx |  |  |  | CITYWALK PHASE-05, PLOT 5.11 | Residential | CITYWALK RESIDENTIAL 1 LLC
81 | J | To walls in decorative columns | 231 | m² | 64 | 14784 | C — Concrete Work | C | C02 | C0201 | C2 Poured concrete | 2.01 | Frame | Volume (m³) | AED | 95 | Rule | ✓ |  | Citywalk Plot 5.11 Main Works Contract BOQ (1).xlsx |  |  |  | CITYWALK PHASE-05, PLOT 5.11 | Residential | CITYWALK RESIDENTIAL 1 LLC
84 |  |  |  | To Collection AED |  | 1398890 | [8 empty] | AED |  |  |  |  | Citywalk Plot 5.11 Main Works Contract BOQ (1).xlsx |  |  |  | CITYWALK PHASE-05, PLOT 5.11 | Residential | CITYWALK RESIDENTIAL 1 LLC
▸ BACKGROUNDS (Cont'd)
▸ External plaster finish; including surface preparation and all ancillary works as necessary
92 | A | To water tank base | 15 | m² | 62 | 930 | A — General Requirements | A | A07 | A0701 | Contractor's facilities | 9.01 | Preliminaries / General Requirements | Item | AED | 65 | Fuzzy | ⚠ |  | Citywalk Plot 5.11 Main Works Contract BOQ (1).xlsx |  |  |  | CITYWALK PHASE-05, PLOT 5.11 | Residential | CITYWALK RESIDENTIAL 1 LLC
▸ Cement and sand plaster; including surface preparation and all ancillary works as necessary
96 | B | To stepped planter walls; type-W01 | 24 | m² | 62 | 1488 | C — Concrete Work | C | C02 | C0201 | C2 Poured concrete | 2.01 | Upper Floors / Walls | Volume (m³) | AED | 93 | Rule | ✓ |  | Citywalk Plot 5.11 Main Works Contract BOQ (1).xlsx |  |  |  | CITYWALK PHASE-05, PLOT 5.11 | Residential | CITYWALK RESIDENTIAL 1 LLC
▸ Cement and sand plaster; including surface preparation and all ancillary works as necessary
100 | C | to Upper roof; parapet wall | 1372 | m² | 62 | 85064 | J — Finishes | J | J02 | J0201 | J2 Backgrounds | 3.01 | Finishes – Wall Plaster/Backgrounds | Area (m²) | AED | 85 | AI | ✓ |  | Citywalk Plot 5.11 Main Works Contract BOQ (1).xlsx |  |  |  | CITYWALK PHASE-05, PLOT 5.11 | Residential | CITYWALK RESIDENTIAL 1 LLC
102 | D | to Upstand below parapet walls; upper roof area | 90 | m² | 62 | 5580 | C — Concrete Work | C | C02 | C0201 | C2 Poured concrete | 2.01 | Frame | Volume (m³) | AED | 90 | Rule | ✓ |  | Citywalk Plot 5.11 Main Works Contract BOQ (1).xlsx |  |  |  | CITYWALK PHASE-05, PLOT 5.11 | Residential | CITYWALK RESIDENTIAL 1 LLC
104 | E | to MEP roof; water tank base | 16 | m² | 62 | 992 | J — Finishes | J | J03 | J0301 | J3 Finishings | 3.01 | Finishes – Floor Screeds/Backgrounds | Area (m²) | AED | 85 | AI | ✓ |  | Citywalk Plot 5.11 Main Works Contract BOQ (1).xlsx |  |  |  | CITYWALK PHASE-05, PLOT 5.11 | Residential | CITYWALK RESIDENTIAL 1 LLC
106 | F | to MEP roof; FAHU equipment base | 14 | m² | 62 | 868 | Q — Mechanical Engineering Installations | Q | Q04 | Q0400 | Q4 Equipment | 5.06 | Mechanical Engineering Installations | Length (m), Weight (t), Area (m²), Enumerated (nr), Item | AED | 79 | Fuzzy | ⚠ |  | Citywalk Plot 5.11 Main Works Contract BOQ (1).xlsx |  |  |  | CITYWALK PHASE-05, PLOT 5.11 | Residential | CITYWALK RESIDENTIAL 1 LLC
121 |  |  |  | To Collection AED |  | 94922 | [8 empty] | AED |  |  |  |  | Citywalk Plot 5.11 Main Works Contract BOQ (1).xlsx |  |  |  | CITYWALK PHASE-05, PLOT 5.11 | Residential | CITYWALK RESIDENTIAL 1 LLC
▸ FINISHINGS
▸ Note: Refer to the following:
▸ 1. Specification;
▸ DHRE0017-KP-XX-XX-SPC-MW-108001_Architectural, ID and Civil Specs
▸ 2. Drawings;
▸ DHRE0017-KP-XX-ZZ-DWG-ID-102102 to 102463 FLOOR FINISHES PLAN
▸ DHRE0017-KP-XX-ZZ-DWG-AR-106013 to 106020 FINISHES PLAN
▸ DHRE0017-KP-XX-ZZ-DWG-ID-104104_LIFT LOBBY - WALL FINISH PLAN
▸ DHRE0017-KP-XX-ZZ-DWG-ID-104125_LIFT LOBBY ELEVATIONS - TYPICAL FLOOR
▸ DHRE0018-KP-XX-01-DWG-ID-101200-270- GA PLANS
▸ Internal
▸ Floor Finishes
▸ Supply only
▸ Wood look porcelain tiles; Signature S103 NAT; Alpine; laid on bonded screed (measured separately); including adhesive, mortar, grout, joint and edge treatment sealer, fixings, accessories and all ancillary works as necessary
153 | A | Type A-FL-01; size 200 x 1200 x 9mm thk. | 7710 | m² | 104 | 801840 | J — Finishes | J | J03 | J0311 | J3 Finishings | 3.01 | Finishes – Floor Tiles | Area (m²) | AED | 82 | AI | ⚠ |  | Citywalk Plot 5.11 Main Works Contract BOQ (1).xlsx |  |  |  | CITYWALK PHASE-05, PLOT 5.11 | Residential | CITYWALK RESIDENTIAL 1 LLC
156 |  |  |  | To Collection AED |  | 801840 | [8 empty] | AED |  |  |  |  | Citywalk Plot 5.11 Main Works Contract BOQ (1).xlsx |  |  |  | CITYWALK PHASE-05, PLOT 5.11 | Residential | CITYWALK RESIDENTIAL 1 LLC
▸ FINISHINGS (Cont'd)
▸ Floor Tiles; As boost natural - concrete collection; Kaolin RT matte sensitech; laid on bonded screed (measured separately); including adhesive, mortar, grout, joint and edge treatment sealer, fixings, accessories and all ancillary works as necessary
164 | A | Type A-FL-02; size 600 x 600 x 9mm thk | 1292 | m² | 79 | 102068 | J — Finishes | J | J03 | J0311 | J3 Finishings | 3.01 | Finishes – Floor Tiles | Area (m²) | AED | 82 | AI | ⚠ |  | Citywalk Plot 5.11 Main Works Contract BOQ (1).xlsx |  |  |  | CITYWALK PHASE-05, PLOT 5.11 | Residential | CITYWALK RESIDENTIAL 1 LLC
▸ Floor Tiles;Marvel travertine- Marble collection; sand vein matte sensitech; laid on laid on bonded screed (measured separately); including adhesive, mortar, grout, joint and edge treatment sealer, fixings, accessories and all ancillary works as necessary
168 | B | Type A-FL-03; size 600 x 600 x 9mm thk. | 59 | m² | 79 | 4661 | J — Finishes | J | J03 | J0311 | J3 Finishings | 3.01 | Finishes – Floor Tiles | Area (m²) | AED | 82 | AI | ⚠ |  | Citywalk Plot 5.11 Main Works Contract BOQ (1).xlsx |  |  |  | CITYWALK PHASE-05, PLOT 5.11 | Residential | CITYWALK RESIDENTIAL 1 LLC
▸ Ceramic tiles ; anti slip ceramic tiles with polymer modified, highly-cleanable Epoxy grout; laid on bonded screed (measured separately); including adhesive, mortar, grout, joint and edge treatment sealer, fixings, accessories and all ancillary works as necessary
172 | C | Type FF01b; size 300 x 300 x 10mm; to wet area | 32 | m² | 45 | 1440 | J — Finishes | J | J03 | J0311 | J3 Finishings | 3.01 | Finishes – Floor Tiles | Area (m²) | AED | 82 | AI | ⚠ |  | Citywalk Plot 5.11 Main Works Contract BOQ (1).xlsx |  |  |  | CITYWALK PHASE-05, PLOT 5.11 | Residential | CITYWALK RESIDENTIAL 1 LLC
▸ Ceramic tiles ; anti slip glazed ceramic tiles with polymer modified, highly-cleanable Epoxy grout; laid on bonded screed (measured separately); including adhesive, mortar, grout, joint and edge treatment sealer, fixings, accessories and all ancillary works as necessary
176 | D | Type FF07; size 300 x 300 x 10mm; to BOH toilet and Garbage Room | 60 | m² | 45 | 2700 | J — Finishes | J | J03 | J0311 | J3 Finishings | 3.01 | Finishes – Floor Tiles | Area (m²) | AED | 82 | AI | ⚠ |  | Citywalk Plot 5.11 Main Works Contract BOQ (1).xlsx |  |  |  | CITYWALK PHASE-05, PLOT 5.11 | Residential | CITYWALK RESIDENTIAL 1 LLC
179 |  |  |  | To Collection AED |  | 110869 | [8 empty] | AED |  |  |  |  | Citywalk Plot 5.11 Main Works Contract BOQ (1).xlsx |  |  |  | CITYWALK PHASE-05, PLOT 5.11 | Residential | CITYWALK RESIDENTIAL 1 LLC
▸ FINISHINGS (Cont'd)
▸ Porcelain tiles ; anti slip heavy duty mat full body rectified porcelain tiles with polymer modified, highly-cleanable cement grout; laid on bonded screed (measured separately); including adhesive, mortar, grout, joint and edge treatment sealer, fixings, accessories and all ancillary works as necessary
187 | A | Type FF17; size 300 x 300 x 13mm; to Service lobby | 57 | m² | 45 | 2565 | J — Finishes | J | J03 | J0311 | J3 Finishings | 3.01 | Finishes – Floor Tiles | Area (m²) | AED | 82 | AI | ⚠ |  | Citywalk Plot 5.11 Main Works Contract BOQ (1).xlsx |  |  |  | CITYWALK PHASE-05, PLOT 5.11 | Residential | CITYWALK RESIDENTIAL 1 LLC
▸ Porcelain tiles ; including adhesive, mortar, grout, joint and edge treatment sealer, fixings, accessories and all ancillary works as necessary
191 | B | Type C-FL-05; size 600x1200mm ; to Corridors | 1338 | m² | 148 | 198024 | J — Finishes | J | J03 | J0311 | J3 Finishings | 3.01 | Finishes – Floor Tiles | Area (m²) | AED | 82 | AI | ⚠ |  | Citywalk Plot 5.11 Main Works Contract BOQ (1).xlsx |  |  |  | CITYWALK PHASE-05, PLOT 5.11 | Residential | CITYWALK RESIDENTIAL 1 LLC
193 | C | Type C-FL-03;size 600x600mm; to Changing room | 48 | m² | 93 | 4464 | J — Finishes | J | J03 | J0311 | J3 Finishings | 3.01 | Finishes – Floor Tiles | Area (m²) | AED | 82 | AI | ⚠ |  | Citywalk Plot 5.11 Main Works Contract BOQ (1).xlsx |  |  |  | CITYWALK PHASE-05, PLOT 5.11 | Residential | CITYWALK RESIDENTIAL 1 LLC
195 | D | Type C-FL-04;to Changing room | 1 | m² | 93 | 93 | J — Finishes | J | J03 | J0311 | J3 Finishings | 3.01 | Finishes – Floor Tiles | Area (m²) | AED | 82 | AI | ⚠ |  | Citywalk Plot 5.11 Main Works Contract BOQ (1).xlsx |  |  |  | CITYWALK PHASE-05, PLOT 5.11 | Residential | CITYWALK RESIDENTIAL 1 LLC
197 | E | Type C-FL-01A;to lift lobby | 140 | m² | 143 | 20020 | J — Finishes | J | J03 | J0311 | J3 Finishings | 3.01 | Finishes – Floor Tiles | Area (m²) | AED | 82 | AI | ⚠ |  | Citywalk Plot 5.11 Main Works Contract BOQ (1).xlsx |  |  |  | CITYWALK PHASE-05, PLOT 5.11 | Residential | CITYWALK RESIDENTIAL 1 LLC
▸ Rubber Floor; including adhesive, mortar, grout, joint and edge treatment sealer, fixings, accessories and all ancillary works as necessary
201 | F | Type C-FL-02;to Gym | 162 | m² | 1183 | 191646 | J — Finishes | J | J03 | J0311 | J3 Finishings | 3.01 | Finishes – Floor Tiles | Area (m²) | AED | 82 | AI | ⚠ |  | Citywalk Plot 5.11 Main Works Contract BOQ (1).xlsx |  |  |  | CITYWALK PHASE-05, PLOT 5.11 | Residential | CITYWALK RESIDENTIAL 1 LLC
▸ Porcelain tile threshold; 9mm thick; laid on cement and sand screed; including adhesive mortar, joint and edge treatment sealer and all ancillary works as necessary
205 | G | Type A-FL-01; 130mm wide; to apartment | 461 | m | 15 | 6915 | J — Finishes | J | J03 | J0321 | J3 Finishings | 3.01 | Finishes – Skirting/Trim | Length (m) | AED | 85 | AI | ✓ |  | Citywalk Plot 5.11 Main Works Contract BOQ (1).xlsx |  |  |  | CITYWALK PHASE-05, PLOT 5.11 | Residential | CITYWALK RESIDENTIAL 1 LLC
207 | H | Type A-FL-02; 130mm wide; to apartment | 295 | m | 0 | Not Shown in Dwg | J — Finishes | J | J03 | J0321 | J3 Finishings | 3.01 | Finishes – Skirting/Trim | Length (m) | AED | 85 | AI | ✓ |  | Citywalk Plot 5.11 Main Works Contract BOQ (1).xlsx |  |  |  | CITYWALK PHASE-05, PLOT 5.11 | Residential | CITYWALK RESIDENTIAL 1 LLC
210 |  |  |  | To Collection AED |  | 423727 | [8 empty] | AED |  |  |  |  | Citywalk Plot 5.11 Main Works Contract BOQ (1).xlsx |  |  |  | CITYWALK PHASE-05, PLOT 5.11 | Residential | CITYWALK RESIDENTIAL 1 LLC
▸ FINISHINGS (Cont'd)
▸ Marble threshold; 30mm thick; including adhesive mortar, joint and edge treatment sealer and all ancillary works as necessary
218 | A | Type A-TH-01; 130mm wide; to apartment | 116 | m | 0 | Not Shown in Dwg | J — Finishes | J | J03 | J0321 | J3 Finishings | 3.01 | Finishes – Skirting/Trim | Length (m) | AED | 85 | AI | ✓ |  | Citywalk Plot 5.11 Main Works Contract BOQ (1).xlsx |  |  |  | CITYWALK PHASE-05, PLOT 5.11 | Residential | CITYWALK RESIDENTIAL 1 LLC
220 | B | Type A-TH-02; 130mm wide; to apartment | 30 | m | 0 | Not Shown in Dwg | J — Finishes | J | J03 | J0321 | J3 Finishings | 3.01 | Finishes – Skirting/Trim | Length (m) | AED | 85 | AI | ✓ |  | Citywalk Plot 5.11 Main Works Contract BOQ (1).xlsx |  |  |  | CITYWALK PHASE-05, PLOT 5.11 | Residential | CITYWALK RESIDENTIAL 1 LLC
222 | C | Type A-TH-01; 150mm wide; to changing room | 7 | m | 251 | 1757 | J — Finishes | J | J03 | J0321 | J3 Finishings | 3.01 | Finishes – Skirting/Trim | Length (m) | AED | 85 | AI | ✓ |  | Citywalk Plot 5.11 Main Works Contract BOQ (1).xlsx |  |  |  | CITYWALK PHASE-05, PLOT 5.11 | Residential | CITYWALK RESIDENTIAL 1 LLC
▸ Marble threshold; 20mm thick; including adhesive mortar, joint and edge treatment sealer and all ancillary works as necessary
226 | D | Type C-TH-01; 200mm wide; to service and lift lobbies | 47 | m | 136 | 6392 | P — Conveying Systems | P | P03 | P0301 | P3 Work incidental to conveying systems | 5.10 | Lift and Conveyor Installations | Enumerated (nr), Item | AED | 65 | Fuzzy | ⚠ |  | Citywalk Plot 5.11 Main Works Contract BOQ (1).xlsx |  |  |  | CITYWALK PHASE-05, PLOT 5.11 | Residential | CITYWALK RESIDENTIAL 1 LLC
▸ Wood look Porcelain tile skirting; 9mm thick; including metal trim profile; including finishes, fixings, accessories and all ancillary works as necessary
230 | E | Type A-SK-01; 100mm high to apartment | 1901 | m | 23 | 43723 | J — Finishes | J | J03 | J0321 | J3 Finishings | 3.01 | Finishes – Skirting/Trim | Length (m) | AED | 85 | AI | ✓ |  | Citywalk Plot 5.11 Main Works Contract BOQ (1).xlsx |  |  |  | CITYWALK PHASE-05, PLOT 5.11 | Residential | CITYWALK RESIDENTIAL 1 LLC
232 | F | Type A-SK-02; 100mm high to apartment Bathrooms | 578 | m | 18 | 10404 | J — Finishes | J | J03 | J0321 | J3 Finishings | 3.01 | Finishes – Skirting/Trim | Length (m) | AED | 85 | AI | ✓ |  | Citywalk Plot 5.11 Main Works Contract BOQ (1).xlsx |  |  |  | CITYWALK PHASE-05, PLOT 5.11 | Residential | CITYWALK RESIDENTIAL 1 LLC
234 | G | Type A-SK-03; 100mm high to apartment Bathrooms | 2712 | m | 23 | 62376 | J — Finishes | J | J03 | J0321 | J3 Finishings | 3.01 | Finishes – Skirting/Trim | Length (m) | AED | 85 | AI | ✓ |  | Citywalk Plot 5.11 Main Works Contract BOQ (1).xlsx |  |  |  | CITYWALK PHASE-05, PLOT 5.11 | Residential | CITYWALK RESIDENTIAL 1 LLC
236 | H | Type A-SK-05; 100mm high to apartment Bathrooms | 51 | m | 18 | 918 | J — Finishes | J | J03 | J0321 | J3 Finishings | 3.01 | Finishes – Skirting/Trim | Length (m) | AED | 85 | AI | ✓ |  | Citywalk Plot 5.11 Main Works Contract BOQ (1).xlsx |  |  |  | CITYWALK PHASE-05, PLOT 5.11 | Residential | CITYWALK RESIDENTIAL 1 LLC
243 |  |  |  | To Collection AED |  | 125570 | [8 empty] | AED |  |  |  |  | Citywalk Plot 5.11 Main Works Contract BOQ (1).xlsx |  |  |  | CITYWALK PHASE-05, PLOT 5.11 | Residential | CITYWALK RESIDENTIAL 1 LLC
▸ FINISHINGS (Cont'd)
▸ Aluminium skirting; Titanium finish;including metal trim profile; including finishes, fixings, accessories and all ancillary works as necessary
251 | A | Type A-SK-04; 100mm high to apartment kitchen | 163 | m | 0 | Included | J — Finishes | J | J03 | J0321 | J3 Finishings | 3.01 | Finishes – Skirting/Trim | Length (m) | AED | 85 | AI | ✓ |  | Citywalk Plot 5.11 Main Works Contract BOQ (1).xlsx |  |  |  | CITYWALK PHASE-05, PLOT 5.11 | Residential | CITYWALK RESIDENTIAL 1 LLC
▸ Tile skirting; 3mm thick; Aluminium skirting strip; black satin finish; including finishes, fixings, accessories and all ancillary works as necessary
255 | B | Type A-SK-06; 20mm high to round column | 54 | m | 55 | 2970 | C — Concrete Work | C | C04 | C0401 | C4 Shuttering | 2.01 | Frame / Concrete Work | Volume (m³), Weight (t), Area (m²), Length (m), Enumerated (nr) | AED | 62 | Fuzzy | ⚠ |  | Citywalk Plot 5.11 Main Works Contract BOQ (1).xlsx |  |  |  | CITYWALK PHASE-05, PLOT 5.11 | Residential | CITYWALK RESIDENTIAL 1 LLC
▸ Ceramic tile skirting;9mm thick; including finishes, fixings, accessories and all ancillary works as necessary
259 | C | Type SK-01; 100mm high | 119 | m | 11 | 1309 | J — Finishes | J | J03 | J0321 | J3 Finishings | 3.01 | Finishes – Skirting/Trim | Length (m) | AED | 85 | AI | ✓ |  | Citywalk Plot 5.11 Main Works Contract BOQ (1).xlsx |  |  |  | CITYWALK PHASE-05, PLOT 5.11 | Residential | CITYWALK RESIDENTIAL 1 LLC
▸ Black Mat Metal trim; including finishes, fixings, accessories and all ancillary works as necessary
263 | D | Type C-SK-01; to Lift Lobby | 86 | m | 44 | 3784 | J — Finishes | J | J03 | J0321 | J3 Finishings | 3.01 | Finishes – Skirting/Trim | Length (m) | AED | 85 | AI | ✓ |  | Citywalk Plot 5.11 Main Works Contract BOQ (1).xlsx |  |  |  | CITYWALK PHASE-05, PLOT 5.11 | Residential | CITYWALK RESIDENTIAL 1 LLC
▸ Porcelain tile skirting;9mm thick; including finishes, fixings, accessories and all ancillary works as necessary
267 | E | Type C-SK-02; 100mm high | 1188 | m | 42 | 49896 | J — Finishes | J | J03 | J0321 | J3 Finishings | 3.01 | Finishes – Skirting/Trim | Length (m) | AED | 85 | AI | ✓ |  | Citywalk Plot 5.11 Main Works Contract BOQ (1).xlsx |  |  |  | CITYWALK PHASE-05, PLOT 5.11 | Residential | CITYWALK RESIDENTIAL 1 LLC
276 |  |  |  | To Collection AED |  | 57959 | [8 empty] | AED |  |  |  |  | Citywalk Plot 5.11 Main Works Contract BOQ (1).xlsx |  |  |  | CITYWALK PHASE-05, PLOT 5.11 | Residential | CITYWALK RESIDENTIAL 1 LLC
▸ FINISHINGS (Cont'd)
▸ Recessed Metal skirting; including finishes, fixings, accessories and all ancillary works as necessary
284 | A | Type C-SK-03; to Gym | 42 | m | 57 | 2394 | J — Finishes | J | J03 | J0321 | J3 Finishings | 3.01 | Finishes – Skirting/Trim | Length (m) | AED | 85 | AI | ✓ |  | Citywalk Plot 5.11 Main Works Contract BOQ (1).xlsx |  |  |  | CITYWALK PHASE-05, PLOT 5.11 | Residential | CITYWALK RESIDENTIAL 1 LLC
▸ Paint finish - Yellow
288 | B | Type C-PT-06 | 62 | m | 20 | 1240 | J — Finishes | J | J04 | J0402 | J4 Sundries | 3.01 | Finishes – Paint Finishes | Area (m²) | AED | 80 | AI | ⚠ |  | Citywalk Plot 5.11 Main Works Contract BOQ (1).xlsx |  |  |  | CITYWALK PHASE-05, PLOT 5.11 | Residential | CITYWALK RESIDENTIAL 1 LLC
▸ Metal strip; including finishes, fixings, accessories and all ancillary works as necessary
292 | C | Type C-MT-06; to Lift lobby and corridors | 36 | m | 83 | 2988 | P — Conveying Systems | P | P03 | P0301 | P3 Work incidental to conveying systems | 5.10 | Lift and Conveyor Installations | Enumerated (nr), Item | AED | 63 | Fuzzy | ⚠ |  | Citywalk Plot 5.11 Main Works Contract BOQ (1).xlsx |  |  |  | CITYWALK PHASE-05, PLOT 5.11 | Residential | CITYWALK RESIDENTIAL 1 LLC
▸ Installation only
▸ Wood look porcelain tiles; Signature S103 NAT; Alpine; laid on bonded screed (measured separately); including adhesive, mortar, grout, joint and edge treatment sealer, fixings, accessories and all ancillary works as necessary
298 | D | Type A-FL-01; size 200 x 1200 x 9mm thk. | 7710 | m² | 66 | 508860 | J — Finishes | J | J03 | J0311 | J3 Finishings | 3.01 | Finishes – Floor Tiles | Area (m²) | AED | 82 | AI | ⚠ |  | Citywalk Plot 5.11 Main Works Contract BOQ (1).xlsx |  |  |  | CITYWALK PHASE-05, PLOT 5.11 | Residential | CITYWALK RESIDENTIAL 1 LLC
▸ Floor Tiles; As boost natural - concrete collection; Kaolin RT matte sensitech; laid on bonded screed (measured separately); including adhesive, mortar, grout, joint and edge treatment sealer, fixings, accessories and all ancillary works as necessary
302 | E | Type A-FL-02; size 600 x 600 x 9mm thk | 1292 | m² | 56 | 72352 | J — Finishes | J | J03 | J0311 | J3 Finishings | 3.01 | Finishes – Floor Tiles | Area (m²) | AED | 82 | AI | ⚠ |  | Citywalk Plot 5.11 Main Works Contract BOQ (1).xlsx |  |  |  | CITYWALK PHASE-05, PLOT 5.11 | Residential | CITYWALK RESIDENTIAL 1 LLC
▸ Floor Tiles;Marvel travertine- Marble collection; sand vein matte sensitech; laid on laid on bonded screed (measured separately); including adhesive, mortar, grout, joint and edge treatment sealer, fixings, accessories and all ancillary works as necessary
306 | F | Type A-FL-03; size 600 x 600 x 9mm thk. | 59 | m² | 56 | 3304 | J — Finishes | J | J03 | J0311 | J3 Finishings | 3.01 | Finishes – Floor Tiles | Area (m²) | AED | 82 | AI | ⚠ |  | Citywalk Plot 5.11 Main Works Contract BOQ (1).xlsx |  |  |  | CITYWALK PHASE-05, PLOT 5.11 | Residential | CITYWALK RESIDENTIAL 1 LLC
309 |  |  |  | To Collection AED |  | 591138 | [8 empty] | AED |  |  |  |  | Citywalk Plot 5.11 Main Works Contract BOQ (1).xlsx |  |  |  | CITYWALK PHASE-05, PLOT 5.11 | Residential | CITYWALK RESIDENTIAL 1 LLC
▸ FINISHINGS (Cont'd)
▸ Ceramic tiles ; anti slip ceramic tiles with polymer modified, highly-cleanable Epoxy grout; laid on bonded screed (measured separately); including adhesive, mortar, grout, joint and edge treatment sealer, fixings, accessories and all ancillary works as necessary
317 | A | Type FF01b; size 300 x 300 x 10mm; to wet area | 32 | m² | 56 | 1792 | J — Finishes | J | J03 | J0311 | J3 Finishings | 3.01 | Finishes – Floor Tiles | Area (m²) | AED | 82 | AI | ⚠ |  | Citywalk Plot 5.11 Main Works Contract BOQ (1).xlsx |  |  |  | CITYWALK PHASE-05, PLOT 5.11 | Residential | CITYWALK RESIDENTIAL 1 LLC
▸ Ceramic tiles ; anti slip glazed ceramic tiles with polymer modified, highly-cleanable Epoxy grout; laid on bonded screed (measured separately); including adhesive, mortar, grout, joint and edge treatment sealer, fixings, accessories and all ancillary works as necessary
321 | B | Type FF07; size 300 x 300 x 10mm; to BOH toilet and Garbage Room | 60 | m² | 56 | 3360 | J — Finishes | J | J03 | J0301 | J3 Finishings | 3.01 | Finishes – Floor Tiles | Area (m²) | AED | 85 | AI | ✓ |  | Citywalk Plot 5.11 Main Works Contract BOQ (1).xlsx |  |  |  | CITYWALK PHASE-05, PLOT 5.11 | Residential | CITYWALK RESIDENTIAL 1 LLC
▸ Porcelain tiles ; anti slip heavy duty mat full body rectified porcelain tiles with polymer modified, highly-cleanable cement grout; laid on bonded screed (measured separately); including adhesive, mortar, grout, joint and edge treatment sealer, fixings, accessories and all ancillary works as necessary
325 | C | Type FF17; size 300 x 300 x 13mm; to Service lobby | 57 | m² | 51 | 2907 | J — Finishes | J | J03 | J0301 | J3 Finishings | 3.01 | Finishes – Floor Tiles | Area (m²) | AED | 85 | AI | ✓ |  | Citywalk Plot 5.11 Main Works Contract BOQ (1).xlsx |  |  |  | CITYWALK PHASE-05, PLOT 5.11 | Residential | CITYWALK RESIDENTIAL 1 LLC
▸ Porcelain tiles ; including adhesive, mortar, grout, joint and edge treatment sealer, fixings, accessories and all ancillary works as necessary
329 | D | Type C-FL-05; size 600x1200mm ; to Corridors | 1338 | m² | 51 | 68238 | J — Finishes | J | J03 | J0301 | J3 Finishings | 3.01 | Finishes – Floor Tiles | Area (m²) | AED | 85 | AI | ✓ |  | Citywalk Plot 5.11 Main Works Contract BOQ (1).xlsx |  |  |  | CITYWALK PHASE-05, PLOT 5.11 | Residential | CITYWALK RESIDENTIAL 1 LLC
331 | E | Type C-FL-03;size 600x600mm; to Changing room | 48 | m² | 51 | 2448 | J — Finishes | J | J03 | J0301 | J3 Finishings | 3.01 | Finishes – Floor Tiles | Area (m²) | AED | 85 | AI | ✓ |  | Citywalk Plot 5.11 Main Works Contract BOQ (1).xlsx |  |  |  | CITYWALK PHASE-05, PLOT 5.11 | Residential | CITYWALK RESIDENTIAL 1 LLC
333 | F | Type C-FL-04;to Changing room | 1 | m² | 51 | 51 | J — Finishes | J | J03 | J0301 | J3 Finishings | 3.01 | Finishes – Floor Tiles | Area (m²) | AED | 80 | AI | ⚠ |  | Citywalk Plot 5.11 Main Works Contract BOQ (1).xlsx |  |  |  | CITYWALK PHASE-05, PLOT 5.11 | Residential | CITYWALK RESIDENTIAL 1 LLC
335 | G | Type C-FL-01A;to lift lobby | 140 | m² | 51 | 7140 | J — Finishes | J | J03 | J0301 | J3 Finishings | 3.01 | Finishes – Floor Tiles | Area (m²) | AED | 85 | AI | ✓ |  | Citywalk Plot 5.11 Main Works Contract BOQ (1).xlsx |  |  |  | CITYWALK PHASE-05, PLOT 5.11 | Residential | CITYWALK RESIDENTIAL 1 LLC
338 |  |  |  | To Collection AED |  | 85936 | [8 empty] | AED |  |  |  |  | Citywalk Plot 5.11 Main Works Contract BOQ (1).xlsx |  |  |  | CITYWALK PHASE-05, PLOT 5.11 | Residential | CITYWALK RESIDENTIAL 1 LLC
▸ FINISHINGS (Cont'd)
▸ Rubber Floor; including adhesive, mortar, grout, joint and edge treatment sealer, fixings, accessories and all ancillary works as necessary
346 | A | Type C-FL-02;to Gym | 162 | m² | 0 | Included | J — Finishes | J | J03 | J0301 | J3 Finishings | 3.01 | Finishes – Floor Tiles | Area (m²) | AED | 85 | AI | ✓ |  | Citywalk Plot 5.11 Main Works Contract BOQ (1).xlsx |  |  |  | CITYWALK PHASE-05, PLOT 5.11 | Residential | CITYWALK RESIDENTIAL 1 LLC
▸ Porcelain tile threshold; 9mm thick; laid on cement and sand screed; including adhesive mortar, joint and edge treatment sealer and all ancillary works as necessary
350 | B | Type A-FL-01; 130mm wide; to apartment | 461 | m | 75 | 34575 | J — Finishes | J | J03 | J0302 | J3 Finishings | 3.01 | Finishes – Skirtings/Trims | Linear (m) | AED | 80 | AI | ⚠ |  | Citywalk Plot 5.11 Main Works Contract BOQ (1).xlsx |  |  |  | CITYWALK PHASE-05, PLOT 5.11 | Residential | CITYWALK RESIDENTIAL 1 LLC
352 | C | Type A-FL-02; 130mm wide; to apartment | 295 | m | 0 | Not shown in Dwg | J — Finishes | J | J03 | J0302 | J3 Finishings | 3.01 | Finishes – Skirtings/Trims | Linear (m) | AED | 80 | AI | ⚠ |  | Citywalk Plot 5.11 Main Works Contract BOQ (1).xlsx |  |  |  | CITYWALK PHASE-05, PLOT 5.11 | Residential | CITYWALK RESIDENTIAL 1 LLC
▸ Marble threshold; 30mm thick; including adhesive mortar, joint and edge treatment sealer and all ancillary works as necessary
356 | D | Type A-TH-01; 130mm wide; to apartment | 116 | m | 0 | Not shown in Dwg | J — Finishes | J | J03 | J0303 | J3 Finishings | 3.01 | Finishes – Wall Trims | Linear (m) | AED | 75 | AI | ⚠ |  | Citywalk Plot 5.11 Main Works Contract BOQ (1).xlsx |  |  |  | CITYWALK PHASE-05, PLOT 5.11 | Residential | CITYWALK RESIDENTIAL 1 LLC
358 | E | Type A-TH-02; 130mm wide; to apartment | 30 | m | 0 | Not shown in Dwg | J — Finishes | J | J03 | J0303 | J3 Finishings | 3.01 | Finishes – Wall Trims | Linear (m) | AED | 75 | AI | ⚠ |  | Citywalk Plot 5.11 Main Works Contract BOQ (1).xlsx |  |  |  | CITYWALK PHASE-05, PLOT 5.11 | Residential | CITYWALK RESIDENTIAL 1 LLC
360 | F | Type A-TH-01; 150mm wide; to changing room | 7 | m | 75 | 525 | J — Finishes | J | J03 | J0303 | J3 Finishings | 3.01 | Finishes – Wall Trims | Linear (m) | AED | 75 | AI | ⚠ |  | Citywalk Plot 5.11 Main Works Contract BOQ (1).xlsx |  |  |  | CITYWALK PHASE-05, PLOT 5.11 | Residential | CITYWALK RESIDENTIAL 1 LLC
362 | G | Type C-TH-01; 200mm wide; to service and lift lobbies | 47 | m | 75 | 3525 | P — Conveying Systems | P | P03 | P0301 | P3 Work incidental to conveying systems | 5.10 | Lift and Conveyor Installations | Enumerated (nr), Item | AED | 65 | Fuzzy | ⚠ |  | Citywalk Plot 5.11 Main Works Contract BOQ (1).xlsx |  |  |  | CITYWALK PHASE-05, PLOT 5.11 | Residential | CITYWALK RESIDENTIAL 1 LLC
▸ Wood look Porcelain tile skirting; 9mm thick; including metal trim profile; including finishes, fixings, accessories and all ancillary works as necessary
366 | H | Type A-SK-01; 100mm high to apartment | 1901 | m | 13 | 24713 | J — Finishes | J | J03 | J0302 | J3 Finishings | 3.01 | Finishes – Skirtings | Linear (m) | AED | 85 | AI | ✓ |  | Citywalk Plot 5.11 Main Works Contract BOQ (1).xlsx |  |  |  | CITYWALK PHASE-05, PLOT 5.11 | Residential | CITYWALK RESIDENTIAL 1 LLC
368 | J | Type A-SK-02; 100mm high to apartment Bathrooms | 578 | m | 13 | 7514 | J — Finishes | J | J03 | J0302 | J3 Finishings | 3.01 | Finishes – Skirtings | Linear (m) | AED | 85 | AI | ✓ |  | Citywalk Plot 5.11 Main Works Contract BOQ (1).xlsx |  |  |  | CITYWALK PHASE-05, PLOT 5.11 | Residential | CITYWALK RESIDENTIAL 1 LLC
370 | K | Type A-SK-03; 100mm high to apartment Bathrooms | 2712 | m | 13 | 35256 | J — Finishes | J | J03 | J0302 | J3 Finishings | 3.01 | Finishes – Skirtings | Linear (m) | AED | 85 | AI | ✓ |  | Citywalk Plot 5.11 Main Works Contract BOQ (1).xlsx |  |  |  | CITYWALK PHASE-05, PLOT 5.11 | Residential | CITYWALK RESIDENTIAL 1 LLC
372 | L | Type A-SK-05; 100mm high to apartment Bathrooms | 51 | m | 13 | 663 | J — Finishes | J | J03 | J0302 | J3 Finishings | 3.01 | Finishes – Skirtings | Linear (m) | AED | 85 | AI | ✓ |  | Citywalk Plot 5.11 Main Works Contract BOQ (1).xlsx |  |  |  | CITYWALK PHASE-05, PLOT 5.11 | Residential | CITYWALK RESIDENTIAL 1 LLC
375 |  |  |  | To Collection AED |  | 106771 | [8 empty] | AED |  |  |  |  | Citywalk Plot 5.11 Main Works Contract BOQ (1).xlsx |  |  |  | CITYWALK PHASE-05, PLOT 5.11 | Residential | CITYWALK RESIDENTIAL 1 LLC
▸ FINISHINGS (Cont'd)
▸ Aluminium skirting; Titanium finish;including metal trim profile; including finishes, fixings, accessories and all ancillary works as necessary
383 | A | Type A-SK-04; 100mm high to apartment kitchen | 163 | m | 0 | Included | J — Finishes | J | J03 | J0302 | J3 Finishings | 3.01 | Finishes – Skirtings | Linear (m) | AED | 85 | AI | ✓ |  | Citywalk Plot 5.11 Main Works Contract BOQ (1).xlsx |  |  |  | CITYWALK PHASE-05, PLOT 5.11 | Residential | CITYWALK RESIDENTIAL 1 LLC
▸ Tile skirting; 3mm thick; Aluminium skirting strip; black satin finish; including finishes, fixings, accessories and all ancillary works as necessary
387 | B | Type A-SK-06; 20mm high to round column | 54 | m | 20 | 1080 | C — Concrete Work | C | C04 | C0401 | C4 Shuttering | 2.01 | Frame / Concrete Work | Volume (m³), Weight (t), Area (m²), Length (m), Enumerated (nr) | AED | 62 | Fuzzy | ⚠ |  | Citywalk Plot 5.11 Main Works Contract BOQ (1).xlsx |  |  |  | CITYWALK PHASE-05, PLOT 5.11 | Residential | CITYWALK RESIDENTIAL 1 LLC
▸ Ceramic tile skirting;9mm thick; including finishes, fixings, accessories and all ancillary works as necessary
391 | C | Type SK-01; 100mm high | 111 | m | 13 | 1443 | J — Finishes | J | J03 | J0302 | J3 Finishings | 3.01 | Finishes – Skirtings | Linear (m) | AED | 80 | AI | ⚠ |  | Citywalk Plot 5.11 Main Works Contract BOQ (1).xlsx |  |  |  | CITYWALK PHASE-05, PLOT 5.11 | Residential | CITYWALK RESIDENTIAL 1 LLC
▸ Black Mat Metal trim; including finishes, fixings, accessories and all ancillary works as necessary
395 | D | Type C-SK-01; to Lift Lobby | 171 | m | 31 | 5301 | J — Finishes | J | J03 | J0302 | J3 Finishings | 3.01 | Finishes – Skirtings | Linear (m) | AED | 85 | AI | ✓ |  | Citywalk Plot 5.11 Main Works Contract BOQ (1).xlsx |  |  |  | CITYWALK PHASE-05, PLOT 5.11 | Residential | CITYWALK RESIDENTIAL 1 LLC
▸ Porcelain tile skirting;9mm thick; including finishes, fixings, accessories and all ancillary works as necessary
399 | E | Type C-SK-02; 100mm high | 1188 | m | 13 | 15444 | J — Finishes | J | J03 | J0302 | J3 Finishings | 3.01 | Finishes – Skirtings | Linear (m) | AED | 85 | AI | ✓ |  | Citywalk Plot 5.11 Main Works Contract BOQ (1).xlsx |  |  |  | CITYWALK PHASE-05, PLOT 5.11 | Residential | CITYWALK RESIDENTIAL 1 LLC
▸ Recessed Metal skirting; including finishes, fixings, accessories and all ancillary works as necessary
403 | F | Type C-SK-03; to Gym | 42 | m | 20 | 840 | J — Finishes | J | J03 | J0302 | J3 Finishings | 3.01 | Finishes – Skirtings | Linear (m) | AED | 85 | AI | ✓ |  | Citywalk Plot 5.11 Main Works Contract BOQ (1).xlsx |  |  |  | CITYWALK PHASE-05, PLOT 5.11 | Residential | CITYWALK RESIDENTIAL 1 LLC
▸ Metal strip; including finishes, fixings, accessories and all ancillary works as necessary
407 | G | Type C-MT-06; to Lift lobby and corridors | 36 | m | 25 | 900 | P — Conveying Systems | P | P03 | P0301 | P3 Work incidental to conveying systems | 5.10 | Lift and Conveyor Installations | Enumerated (nr), Item | AED | 63 | Fuzzy | ⚠ |  | Citywalk Plot 5.11 Main Works Contract BOQ (1).xlsx |  |  |  | CITYWALK PHASE-05, PLOT 5.11 | Residential | CITYWALK RESIDENTIAL 1 LLC
409 |  |  |  | To Collection AED |  | 25008 | [8 empty] | AED |  |  |  |  | Citywalk Plot 5.11 Main Works Contract BOQ (1).xlsx |  |  |  | CITYWALK PHASE-05, PLOT 5.11 | Residential | CITYWALK RESIDENTIAL 1 LLC
▸ FINISHINGS (Cont'd)
▸ Wall Finishes
▸ Supply Only
▸ Porcelain tile wall cladding; laid on cement plaster (measured separately); including tile edge profile trim, adhesive, mortar, grout, joint and edge treatment sealer and all necessary fixings and accessories
421 | A | To lift lobby; C-TL-01 | 285 | m² | 135 | 38475 | K — Accessories | K | K02 | K0201 | K2 Partitions | 4.01 | FF&E – Fittings & Furnishings (Supply Only) | Item | AED | 75 | AI | ⚠ |  | Citywalk Plot 5.11 Main Works Contract BOQ (1).xlsx |  |  |  | CITYWALK PHASE-05, PLOT 5.11 | Residential | CITYWALK RESIDENTIAL 1 LLC
▸ Porcelain tile general wall; 600x1200x6mm; laid on cement plaster (measured separately); including tile edge profile trim, adhesive, mortar, grout, joint and edge treatment sealer and all necessary fixings and accessories
425 | B | To changing rooms; C-TL-02 | 185 | m² | 159 | 29415 | K — Accessories | K | K02 | K0201 | K2 Partitions | 4.01 | FF&E – Fittings & Furnishings (Supply Only) | Item | AED | 75 | AI | ⚠ |  | Citywalk Plot 5.11 Main Works Contract BOQ (1).xlsx |  |  |  | CITYWALK PHASE-05, PLOT 5.11 | Residential | CITYWALK RESIDENTIAL 1 LLC
▸ Porcelain tile Accent wall; 600x600mm; laid on cement plaster (measured separately); including tile edge profile trim, adhesive, mortar, grout, joint and edge treatment sealer and all necessary fixings and accessories
429 | C | To changing rooms; C-TL-03 | 15 | m² | 465 | 6975 | K — Accessories | K | K02 | K0201 | K2 Partitions | 4.01 | FF&E – Fittings & Furnishings (Supply Only) | Item | AED | 75 | AI | ⚠ |  | Citywalk Plot 5.11 Main Works Contract BOQ (1).xlsx |  |  |  | CITYWALK PHASE-05, PLOT 5.11 | Residential | CITYWALK RESIDENTIAL 1 LLC
▸ Porcelain wall tiles; 300 x 300 x 6mm glazed tiles; laid on cement plaster (measured separately); including tile edge profile trim, adhesive, mortar, grout, joint and edge treatment sealer and all necessary fixings and accessories
433 | D | To garbage room; public area; WF-06 | 117 | m² | 43 | 5031 | K — Accessories | K | K02 | K0201 | K2 Partitions | 4.01 | FF&E – Fittings & Furnishings (Supply Only) | Item | AED | 70 | AI | ⚠ |  | Citywalk Plot 5.11 Main Works Contract BOQ (1).xlsx |  |  |  | CITYWALK PHASE-05, PLOT 5.11 | Residential | CITYWALK RESIDENTIAL 1 LLC
▸ Porcelain wall tiles; 600x600x6mm; laid on cement plaster (measured separately); including tile edge profile trim, adhesive, mortar, grout, joint and edge treatment sealer and all necessary fixings and accessories
437 | E | Type T01; size 600 x 600mm; to apartment | 3489 | m² | 79 | 275631 | K — Accessories | K | K02 | K0201 | K2 Partitions | 4.01 | FF&E – Fittings & Furnishings (Supply Only) | Item | AED | 70 | AI | ⚠ |  | Citywalk Plot 5.11 Main Works Contract BOQ (1).xlsx |  |  |  | CITYWALK PHASE-05, PLOT 5.11 | Residential | CITYWALK RESIDENTIAL 1 LLC
440 |  |  |  | To Collection AED |  | 355527 | [8 empty] | AED |  |  |  |  | Citywalk Plot 5.11 Main Works Contract BOQ (1).xlsx |  |  |  | CITYWALK PHASE-05, PLOT 5.11 | Residential | CITYWALK RESIDENTIAL 1 LLC
▸ FINISHINGS (Cont'd)
▸ Porcelain wall tiles, A-TL-02; stripes; 600x1200x6mm; laid on cement plaster (measured separately); including tile edge profile trim, adhesive, mortar, grout, joint and edge treatment sealer and all necessary fixings and accessories
448 | A | Type T02; size 600 x 1200mm; to apartments | 1362 | m² | 101 | 137562 | J — Finishes | J | J03 | J0303 | J3 Finishings | 3.01 | Finishes – Wall Trims | Area (m²) | AED | 75 | AI | ⚠ |  | Citywalk Plot 5.11 Main Works Contract BOQ (1).xlsx |  |  |  | CITYWALK PHASE-05, PLOT 5.11 | Residential | CITYWALK RESIDENTIAL 1 LLC
▸ Porcelain wall tiles, A-TL-03; 600x600x6mm; laid on cement plaster (measured separately); including tile edge profile trim, adhesive, mortar, grout, joint and edge treatment sealer and all necessary fixings and accessories
452 | B | Type T03; size 600 x 600mm; to apartments | 40 | m² | 79 | 3160 | J — Finishes | J | J03 | J0303 | J3 Finishings | 3.01 | Finishes – Wall Trims | Area (m²) | AED | 75 | AI | ⚠ |  | Citywalk Plot 5.11 Main Works Contract BOQ (1).xlsx |  |  |  | CITYWALK PHASE-05, PLOT 5.11 | Residential | CITYWALK RESIDENTIAL 1 LLC
▸ Installation Only
▸ Porcelain tile wall cladding; laid on cement plaster (measured separately); including tile edge profile trim, adhesive, mortar, grout, joint and edge treatment sealer and all necessary fixings and accessories
458 | C | To lift lobby; C-TL-01 | 285 | m² | 58 | 16530 | K — Accessories | K | K02 | K0201 | K2 Partitions | 4.01 | FF&E – Installation Only | Item | AED | 75 | AI | ⚠ |  | Citywalk Plot 5.11 Main Works Contract BOQ (1).xlsx |  |  |  | CITYWALK PHASE-05, PLOT 5.11 | Residential | CITYWALK RESIDENTIAL 1 LLC
▸ Porcelain tile general wall; 600x1200x6mm; laid on cement plaster (measured separately); including tile edge profile trim, adhesive, mortar, grout, joint and edge treatment sealer and all necessary fixings and accessories
462 | D | To changing rooms; C-TL-02 | 172 | m² | 63 | 10836 | K — Accessories | K | K02 | K0201 | K2 Partitions | 4.01 | FF&E – Installation Only | Item | AED | 75 | AI | ⚠ |  | Citywalk Plot 5.11 Main Works Contract BOQ (1).xlsx |  |  |  | CITYWALK PHASE-05, PLOT 5.11 | Residential | CITYWALK RESIDENTIAL 1 LLC
▸ Porcelain tile Accent wall; 600x600mm; laid on cement plaster (measured separately); including tile edge profile trim, adhesive, mortar, grout, joint and edge treatment sealer and all necessary fixings and accessories
466 | E | To changing rooms; C-TL-03 | 15 | m² | 63 | 945 | K — Accessories | K | K02 | K0201 | K2 Partitions | 4.01 | FF&E – Installation Only | Item | AED | 75 | AI | ⚠ |  | Citywalk Plot 5.11 Main Works Contract BOQ (1).xlsx |  |  |  | CITYWALK PHASE-05, PLOT 5.11 | Residential | CITYWALK RESIDENTIAL 1 LLC
469 |  |  |  | To Collection AED |  | 169033 | [8 empty] | AED |  |  |  |  | Citywalk Plot 5.11 Main Works Contract BOQ (1).xlsx |  |  |  | CITYWALK PHASE-05, PLOT 5.11 | Residential | CITYWALK RESIDENTIAL 1 LLC
▸ FINISHINGS (Cont'd)
▸ Porcelain wall tiles; 300 x 300 x 6mm glazed tiles; laid on cement plaster (measured separately); including tile edge profile trim, adhesive, mortar, grout, joint and edge treatment sealer and all necessary fixings and accessories
477 | A | To garbage room; public area; WF-06 | 117 | m² | 63 | 7371 | J — Finishes | J | J03 | J0303 | J3 Finishings | 3.01 | Finishes – Wall Trims | Area (m²) | AED | 70 | AI | ⚠ |  | Citywalk Plot 5.11 Main Works Contract BOQ (1).xlsx |  |  |  | CITYWALK PHASE-05, PLOT 5.11 | Residential | CITYWALK RESIDENTIAL 1 LLC
▸ Porcelain wall tiles; 600x600x6mm; laid on cement plaster (measured separately); including tile edge profile trim, adhesive, mortar, grout, joint and edge treatment sealer and all necessary fixings and accessories
481 | B | Type T01; size 600 x 600mm; to apartment | 3489 | m² | 63 | 219807 | J — Finishes | J | J03 | J0303 | J3 Finishings | 3.01 | Finishes – Wall Trims | Area (m²) | AED | 75 | AI | ⚠ |  | Citywalk Plot 5.11 Main Works Contract BOQ (1).xlsx |  |  |  | CITYWALK PHASE-05, PLOT 5.11 | Residential | CITYWALK RESIDENTIAL 1 LLC
▸ Porcelain wall tiles, A-TL-02; stripes; 600x1200x6mm; laid on cement plaster (measured separately); including tile edge profile trim, adhesive, mortar, grout, joint and edge treatment sealer and all necessary fixings and accessories
485 | C | Type T02; size 600 x 1200mm; to apartments | 1362 | m² | 63 | 85806 | J — Finishes | J | J03 | J0303 | J3 Finishings | 3.01 | Finishes – Wall Trims | Area (m²) | AED | 75 | AI | ⚠ |  | Citywalk Plot 5.11 Main Works Contract BOQ (1).xlsx |  |  |  | CITYWALK PHASE-05, PLOT 5.11 | Residential | CITYWALK RESIDENTIAL 1 LLC
▸ Porcelain wall tiles, A-TL-03; 600x600x6mm; laid on cement plaster (measured separately); including tile edge profile trim, adhesive, mortar, grout, joint and edge treatment sealer and all necessary fixings and accessories
489 | D | Type T03; size 600 x 600mm; to apartments | 40 | m² | 63 | 2520 | J — Finishes | J | J03 | J0303 | J3 Finishings | 3.01 | Finishes – Wall Trims | Area (m²) | AED | 75 | AI | ⚠ |  | Citywalk Plot 5.11 Main Works Contract BOQ (1).xlsx |  |  |  | CITYWALK PHASE-05, PLOT 5.11 | Residential | CITYWALK RESIDENTIAL 1 LLC
▸ MDF wood panel (paint measured separately); including fixing and fittings including all necessary accessories
493 | E | To door top board and side panel fixed to the wall | 157 | m² | 715 | 112255 | H — Doors And Windows | H | H00 | H0000 |  | 2.06 | Windows and External Doors | Enumerated (nr), Area (m²), Length (m) | AED | 72 | Fuzzy | ⚠ |  | Citywalk Plot 5.11 Main Works Contract BOQ (1).xlsx |  |  |  | CITYWALK PHASE-05, PLOT 5.11 | Residential | CITYWALK RESIDENTIAL 1 LLC
496 |  |  |  | To Collection AED |  | 427759 | [8 empty] | AED |  |  |  |  | Citywalk Plot 5.11 Main Works Contract BOQ (1).xlsx |  |  |  | CITYWALK PHASE-05, PLOT 5.11 | Residential | CITYWALK RESIDENTIAL 1 LLC
▸ FINISHINGS (Cont'd)
▸ Metal paneling type C-MT-04; charcoal gray finish; including sides and frame of the lift doors ; including edge profile trim, joint and edge treatment sealer and all necessary fixings and accessories
504 | A | To basement; including (1200 x 410mm type C-MI-03 panel to the top of the lift door) | 16 | Nr. | 1560 | 24960 | H — Doors And Windows | H | H05 | H0501 | H5 Glass | 2.06 | Windows and External Doors | Enumerated (nr), Area (m²), Length (m) | AED | 60 | Fuzzy | ⚠ |  | Citywalk Plot 5.11 Main Works Contract BOQ (1).xlsx |  |  |  | CITYWALK PHASE-05, PLOT 5.11 | Residential | CITYWALK RESIDENTIAL 1 LLC
▸ Bathtub surround; A-TL-01
508 | B | Porcelain tile to bathtub wall surround; to apartments | 1 | Item | 8276 | 8276 | J — Finishes | J | J02 | J0201 | J2 Backgrounds | 3.01 | Internal Finishes | Area (m²), Length (m) | AED | 65 | Fuzzy | ⚠ |  | Citywalk Plot 5.11 Main Works Contract BOQ (1).xlsx |  |  |  | CITYWALK PHASE-05, PLOT 5.11 | Residential | CITYWALK RESIDENTIAL 1 LLC
▸ Niche to shower area; including porcelain tile finishes; reconstituted shelving, grouting, backing and all necessary fixings and accessories
512 | C | 300 x 150 x height varies | 177 | Nr. | 368 | 65136 | J — Finishes | J | J03 | J0301 | J3 Finishings | 3.01 | Finishes – Wall Tiles | Area (m²) | AED | 80 | AI | ⚠ |  | Citywalk Plot 5.11 Main Works Contract BOQ (1).xlsx |  |  |  | CITYWALK PHASE-05, PLOT 5.11 | Residential | CITYWALK RESIDENTIAL 1 LLC
▸ External
▸ Supply Only
▸ Floor Tiles;Boost pro - concrete collection; Cream RT; 600x600x9mm thick; laid on bonded screed (measured separately); including adhesive, mortar, grout, joint and edge treatment sealer, fixings, accessories and all ancillary works as necessary
520 | D | Type A-FL-04; size 600 x 600 x 9mm thk.; Floor Tile, Cream RT finish to balcony | 2242 | m² | 99 | 221958 | J — Finishes | J | J03 | J0302 | J3 Finishings | 3.01 | Internal Finishes | Area (m²), Length (m) | AED | 60 | Fuzzy | ⚠ |  | Citywalk Plot 5.11 Main Works Contract BOQ (1).xlsx |  |  |  | CITYWALK PHASE-05, PLOT 5.11 | Residential | CITYWALK RESIDENTIAL 1 LLC
▸ Installation Only
▸ Floor Tiles;Boost pro - concrete collection; Cream RT; 600x600x9mm thick; laid on bonded screed (measured separately); including adhesive, mortar, grout, joint and edge treatment sealer, fixings, accessories and all ancillary works as necessary
526 | E | Type A-FL-04; size 600 x 600 x 9mm thk.; Floor Tile, Cream RT finish to balcony | 2242 | m² | 56 | 125552 | J — Finishes | J | J03 | J0302 | J3 Finishings | 3.01 | Internal Finishes | Area (m²), Length (m) | AED | 60 | Fuzzy | ⚠ |  | Citywalk Plot 5.11 Main Works Contract BOQ (1).xlsx |  |  |  | CITYWALK PHASE-05, PLOT 5.11 | Residential | CITYWALK RESIDENTIAL 1 LLC
529 |  |  |  | To Collection AED |  | 445882 | [8 empty] | AED |  |  |  |  | Citywalk Plot 5.11 Main Works Contract BOQ (1).xlsx |  |  |  | CITYWALK PHASE-05, PLOT 5.11 | Residential | CITYWALK RESIDENTIAL 1 LLC
▸ SUSPENDED CEILINGS
▸ Note: Refer to the following:
▸ 1. Specification;
▸ DHRE0017-KP-XX-XX-SPC-MW-108001_Architectural, ID and Civil Specs
▸ 2.Drawings;
▸ DHRE0017-KP-XX-01-DWG-AR-101302 to 101309
▸ DHRE0017-KP-XX-ZZ-DWG-ID-102103 to 102465 CF plans
▸ DHRE0017-KP-XX-01-DWG-ID-104303
▸ DHRE0017-KP-XX-01-DWG-ID-101610 to 101640 RCP plans
▸ DHRE0017-KP-XX-01-DWG-ID-104205
▸ DHRE0017-KP-XX-ZZ-DWG-ID-104105
▸ Internal Ceiling
▸ To Apartment Areas
▸ To dry areas
▸ Gypsum board suspended ceilings; 12.5mm thick; tape and jointed; including metal suspension system, trims,corner protection profile,finishes (measured separately) fixings, accessories and all ancillary work as necessary; to A-PT-01
563 | A | To ceilings; drop not exceeding 500mm | 4641 | m² | 98 | 454818 | J — Finishes | J | J05 | J0501 | J5 Suspended ceilings | 3.01 | Internal Finishes | Area (m²), Length (m) | AED | 76 | Fuzzy | ⚠ |  | Citywalk Plot 5.11 Main Works Contract BOQ (1).xlsx |  |  |  | CITYWALK PHASE-05, PLOT 5.11 | Residential | CITYWALK RESIDENTIAL 1 LLC
565 | B | To ceilings; ceiling drop over 500mm but not exceeding 1000mm | 2092 | m² | 100 | 209200 | J — Finishes | J | J05 | J0501 | J5 Suspended ceilings | 3.01 | Internal Finishes | Area (m²), Length (m) | AED | 77 | Fuzzy | ⚠ |  | Citywalk Plot 5.11 Main Works Contract BOQ (1).xlsx |  |  |  | CITYWALK PHASE-05, PLOT 5.11 | Residential | CITYWALK RESIDENTIAL 1 LLC
567 | C | Bulkhead; 150mm high | 520 | m | 23 | 11960 | J — Finishes | J | J03 | J0303 | J3 Finishings | 3.01 | Finishes – Wall Trims | Linear (m) | AED | 75 | AI | ⚠ |  | Citywalk Plot 5.11 Main Works Contract BOQ (1).xlsx |  |  |  | CITYWALK PHASE-05, PLOT 5.11 | Residential | CITYWALK RESIDENTIAL 1 LLC
569 | D | Bulkhead; 195mm high | 2000 | m | 25 | 50000 | J — Finishes | J | J03 | J0303 | J3 Finishings | 3.01 | Finishes – Wall Trims | Linear (m) | AED | 75 | AI | ⚠ |  | Citywalk Plot 5.11 Main Works Contract BOQ (1).xlsx |  |  |  | CITYWALK PHASE-05, PLOT 5.11 | Residential | CITYWALK RESIDENTIAL 1 LLC
573 |  |  |  | To Collection AED |  | 725978 | [8 empty] | AED |  |  |  |  | Citywalk Plot 5.11 Main Works Contract BOQ (1).xlsx |  |  |  | CITYWALK PHASE-05, PLOT 5.11 | Residential | CITYWALK RESIDENTIAL 1 LLC
▸ SUSPENDED CEILINGS (Cont'd)
579 | A | Bulkhead; 300mm high | 888 | m | 38 | 33744 | J — Finishes | J | J05 | J0501 | J5 Suspended ceilings | 3.01 | Finishes – Gypsum Bulkhead | Length (m) | AED | 95 | Rule | ✓ |  | Citywalk Plot 5.11 Main Works Contract BOQ (1).xlsx |  |  |  | CITYWALK PHASE-05, PLOT 5.11 | Residential | CITYWALK RESIDENTIAL 1 LLC
581 | B | Curtain cove; 325mm high | 1304 | m | 153 | 199512 | M — Furnishings | M | M02 | M0200 | M2 Curtain track | 4.01 | Furnishings | Enumerated (nr), Length (m), Item | AED | 69 | Fuzzy | ⚠ |  | Citywalk Plot 5.11 Main Works Contract BOQ (1).xlsx |  |  |  | CITYWALK PHASE-05, PLOT 5.11 | Residential | CITYWALK RESIDENTIAL 1 LLC
583 | C | Cove light; 65 x 100mm | 4711 | m | 63 | 296793 | J — Finishes | J | J04 | J0402 | J4 Sundries | 3.01 | Finishes – Ceiling Elements | Linear (m) | AED | 80 | AI | ⚠ |  | Citywalk Plot 5.11 Main Works Contract BOQ (1).xlsx |  |  |  | CITYWALK PHASE-05, PLOT 5.11 | Residential | CITYWALK RESIDENTIAL 1 LLC
▸ To wet areas
▸ Gypsum board ceiling; moisture resistant; 12.5mm thick; tape and jointed; including metal suspension system, trims, corner protection profile, finishes (measured separately), fixings, accessories and all ancillary works as necessary; to A-PT-02
589 | D | To ceilings; drop not exceeding 500mm | 57 | m² | 106 | 6042 | J — Finishes | J | J05 | J0501 | J5 Suspended ceilings | 3.01 | Internal Finishes | Area (m²), Length (m) | AED | 76 | Fuzzy | ⚠ |  | Citywalk Plot 5.11 Main Works Contract BOQ (1).xlsx |  |  |  | CITYWALK PHASE-05, PLOT 5.11 | Residential | CITYWALK RESIDENTIAL 1 LLC
591 | E | To ceilings; ceiling drop over 500mm but not exceeding 1000mm | 2003 | m² | 109 | 218327 | J — Finishes | J | J05 | J0501 | J5 Suspended ceilings | 3.01 | Internal Finishes | Area (m²), Length (m) | AED | 77 | Fuzzy | ⚠ |  | Citywalk Plot 5.11 Main Works Contract BOQ (1).xlsx |  |  |  | CITYWALK PHASE-05, PLOT 5.11 | Residential | CITYWALK RESIDENTIAL 1 LLC
593 | F | Bulkhead; 200mm high | 379 | m | 26 | 9854 | J — Finishes | J | J05 | J0501 | J5 Suspended ceilings | 3.01 | Finishes – Gypsum Bulkhead | Length (m) | AED | 95 | Rule | ✓ |  | Citywalk Plot 5.11 Main Works Contract BOQ (1).xlsx |  |  |  | CITYWALK PHASE-05, PLOT 5.11 | Residential | CITYWALK RESIDENTIAL 1 LLC
595 | G | Cove light; 65 x 100mm | 379 | m | 63 | 23877 | J — Finishes | J | J04 | J0402 | J4 Sundries | 3.01 | Finishes – Ceiling Elements | Linear (m) | AED | 80 | AI | ⚠ |  | Citywalk Plot 5.11 Main Works Contract BOQ (1).xlsx |  |  |  | CITYWALK PHASE-05, PLOT 5.11 | Residential | CITYWALK RESIDENTIAL 1 LLC
597 | H | Extra over for access panel; 300 x 300mm | 21 | Nr. | 0 | Included | J — Finishes | J | J04 | J0402 | J4 Sundries | 3.01 | Finishes – Suspended Ceiling Accessories | Item | AED | 75 | AI | ⚠ |  | Citywalk Plot 5.11 Main Works Contract BOQ (1).xlsx |  |  |  | CITYWALK PHASE-05, PLOT 5.11 | Residential | CITYWALK RESIDENTIAL 1 LLC
599 | J | Extra over for access panel; 400 x 400mm | 211 | Nr. | 0 | Included | J — Finishes | J | J04 | J0402 | J4 Sundries | 3.01 | Finishes – Suspended Ceiling Accessories | Item | AED | 75 | AI | ⚠ |  | Citywalk Plot 5.11 Main Works Contract BOQ (1).xlsx |  |  |  | CITYWALK PHASE-05, PLOT 5.11 | Residential | CITYWALK RESIDENTIAL 1 LLC
601 | K | Extra over for access panel; 470 x 470mm | 14 | Nr. | 0 | Included | J — Finishes | J | J04 | J0402 | J4 Sundries | 3.01 | Finishes – Suspended Ceiling Accessories | Item | AED | 75 | AI | ⚠ |  | Citywalk Plot 5.11 Main Works Contract BOQ (1).xlsx |  |  |  | CITYWALK PHASE-05, PLOT 5.11 | Residential | CITYWALK RESIDENTIAL 1 LLC
603 | L | Extra over for access panel; 600 x 600mm | 177 | Nr. | 0 | Included | J — Finishes | J | J04 | J0402 | J4 Sundries | 3.01 | Finishes – Suspended Ceiling Accessories | Item | AED | 75 | AI | ⚠ |  | Citywalk Plot 5.11 Main Works Contract BOQ (1).xlsx |  |  |  | CITYWALK PHASE-05, PLOT 5.11 | Residential | CITYWALK RESIDENTIAL 1 LLC
▸ To Public Areas
▸ To dry areas
▸ Gypsum board suspended ceilings; 12.5mm thick; tape and jointed; including metal suspension system, trims,corner protection profile,finishes (measured separately) fixings, accessories and all ancillary work as necessary; to C-PT-01
611 | M | To ceilings; drop not exceeding 500mm | 1420 | m² | 98 | 139160 | J — Finishes | J | J05 | J0501 | J5 Suspended ceilings | 3.01 | Internal Finishes | Area (m²), Length (m) | AED | 76 | Fuzzy | ⚠ |  | Citywalk Plot 5.11 Main Works Contract BOQ (1).xlsx |  |  |  | CITYWALK PHASE-05, PLOT 5.11 | Residential | CITYWALK RESIDENTIAL 1 LLC
615 |  |  |  | To Collection AED |  | 927309 | [8 empty] | AED |  |  |  |  | Citywalk Plot 5.11 Main Works Contract BOQ (1).xlsx |  |  |  | CITYWALK PHASE-05, PLOT 5.11 | Residential | CITYWALK RESIDENTIAL 1 LLC
▸ SUSPENDED CEILINGS (Cont'd)
621 | A | To bulkhead; 200mm high | 874 | m | 25 | 21850 | J — Finishes | J | J05 | J0501 | J5 Suspended ceilings | 3.01 | Finishes – Gypsum Bulkhead | Length (m) | AED | 95 | Rule | ✓ |  | Citywalk Plot 5.11 Main Works Contract BOQ (1).xlsx |  |  |  | CITYWALK PHASE-05, PLOT 5.11 | Residential | CITYWALK RESIDENTIAL 1 LLC
623 | B | Cove light; 65 x 100mm | 874 | m | 63 | 55062 | J — Finishes | J | J04 | J0404 | J4 Sundries | 3.01 | Finishes – Suspended Ceiling Accessories | Linear (m) | AED | 78 | AI | ⚠ |  | Citywalk Plot 5.11 Main Works Contract BOQ (1).xlsx |  |  |  | CITYWALK PHASE-05, PLOT 5.11 | Residential | CITYWALK RESIDENTIAL 1 LLC
625 | C | Extra over for access panel; 400 x 400mm | 7 | Nr. | 0 | Included | J — Finishes | J | J04 | J0402 | J4 Sundries | 3.01 | Finishes – Suspended Ceiling Accessories | Item | AED | 75 | AI | ⚠ |  | Citywalk Plot 5.11 Main Works Contract BOQ (1).xlsx |  |  |  | CITYWALK PHASE-05, PLOT 5.11 | Residential | CITYWALK RESIDENTIAL 1 LLC
627 | D | Extra over for access panel; 600 x 600mm | 37 | Nr. | 0 | Included | J — Finishes | J | J04 | J0402 | J4 Sundries | 3.01 | Finishes – Suspended Ceiling Accessories | Item | AED | 75 | AI | ⚠ |  | Citywalk Plot 5.11 Main Works Contract BOQ (1).xlsx |  |  |  | CITYWALK PHASE-05, PLOT 5.11 | Residential | CITYWALK RESIDENTIAL 1 LLC
▸ Gypsum board suspended ceilings; 12.5mm thick; tape and jointed; including metal suspension system, trims,corner protection profile,finishes (measured separately) fixings, accessories and all ancillary work as necessary; to C-PT-02
631 | E | To ceilings; drop not exceeding 500mm | 34 | m² | 98 | 3332 | J — Finishes | J | J05 | J0501 | J5 Suspended ceilings | 3.01 | Internal Finishes | Area (m²), Length (m) | AED | 76 | Fuzzy | ⚠ |  | Citywalk Plot 5.11 Main Works Contract BOQ (1).xlsx |  |  |  | CITYWALK PHASE-05, PLOT 5.11 | Residential | CITYWALK RESIDENTIAL 1 LLC
633 | F | To bulkhead; 325mm high | 21 | m | 43 | 903 | J — Finishes | J | J04 | J0401 | J4 Sundries | 3.01 | Finishes – Suspended Ceiling | Area (m²) | AED | 80 | AI | ⚠ |  | Citywalk Plot 5.11 Main Works Contract BOQ (1).xlsx |  |  |  | CITYWALK PHASE-05, PLOT 5.11 | Residential | CITYWALK RESIDENTIAL 1 LLC
635 | G | Extra over for access panel; 600 x 600mm | 1 | Nr. | 0 | Included | J — Finishes | J | J04 | J0402 | J4 Sundries | 3.01 | Finishes – Suspended Ceiling Accessories | Item | AED | 75 | AI | ⚠ |  | Citywalk Plot 5.11 Main Works Contract BOQ (1).xlsx |  |  |  | CITYWALK PHASE-05, PLOT 5.11 | Residential | CITYWALK RESIDENTIAL 1 LLC
▸ Metal mesh suspended ceiling; 3mm thick matte charcoal black metal mesh; fixed to 6mm thick metal bracket (C-MT-04) and 3mm clip in black metal welded to metal bracket; including fixing, accessories and all ancillary work as necessary; to C-MT-05
639 | H | To 2200 x 1935mm size panel | 12 | Nr. | 7555 | 90660 | J — Finishes | J | J04 | J0401 | J4 Sundries | 3.01 | Finishes – Suspended Ceiling | Area (m²) | AED | 82 | AI | ⚠ |  | Citywalk Plot 5.11 Main Works Contract BOQ (1).xlsx |  |  |  | CITYWALK PHASE-05, PLOT 5.11 | Residential | CITYWALK RESIDENTIAL 1 LLC
641 | J | To 2200 x 1455mm size panel | 1 | Nr. | 5681 | 5681 | J — Finishes | J | J04 | J0401 | J4 Sundries | 3.01 | Finishes – Suspended Ceiling | Area (m²) | AED | 82 | AI | ⚠ |  | Citywalk Plot 5.11 Main Works Contract BOQ (1).xlsx |  |  |  | CITYWALK PHASE-05, PLOT 5.11 | Residential | CITYWALK RESIDENTIAL 1 LLC
643 | K | To 2200 x 1455/1055mm size panel | 1 | Nr. | 5681 | 5681 | J — Finishes | J | J04 | J0401 | J4 Sundries | 3.01 | Finishes – Suspended Ceiling | Area (m²) | AED | 82 | AI | ⚠ |  | Citywalk Plot 5.11 Main Works Contract BOQ (1).xlsx |  |  |  | CITYWALK PHASE-05, PLOT 5.11 | Residential | CITYWALK RESIDENTIAL 1 LLC
645 | L | To 5745 x 2200mm size panel | 2 | Nr. | 22430 | 44860 | J — Finishes | J | J04 | J0401 | J4 Sundries | 3.01 | Finishes – Suspended Ceiling | Area (m²) | AED | 82 | AI | ⚠ |  | Citywalk Plot 5.11 Main Works Contract BOQ (1).xlsx |  |  |  | CITYWALK PHASE-05, PLOT 5.11 | Residential | CITYWALK RESIDENTIAL 1 LLC
649 |  |  |  | To Collection AED |  | 228029 | [8 empty] | AED |  |  |  |  | Citywalk Plot 5.11 Main Works Contract BOQ (1).xlsx |  |  |  | CITYWALK PHASE-05, PLOT 5.11 | Residential | CITYWALK RESIDENTIAL 1 LLC
▸ SUSPENDED CEILINGS (Cont'd)
▸ To wet areas
▸ Gypsum board suspended ceilings; 12.5mm thick; tape and jointed; including metal suspension system, trims,corner protection profile,finishes (measured separately) fixings, accessories and all ancillary work as necessary; to C-PT-05
659 | A | To ceilings; drop not exceeding 500mm | 2 | m² | 98 | 196 | J — Finishes | J | J05 | J0501 | J5 Suspended ceilings | 3.01 | Internal Finishes | Area (m²), Length (m) | AED | 76 | Fuzzy | ⚠ |  | Citywalk Plot 5.11 Main Works Contract BOQ (1).xlsx |  |  |  | CITYWALK PHASE-05, PLOT 5.11 | Residential | CITYWALK RESIDENTIAL 1 LLC
661 | B | To ceilings; ceiling drop over 500mm but not exceeding 1000mm | 48 | m² | 103 | 4944 | J — Finishes | J | J05 | J0501 | J5 Suspended ceilings | 3.01 | Internal Finishes | Area (m²), Length (m) | AED | 77 | Fuzzy | ⚠ |  | Citywalk Plot 5.11 Main Works Contract BOQ (1).xlsx |  |  |  | CITYWALK PHASE-05, PLOT 5.11 | Residential | CITYWALK RESIDENTIAL 1 LLC
663 | C | To bulkhead; 325mm high | 10 | m | 43 | 430 | J — Finishes | J | J04 | J0401 | J4 Sundries | 3.01 | Finishes – Suspended Ceiling | Area (m²) | AED | 80 | AI | ⚠ |  | Citywalk Plot 5.11 Main Works Contract BOQ (1).xlsx |  |  |  | CITYWALK PHASE-05, PLOT 5.11 | Residential | CITYWALK RESIDENTIAL 1 LLC
665 | D | Cove light; 65 x 100mm | 10 | m | 63 | 630 | J — Finishes | J | J04 | J0404 | J4 Sundries | 3.01 | Finishes – Suspended Ceiling Accessories | Linear (m) | AED | 78 | AI | ⚠ |  | Citywalk Plot 5.11 Main Works Contract BOQ (1).xlsx |  |  |  | CITYWALK PHASE-05, PLOT 5.11 | Residential | CITYWALK RESIDENTIAL 1 LLC
667 | E | Extra over for access panel; 400 x 400mm | 3 | Nr. | 0 | Included | J — Finishes | J | J04 | J0402 | J4 Sundries | 3.01 | Finishes – Suspended Ceiling Accessories | Item | AED | 75 | AI | ⚠ |  | Citywalk Plot 5.11 Main Works Contract BOQ (1).xlsx |  |  |  | CITYWALK PHASE-05, PLOT 5.11 | Residential | CITYWALK RESIDENTIAL 1 LLC
669 | F | Extra over for access panel; 600 x 600mm | 3 | Nr. | 0 | Included | J — Finishes | J | J04 | J0402 | J4 Sundries | 3.01 | Finishes – Suspended Ceiling Accessories | Item | AED | 75 | AI | ⚠ |  | Citywalk Plot 5.11 Main Works Contract BOQ (1).xlsx |  |  |  | CITYWALK PHASE-05, PLOT 5.11 | Residential | CITYWALK RESIDENTIAL 1 LLC
▸ To BOH Areas
▸ Metal ceiling tiles; 600 x 600mm demountable lay-in tile; including proprietary ceiling suspension system, aluminum corner bead, accessories, fixings, accessories and all ancillary works as necessary (CF-18)
675 | G | To Ceilings; drop not exceeding 500mm | 50 | m² | 300 | 15000 | J — Finishes | J | J05 | J0501 | J5 Suspended ceilings | 3.01 | Internal Finishes | Area (m²), Length (m) | AED | 76 | Fuzzy | ⚠ |  | Citywalk Plot 5.11 Main Works Contract BOQ (1).xlsx |  |  |  | CITYWALK PHASE-05, PLOT 5.11 | Residential | CITYWALK RESIDENTIAL 1 LLC
▸ External Ceiling
▸ Fiber Cement board monolithic ceiling; 12.5mm thick; fixed to concealed metal suspension system, trims, corner protection profile, finishes (measured separately), accessories and all necessary fixings and accessories; to CF-08
681 | H | To Ceilings; drop not exceeding 500mm | 1621 | m² | 183 | 296643 | J — Finishes | J | J05 | J0501 | J5 Suspended ceilings | 3.01 | Internal Finishes | Area (m²), Length (m) | AED | 76 | Fuzzy | ⚠ |  | Citywalk Plot 5.11 Main Works Contract BOQ (1).xlsx |  |  |  | CITYWALK PHASE-05, PLOT 5.11 | Residential | CITYWALK RESIDENTIAL 1 LLC
684 |  |  |  | To Collection AED |  | 317843 | [8 empty] | AED |  |  |  |  | Citywalk Plot 5.11 Main Works Contract BOQ (1).xlsx |  |  |  | CITYWALK PHASE-05, PLOT 5.11 | Residential | CITYWALK RESIDENTIAL 1 LLC
▸ DECORATIONS
▸ Note: Refer to the following:
▸ 1. Specification;
▸ DHRE0017-KP-XX-XX-SPC-MW-108001_Architectural, ID and Civil Specs
▸ 2.Drawings;
▸ DHRE0017-KP-XX-01-DWG-AR-101302 to 101309
▸ DHRE0017-KP-XX-ZZ-DWG-ID-102103 to 102465 CF plans
▸ DHRE0017-KP-XX-01-DWG-ID-104303
▸ DHRE0017-KP-XX-01-DWG-ID-101610 to 101640 RCP plans
▸ DHRE0017-KP-XX-01-DWG-ID-104205
▸ DHRE0017-KP-XX-ZZ-DWG-ID-104105
▸ DHRE0017-KP-XX-ZZ-DWG-AR-106013 to 106020 FINISHES PLAN
▸ DHRE0017-KP-XX-ZZ-DWG-ID-104104_LIFT LOBBY - WALL FINISH PLAN
▸ DHRE0017-KP-XX-ZZ-DWG-ID-104125_LIFT LOBBY ELEVATIONS - TYPICAL FLOOR
▸ DHRE0018-KP-XX-01-DWG-ID-101200-270- GA PLANS
721 |  |  |  | To Collection AED |  | 0 | [8 empty] | AED |  |  |  |  | Citywalk Plot 5.11 Main Works Contract BOQ (1).xlsx |  |  |  | CITYWALK PHASE-05, PLOT 5.11 | Residential | CITYWALK RESIDENTIAL 1 LLC
▸ DECORATIONS (Cont'd)
▸ Internal
▸ Floor Finishes
▸ High performance, high build Solvent free Epoxy Polyurethane Paint; two coats of two component to a minimum total thickness of 500 microns; laid on bonded screed (measured separately); including fixings, accessories and all ancillary works as necessary
733 | A | Type FF10; to BOH area | 147 | m² | 73 | 10731 | J — Finishes | J | J03 | J0301 | J3 Finishings | 3.01 | Finishes – Floor Finish | Area (m²) | AED | 85 | AI | ✓ |  | Citywalk Plot 5.11 Main Works Contract BOQ (1).xlsx |  |  |  | CITYWALK PHASE-05, PLOT 5.11 | Residential | CITYWALK RESIDENTIAL 1 LLC
735 | B | Type FF12 | 52 | m² | 73 | 3796 | B — Site Work | B | B09 | B0901 | B9 Excavation | 8.01 | Site Works, Drainage, External Services & Landscaping | Volume (m³), Length (m), Area (m²), Enumerated (nr), Item | AED | 62 | Fuzzy | ⚠ |  | Citywalk Plot 5.11 Main Works Contract BOQ (1).xlsx |  |  |  | CITYWALK PHASE-05, PLOT 5.11 | Residential | CITYWALK RESIDENTIAL 1 LLC
▸ Multi components, High performance, high build elastomeric Polyurethane based coating system ; laid on bonded screed (measured separately); including fixings, accessories and all ancillary works as necessary
739 | C | Type FF13 ; to Pump room | 8 | m² | 73 | 584 | J — Finishes | J | J03 | J0301 | J3 Finishings | 3.01 | Finishes – Floor Finish | Area (m²) | AED | 85 | AI | ✓ |  | Citywalk Plot 5.11 Main Works Contract BOQ (1).xlsx |  |  |  | CITYWALK PHASE-05, PLOT 5.11 | Residential | CITYWALK RESIDENTIAL 1 LLC
▸ High performance, high build Solvent free Epoxy Polyurethane Paint applied to smooth finished concrete steps; two coats of two component to a minimum total thickness of 500 microns; including fixings, accessories and all ancillary works as necessary
743 | D | Type FF16; to Stairs | 366 | m² | 73 | 26718 | J — Finishes | J | J03 | J0301 | J3 Finishings | 3.01 | Finishes – Floor Finish | Area (m²) | AED | 85 | AI | ✓ |  | Citywalk Plot 5.11 Main Works Contract BOQ (1).xlsx |  |  |  | CITYWALK PHASE-05, PLOT 5.11 | Residential | CITYWALK RESIDENTIAL 1 LLC
▸ Epoxy skirting;including finishes, fixings, accessories and all ancillary works as necessary
747 | E | Type SK-04; 100mm high | 274 | m | 24 | 6576 | J — Finishes | J | J03 | J0302 | J3 Finishings | 3.01 | Finishes – Floor Accessories | Linear (m) | AED | 80 | AI | ⚠ |  | Citywalk Plot 5.11 Main Works Contract BOQ (1).xlsx |  |  |  | CITYWALK PHASE-05, PLOT 5.11 | Residential | CITYWALK RESIDENTIAL 1 LLC
▸ Polyurethane based coating system skirting matching with floor;including finishes, fixings, accessories and all ancillary works as necessary
751 | F | Type SK-06; 100mm high | 35 | m | 26 | 910 | J — Finishes | J | J03 | J0302 | J3 Finishings | 3.01 | Finishes – Floor Accessories | Linear (m) | AED | 80 | AI | ⚠ |  | Citywalk Plot 5.11 Main Works Contract BOQ (1).xlsx |  |  |  | CITYWALK PHASE-05, PLOT 5.11 | Residential | CITYWALK RESIDENTIAL 1 LLC
754 |  |  |  | To Collection AED |  | 49315 | [8 empty] | AED |  |  |  |  | Citywalk Plot 5.11 Main Works Contract BOQ (1).xlsx |  |  |  | CITYWALK PHASE-05, PLOT 5.11 | Residential | CITYWALK RESIDENTIAL 1 LLC
▸ DECORATIONS (Cont'd)
▸ Wall finishes
▸ Wall paint; Fenomastic emulsion paint to dry areas, RAL 9010 colour, mat finish; including surface preparation, primer, coatings and all necessary accessories
764 | A | Type PT-01; to apartments | 16861 | m² | 23 | 387803 | J — Finishes | J | J02 | J0201 | J2 Backgrounds | 3.01 | Finishes – Wall Finish | Area (m²) | AED | 85 | AI | ✓ |  | Citywalk Plot 5.11 Main Works Contract BOQ (1).xlsx |  |  |  | CITYWALK PHASE-05, PLOT 5.11 | Residential | CITYWALK RESIDENTIAL 1 LLC
▸ Wall paint; Fenomastic hygiene emulsion paint to dry areas, RAL 9010 colour, mat finish; including surface preparation, primer, coatings and all necessary accessories
768 | B | Type PT02; to apartments | 1001 | m² | 20 | 20020 | J — Finishes | J | J02 | J0201 | J2 Backgrounds | 3.01 | Finishes – Wall Finish | Area (m²) | AED | 85 | AI | ✓ |  | Citywalk Plot 5.11 Main Works Contract BOQ (1).xlsx |  |  |  | CITYWALK PHASE-05, PLOT 5.11 | Residential | CITYWALK RESIDENTIAL 1 LLC
▸ Wall paint; Fenomastic hygiene emulsion paint to wet areas, RAL 9010 colour, mat finish; including surface preparation, primer, coatings and all necessary accessories
772 | C | Type PT02; to apartments | 548 | m² | 20 | 10960 | J — Finishes | J | J02 | J0201 | J2 Backgrounds | 3.01 | Finishes – Wall Finish | Area (m²) | AED | 85 | AI | ✓ |  | Citywalk Plot 5.11 Main Works Contract BOQ (1).xlsx |  |  |  | CITYWALK PHASE-05, PLOT 5.11 | Residential | CITYWALK RESIDENTIAL 1 LLC
▸ Wall paint type C-PA-01 concrete special paint applied on cement plaster (measured separately); including surface preparation, primer, coatings and all necessary accessories
776 | D | To changing | 11 | m² | 150 | 1650 | J — Finishes | J | J02 | J0201 | J2 Backgrounds | 3.01 | Finishes – Wall Finish | Area (m²) | AED | 82 | AI | ⚠ |  | Citywalk Plot 5.11 Main Works Contract BOQ (1).xlsx |  |  |  | CITYWALK PHASE-05, PLOT 5.11 | Residential | CITYWALK RESIDENTIAL 1 LLC
▸ Wall paint type C-PA-02 concrete special paint applied on cement plaster (measured separately); including surface preparation, primer, coatings and all necessary accessories
780 | E | To changing | 40 | m² | 150 | 6000 | J — Finishes | J | J02 | J0201 | J2 Backgrounds | 3.01 | Finishes – Wall Finish | Area (m²) | AED | 82 | AI | ⚠ |  | Citywalk Plot 5.11 Main Works Contract BOQ (1).xlsx |  |  |  | CITYWALK PHASE-05, PLOT 5.11 | Residential | CITYWALK RESIDENTIAL 1 LLC
782 | F | To gym | 74 | m² | 150 | 11100 | J — Finishes | J | J02 | J0201 | J2 Backgrounds | 3.01 | Finishes – Wall Finish | Area (m²) | AED | 82 | AI | ⚠ |  | Citywalk Plot 5.11 Main Works Contract BOQ (1).xlsx |  |  |  | CITYWALK PHASE-05, PLOT 5.11 | Residential | CITYWALK RESIDENTIAL 1 LLC
785 |  |  |  | To Collection AED |  | 437533 | [8 empty] | AED |  |  |  |  | Citywalk Plot 5.11 Main Works Contract BOQ (1).xlsx |  |  |  | CITYWALK PHASE-05, PLOT 5.11 | Residential | CITYWALK RESIDENTIAL 1 LLC
▸ DECORATIONS (Cont'd)
▸ Wall paint cover; applied on cement plaster (measured separately); including surface preparation, primer, coatings and all necessary accessories
793 | A | To corridor; C-PA-03 | 3289 | m² | 0 | Not Shown in Dwg | J — Finishes | J | J05 | J0501 | J5 Suspended ceilings | 3.01 | Finishes – Decoration/Painting | Area (m²) | AED | 84 | AI | ⚠ |  | Citywalk Plot 5.11 Main Works Contract BOQ (1).xlsx |  |  |  | CITYWALK PHASE-05, PLOT 5.11 | Residential | CITYWALK RESIDENTIAL 1 LLC
▸ Paint type C-PA-10; applied on MDF wood panel (measured separately); including surface preparation, primer, coatings and all necessary accessories
797 | B | To door top board and side panel fixed to the wall | 157 | m² | 81 | 12717 | H — Doors And Windows | H | H00 | H0000 |  | 2.06 | Windows and External Doors | Enumerated (nr), Area (m²), Length (m) | AED | 72 | Fuzzy | ⚠ |  | Citywalk Plot 5.11 Main Works Contract BOQ (1).xlsx |  |  |  | CITYWALK PHASE-05, PLOT 5.11 | Residential | CITYWALK RESIDENTIAL 1 LLC
▸ Non-combustible, anti-bacterial, anti-fungal acrylic emulsion paint, hygienic grade applied on cement plaster (measured separately); including surface preparation, primer, coatings and all necessary accessories
801 | C | To garbage room; WF-06 | 47 | m² | 4 | 188 | J — Finishes | J | J05 | J0501 | J5 Suspended ceilings | 3.01 | Finishes – Decoration/Painting | Area (m²) | AED | 84 | AI | ⚠ |  | Citywalk Plot 5.11 Main Works Contract BOQ (1).xlsx |  |  |  | CITYWALK PHASE-05, PLOT 5.11 | Residential | CITYWALK RESIDENTIAL 1 LLC
803 | D | To service lobby; WF-16 | 201 | m² | 4 | 804 | J — Finishes | J | J05 | J0501 | J5 Suspended ceilings | 3.01 | Finishes – Decoration/Painting | Area (m²) | AED | 84 | AI | ⚠ |  | Citywalk Plot 5.11 Main Works Contract BOQ (1).xlsx |  |  |  | CITYWALK PHASE-05, PLOT 5.11 | Residential | CITYWALK RESIDENTIAL 1 LLC
805 | E | To WM room; WF-19 | 196 | m² | 4 | 784 | J — Finishes | J | J05 | J0501 | J5 Suspended ceilings | 3.01 | Finishes – Decoration/Painting | Area (m²) | AED | 84 | AI | ⚠ |  | Citywalk Plot 5.11 Main Works Contract BOQ (1).xlsx |  |  |  | CITYWALK PHASE-05, PLOT 5.11 | Residential | CITYWALK RESIDENTIAL 1 LLC
▸ Epoxy paint; unto 1350mm from third level; applied on cement plaster (measured separately); including surface preparation, primer, coatings and all necessary accessories
809 | F | To stair; WF-18 | 403 | m² | 38 | 15314 | J — Finishes | J | J05 | J0501 | J5 Suspended ceilings | 3.01 | Finishes – Decoration/Painting | Area (m²) | AED | 84 | AI | ⚠ |  | Citywalk Plot 5.11 Main Works Contract BOQ (1).xlsx |  |  |  | CITYWALK PHASE-05, PLOT 5.11 | Residential | CITYWALK RESIDENTIAL 1 LLC
▸ Highly washable, stain resistant pure acrylic emulsion paint applied on cement plaster (measured separately); including surface preparation, primer, coatings and all necessary accessories
813 | G | To staircases; WF-18 | 612 | m² | 23 | 14076 | C — Concrete Work | C | C02 | C0201 | C2 Poured concrete | 2.01 | Frame | Volume (m³) | AED | 93 | Rule | ✓ |  | Citywalk Plot 5.11 Main Works Contract BOQ (1).xlsx |  |  |  | CITYWALK PHASE-05, PLOT 5.11 | Residential | CITYWALK RESIDENTIAL 1 LLC
815 | H | To service areas and corridors; WF-20 | 733 | m² | 23 | 16859 | B — Site Work | B | B09 | B0902 | B9 Excavation | 8.01 | Site Works, Drainage, External Services & Landscaping | Volume (m³), Length (m), Area (m²), Enumerated (nr), Item | AED | 60 | Fuzzy | ⚠ |  | Citywalk Plot 5.11 Main Works Contract BOQ (1).xlsx |  |  |  | CITYWALK PHASE-05, PLOT 5.11 | Residential | CITYWALK RESIDENTIAL 1 LLC
817 | J | To BOH corridors; WF-20 | 416 | m² | 23 | 9568 | J — Finishes | J | J05 | J0501 | J5 Suspended ceilings | 3.01 | Finishes – Decoration/Painting | Area (m²) | AED | 84 | AI | ⚠ |  | Citywalk Plot 5.11 Main Works Contract BOQ (1).xlsx |  |  |  | CITYWALK PHASE-05, PLOT 5.11 | Residential | CITYWALK RESIDENTIAL 1 LLC
819 | K | To FHC | 56 | m² | 0 | Included | P — Conveying Systems | P | P03 | P0300 | P3 Work incidental to conveying systems | 5.10 | Lift and Conveyor Installations | Enumerated (nr), Item | AED | 62 | Fuzzy | ⚠ |  | Citywalk Plot 5.11 Main Works Contract BOQ (1).xlsx |  |  |  | CITYWALK PHASE-05, PLOT 5.11 | Residential | CITYWALK RESIDENTIAL 1 LLC
822 |  |  |  | To Collection AED |  | 70310 | [8 empty] | AED |  |  |  |  | Citywalk Plot 5.11 Main Works Contract BOQ (1).xlsx |  |  |  | CITYWALK PHASE-05, PLOT 5.11 | Residential | CITYWALK RESIDENTIAL 1 LLC
▸ DECORATIONS (Cont'd)
▸ Dust sealer applied on smooth finished concrete ready to receive finish; including surface preparation, primer, coatings and all necessary accessories
830 | A | To F/S lift; WF-23 | 264 | m² | 29 | 7656 | J — Finishes | J | J05 | J0501 | J5 Suspended ceilings | 3.01 | Finishes – Decoration/Painting | Area (m²) | AED | 84 | AI | ⚠ |  | Citywalk Plot 5.11 Main Works Contract BOQ (1).xlsx |  |  |  | CITYWALK PHASE-05, PLOT 5.11 | Residential | CITYWALK RESIDENTIAL 1 LLC
▸ Ceiling Finishes
▸ To Apartment Areas
▸ To dry areas
▸ Fenomastic emulsion paint; fenomastic wonderwall on plaster; Silk / RAL 9003 - signal white; including surface preparation, base and final coat, accessories and all ancillary works as necessary; to A-PT-01
840 | B | To gypsum board ceiling | 6734 | m² | 23 | 154882 | J — Finishes | J | J02 | J0201 | J2 Backgrounds | 3.01 | Internal Finishes | Area (m²), Length (m) | AED | 72 | Fuzzy | ⚠ |  | Citywalk Plot 5.11 Main Works Contract BOQ (1).xlsx |  |  |  | CITYWALK PHASE-05, PLOT 5.11 | Residential | CITYWALK RESIDENTIAL 1 LLC
842 | C | To bulkheads and lightcoves | 2381 | m² | 23 | 54763 | J — Finishes | J | J05 | J0501 | J5 Suspended ceilings | 3.01 | Internal Finishes | Area (m²), Length (m) | AED | 68 | Fuzzy | ⚠ |  | Citywalk Plot 5.11 Main Works Contract BOQ (1).xlsx |  |  |  | CITYWALK PHASE-05, PLOT 5.11 | Residential | CITYWALK RESIDENTIAL 1 LLC
844 | D | To ceiling soffits | 273 | m² | 23 | 6279 | J — Finishes | J | J02 | J0201 | J2 Backgrounds | 3.01 | Internal Finishes | Area (m²), Length (m) | AED | 79 | Fuzzy | ⚠ |  | Citywalk Plot 5.11 Main Works Contract BOQ (1).xlsx |  |  |  | CITYWALK PHASE-05, PLOT 5.11 | Residential | CITYWALK RESIDENTIAL 1 LLC
▸ To wet areas
▸ Fenomastic hygiene emulsion paint; Mat / RAL 9003 - signal white including surface preparation, base and final coat, accessories and all ancillary works as necessary; to A-PT-02
850 | E | To gypsum board ceiling | 2060 | m² | 23 | 47380 | J — Finishes | J | J02 | J0201 | J2 Backgrounds | 3.01 | Internal Finishes | Area (m²), Length (m) | AED | 72 | Fuzzy | ⚠ |  | Citywalk Plot 5.11 Main Works Contract BOQ (1).xlsx |  |  |  | CITYWALK PHASE-05, PLOT 5.11 | Residential | CITYWALK RESIDENTIAL 1 LLC
852 | F | To bulkheads and lightcoves | 171 | m² | 23 | 3933 | J — Finishes | J | J05 | J0501 | J5 Suspended ceilings | 3.01 | Internal Finishes | Area (m²), Length (m) | AED | 68 | Fuzzy | ⚠ |  | Citywalk Plot 5.11 Main Works Contract BOQ (1).xlsx |  |  |  | CITYWALK PHASE-05, PLOT 5.11 | Residential | CITYWALK RESIDENTIAL 1 LLC
857 |  |  |  | To Collection AED |  | 274893 | [8 empty] | AED |  |  |  |  | Citywalk Plot 5.11 Main Works Contract BOQ (1).xlsx |  |  |  | CITYWALK PHASE-05, PLOT 5.11 | Residential | CITYWALK RESIDENTIAL 1 LLC
▸ DECORATIONS (Cont'd)
▸ To Public Areas
▸ To dry areas
▸ Emulsion paint; Fenomastic hygiene; Mat / RAL 9016 - traffic white; including surface preparation, base and final coat, accessories and all ancillary works as necessary; to C-PT-01
869 | A | To gypsum board ceiling | 1420 | m² | 23 | 32660 | J — Finishes | J | J02 | J0201 | J2 Backgrounds | 3.01 | Internal Finishes | Area (m²), Length (m) | AED | 72 | Fuzzy | ⚠ |  | Citywalk Plot 5.11 Main Works Contract BOQ (1).xlsx |  |  |  | CITYWALK PHASE-05, PLOT 5.11 | Residential | CITYWALK RESIDENTIAL 1 LLC
871 | B | To bulkheads and lightcoves | 395 | m² | 23 | 9085 | J — Finishes | J | J05 | J0501 | J5 Suspended ceilings | 3.01 | Internal Finishes | Area (m²), Length (m) | AED | 68 | Fuzzy | ⚠ |  | Citywalk Plot 5.11 Main Works Contract BOQ (1).xlsx |  |  |  | CITYWALK PHASE-05, PLOT 5.11 | Residential | CITYWALK RESIDENTIAL 1 LLC
▸ Special effect paint; jotun; lady design romano; industrial grey ; including surface preparation, base and final coat, accessories and all ancillary works as necessary; to C-PT-02
875 | C | To gypsum board ceiling | 34 | m² | 150 | 5100 | J — Finishes | J | J02 | J0201 | J2 Backgrounds | 3.01 | Internal Finishes | Area (m²), Length (m) | AED | 72 | Fuzzy | ⚠ |  | Citywalk Plot 5.11 Main Works Contract BOQ (1).xlsx |  |  |  | CITYWALK PHASE-05, PLOT 5.11 | Residential | CITYWALK RESIDENTIAL 1 LLC
877 | D | To bulkheads and lightcoves | 7 | m² | 150 | 1050 | J — Finishes | J | J05 | J0501 | J5 Suspended ceilings | 3.01 | Internal Finishes | Area (m²), Length (m) | AED | 68 | Fuzzy | ⚠ |  | Citywalk Plot 5.11 Main Works Contract BOQ (1).xlsx |  |  |  | CITYWALK PHASE-05, PLOT 5.11 | Residential | CITYWALK RESIDENTIAL 1 LLC
879 | E | To ceiling soffits | 146 | m² | 150 | 21900 | J — Finishes | J | J02 | J0201 | J2 Backgrounds | 3.01 | Internal Finishes | Area (m²), Length (m) | AED | 79 | Fuzzy | ⚠ |  | Citywalk Plot 5.11 Main Works Contract BOQ (1).xlsx |  |  |  | CITYWALK PHASE-05, PLOT 5.11 | Residential | CITYWALK RESIDENTIAL 1 LLC
881 | F | To gypsum enclosure | 10 | m² | 150 | 1500 | N — Special Construction | N | N02 | N0200 | N2 Enclosures | 5.13 | Specialist Installations | Enumerated (nr), Item | AED | 74 | Fuzzy | ⚠ |  | Citywalk Plot 5.11 Main Works Contract BOQ (1).xlsx |  |  |  | CITYWALK PHASE-05, PLOT 5.11 | Residential | CITYWALK RESIDENTIAL 1 LLC
▸ To wet areas
▸ Fenomastic hygiene emulsion paint; Mat/RAL 9003 - signal white; including surface preparation, base and final coat, accessories and all ancillary works as necessary; to C-PT-05
887 | G | To gypsum board ceiling | 49 | m² | 23 | 1127 | J — Finishes | J | J02 | J0201 | J2 Backgrounds | 3.01 | Internal Finishes | Area (m²), Length (m) | AED | 72 | Fuzzy | ⚠ |  | Citywalk Plot 5.11 Main Works Contract BOQ (1).xlsx |  |  |  | CITYWALK PHASE-05, PLOT 5.11 | Residential | CITYWALK RESIDENTIAL 1 LLC
889 | H | To bulkheads and lightcoves | 4 | m² | 23 | 92 | J — Finishes | J | J05 | J0501 | J5 Suspended ceilings | 3.01 | Internal Finishes | Area (m²), Length (m) | AED | 68 | Fuzzy | ⚠ |  | Citywalk Plot 5.11 Main Works Contract BOQ (1).xlsx |  |  |  | CITYWALK PHASE-05, PLOT 5.11 | Residential | CITYWALK RESIDENTIAL 1 LLC
▸ To BOH Areas
▸ Dust sealer; including surface preparation, accessories and all ancillary works as necessary; to CF-03
895 | J | To ceiling soffit | 33 | m² | 30 | 990 | J — Finishes | J | J02 | J0201 | J2 Backgrounds | 3.01 | Internal Finishes | Area (m²), Length (m) | AED | 79 | Fuzzy | ⚠ |  | Citywalk Plot 5.11 Main Works Contract BOQ (1).xlsx |  |  |  | CITYWALK PHASE-05, PLOT 5.11 | Residential | CITYWALK RESIDENTIAL 1 LLC
898 |  |  |  | To Collection AED |  | 73504 | [8 empty] | AED |  |  |  |  | Citywalk Plot 5.11 Main Works Contract BOQ (1).xlsx |  |  |  | CITYWALK PHASE-05, PLOT 5.11 | Residential | CITYWALK RESIDENTIAL 1 LLC
▸ DECORATIONS (Cont'd)
▸ Acrylic emulsion paint; non-combustible, anti-bacterial, anti-fungal, hygienic; including skim coat (if required), surface preparation, base and final coat, accessories and all ancillary works as necessary; to CF-16
906 | A | To ceiling soffits | 61 | m² | 35 | 2135 | J — Finishes | J | J02 | J0201 | J2 Backgrounds | 3.01 | Internal Finishes | Area (m²), Length (m) | AED | 79 | Fuzzy | ⚠ |  | Citywalk Plot 5.11 Main Works Contract BOQ (1).xlsx |  |  |  | CITYWALK PHASE-05, PLOT 5.11 | Residential | CITYWALK RESIDENTIAL 1 LLC
▸ Pure acrylic emulsion paint; highly washable, stain resistant; including skim coat (if required), surface preparation, base and final coat, accessories and all ancillary works as necessary; to CF-19
910 | B | To ceiling soffit | 301 | m² | 35 | 10535 | J — Finishes | J | J02 | J0201 | J2 Backgrounds | 3.01 | Internal Finishes | Area (m²), Length (m) | AED | 79 | Fuzzy | ⚠ |  | Citywalk Plot 5.11 Main Works Contract BOQ (1).xlsx |  |  |  | CITYWALK PHASE-05, PLOT 5.11 | Residential | CITYWALK RESIDENTIAL 1 LLC
912 | C | To stair soffit | 289 | m² | 35 | 10115 | J — Finishes | J | J05 | J0501 | J5 Suspended ceilings | 3.01 | Finishes – Decoration/Painting | Area (m²) | AED | 82 | AI | ⚠ |  | Citywalk Plot 5.11 Main Works Contract BOQ (1).xlsx |  |  |  | CITYWALK PHASE-05, PLOT 5.11 | Residential | CITYWALK RESIDENTIAL 1 LLC
▸ External
▸ Wall finishes
▸ Wall paint; with pure acrylic external paint finish; UV stable, Carbon dioxide and Alkali resistant shield paint; including surface preparation, 1 coat of primer, 2 coats of finish coatings and all necessary accessories; refer specification section 09 90 00
920 | D | To walls of typical floor levels; Grey colour | 2647 | m² | 0 | N/A | J — Finishes | J | J02 | J0201 | J2 Backgrounds | 3.01 | Finishes – Wall | Area (m²) | AED | 88 | Rule | ✓ |  | Citywalk Plot 5.11 Main Works Contract BOQ (1).xlsx |  |  |  | CITYWALK PHASE-05, PLOT 5.11 | Residential | CITYWALK RESIDENTIAL 1 LLC
922 | E | To lower roof walls | 1369 | m² | 45 | 61605 | F — Woodwork | F | F02 | F0201 | F2 Structural timbers | 2.01 | Frame / Woodwork | Length (m), Area (m²), Enumerated (nr) | AED | 79 | Fuzzy | ⚠ |  | Citywalk Plot 5.11 Main Works Contract BOQ (1).xlsx |  |  |  | CITYWALK PHASE-05, PLOT 5.11 | Residential | CITYWALK RESIDENTIAL 1 LLC
924 | F | To walls in L01 podium | 38 | m² | 45 | 1710 | J — Finishes | J | J02 | J0201 | J2 Backgrounds | 3.01 | Finishes – Wall | Area (m²) | AED | 88 | Rule | ✓ |  | Citywalk Plot 5.11 Main Works Contract BOQ (1).xlsx |  |  |  | CITYWALK PHASE-05, PLOT 5.11 | Residential | CITYWALK RESIDENTIAL 1 LLC
926 | G | To wall in L05 balcony | 29 | m² | 45 | 1305 | J — Finishes | J | J02 | J0201 | J2 Backgrounds | 3.01 | Finishes – Wall Finish | Area (m²) | AED | 82 | AI | ⚠ |  | Citywalk Plot 5.11 Main Works Contract BOQ (1).xlsx |  |  |  | CITYWALK PHASE-05, PLOT 5.11 | Residential | CITYWALK RESIDENTIAL 1 LLC
928 | H | To walls in decorative columns | 231 | m² | 45 | 10395 | C — Concrete Work | C | C02 | C0201 | C2 Poured concrete | 2.01 | Frame | Volume (m³) | AED | 95 | Rule | ✓ |  | Citywalk Plot 5.11 Main Works Contract BOQ (1).xlsx |  |  |  | CITYWALK PHASE-05, PLOT 5.11 | Residential | CITYWALK RESIDENTIAL 1 LLC
▸ Wall paint; rendered exterior paint finish; colour: white; including surface preparation, primer, coatings and all necessary accessories
932 | J | To stepped planter walls; type-W01 | 25 | m² | 45 | 1125 | C — Concrete Work | C | C02 | C0201 | C2 Poured concrete | 2.01 | Upper Floors / Walls | Volume (m³) | AED | 93 | Rule | ✓ |  | Citywalk Plot 5.11 Main Works Contract BOQ (1).xlsx |  |  |  | CITYWALK PHASE-05, PLOT 5.11 | Residential | CITYWALK RESIDENTIAL 1 LLC
935 |  |  |  | To Collection AED |  | 98925 | [8 empty] | AED |  |  |  |  | Citywalk Plot 5.11 Main Works Contract BOQ (1).xlsx |  |  |  | CITYWALK PHASE-05, PLOT 5.11 | Residential | CITYWALK RESIDENTIAL 1 LLC
▸ DECORATIONS (Cont'd)
▸ Ceiling finishes
▸ Paint finish; including surface preparation, primer, coatings, accessories and all ancillary works as necessary; to CF-08
945 | A | To cement board ceiling | 1621 | m² | 45 | 72945 | J — Finishes | J | J02 | J0201 | J2 Backgrounds | 3.01 | Internal Finishes | Area (m²), Length (m) | AED | 72 | Fuzzy | ⚠ |  | Citywalk Plot 5.11 Main Works Contract BOQ (1).xlsx |  |  |  | CITYWALK PHASE-05, PLOT 5.11 | Residential | CITYWALK RESIDENTIAL 1 LLC
976 |  |  |  | To Collection AED |  | 72945 | [8 empty] | AED |  |  |  |  | Citywalk Plot 5.11 Main Works Contract BOQ (1).xlsx |  |  |  | CITYWALK PHASE-05, PLOT 5.11 | Residential | CITYWALK RESIDENTIAL 1 LLC
▸ GENERALLY
982 | A | Allow for any other works which are not included above and which are required to complete the Finishes in accordance with the Specification and the Drawings (Tenderer to list below) | 0 | Item | 0 | 0 | A — General Requirements | A | A01 | A0101 | Conditions of contract | 9.01 | Preliminaries – Contingency | Item | AED | 90 | Rule | ✓ |  | Citywalk Plot 5.11 Main Works Contract BOQ (1).xlsx |  |  |  | CITYWALK PHASE-05, PLOT 5.11 | Residential | CITYWALK RESIDENTIAL 1 LLC
▸ ADDITIONAL ITEMS
984 | 1 | 100mm high tile skirting to match balcony floor tile AFL04 | 445 | m | 46 | 20470 | J — Finishes | J | J03 | J0302 | J3 Finishings | 3.01 | Internal Finishes | Area (m²), Length (m) | AED | 66 | Fuzzy | ⚠ |  | Citywalk Plot 5.11 Main Works Contract BOQ (1).xlsx |  |  |  | CITYWALK PHASE-05, PLOT 5.11 | Residential | CITYWALK RESIDENTIAL 1 LLC
985 | 2 | Antifungal paint to walls and soffit above wet area ceiling | 3772 | m2 | 4 | 15088 | J — Finishes | J | J02 | J0201 | J2 Backgrounds | 3.01 | Finishes – Wall | Area (m²) | AED | 88 | Rule | ✓ |  | Citywalk Plot 5.11 Main Works Contract BOQ (1).xlsx |  |  |  | CITYWALK PHASE-05, PLOT 5.11 | Residential | CITYWALK RESIDENTIAL 1 LLC
986 | 4 | AST01-Kitchen backsplash | 483 | m2 | 623 | 300909 | J — Finishes | J | J02 | J0201 | J2 Backgrounds | 3.01 | Finishes – Wall Finish | Area (m²) | AED | 80 | AI | ⚠ |  | Citywalk Plot 5.11 Main Works Contract BOQ (1).xlsx |  |  |  | CITYWALK PHASE-05, PLOT 5.11 | Residential | CITYWALK RESIDENTIAL 1 LLC
987 | 5 | Metal transition profile to wet area tile thresolds | 382 | m | 86 | 32852 | J — Finishes | J | J02 | J0203 | J2 Backgrounds | 3.01 | Internal Finishes | Area (m²), Length (m) | AED | 65 | Fuzzy | ⚠ |  | Citywalk Plot 5.11 Main Works Contract BOQ (1).xlsx |  |  |  | CITYWALK PHASE-05, PLOT 5.11 | Residential | CITYWALK RESIDENTIAL 1 LLC
988 | 7 | Spray plaster to exposed ceiling | 938 | m² | 30 | 28140 | J — Finishes | J | J05 | J0500 | J5 Suspended ceilings | 3.01 | Internal Finishes | Area (m²), Length (m) | AED | 71 | Fuzzy | ⚠ |  | Citywalk Plot 5.11 Main Works Contract BOQ (1).xlsx |  |  |  | CITYWALK PHASE-05, PLOT 5.11 | Residential | CITYWALK RESIDENTIAL 1 LLC
989 | 8 | Wall paint to corridor-C-PT-04 | 4734 | m² | 23 | 108882 | J — Finishes | J | J05 | J0501 | J5 Suspended ceilings | 3.01 | Finishes – Decoration/Painting | Area (m²) | AED | 85 | AI | ✓ |  | Citywalk Plot 5.11 Main Works Contract BOQ (1).xlsx |  |  |  | CITYWALK PHASE-05, PLOT 5.11 | Residential | CITYWALK RESIDENTIAL 1 LLC
990 | 9 | Access panel | 1 | Item | 438606 | 438606 | A — General Requirements | A | A03 | A0301 | Restrictions | 9.01 | Preliminaries / General Requirements | Item | AED | 73 | Fuzzy | ⚠ |  | Citywalk Plot 5.11 Main Works Contract BOQ (1).xlsx |  |  |  | CITYWALK PHASE-05, PLOT 5.11 | Residential | CITYWALK RESIDENTIAL 1 LLC
991 | 10 | A-TH-01-230mm threshold | 126 | m | 350 | 44100 | J — Finishes | J | J03 | J0302 | J3 Finishings | 3.01 | Finishes – Floor Accessories | Linear (m) | AED | 82 | AI | ⚠ |  | Citywalk Plot 5.11 Main Works Contract BOQ (1).xlsx |  |  |  | CITYWALK PHASE-05, PLOT 5.11 | Residential | CITYWALK RESIDENTIAL 1 LLC
992 | 11 | A-TH-02-150mm threshold | 32 | m | 254 | 8128 | J — Finishes | J | J03 | J0303 | J3 Finishings | 3.01 | Finishes – Thresholds | Length (m) | AED | 85 | AI | ✓ |  | Citywalk Plot 5.11 Main Works Contract BOQ (1).xlsx |  |  |  | CITYWALK PHASE-05, PLOT 5.11 | Residential | CITYWALK RESIDENTIAL 1 LLC
993 | 12 | A-FL-01-150mm threshold | 281 | m | 94 | 26414 | J — Finishes | J | J03 | J0303 | J3 Finishings | 3.01 | Finishes – Thresholds | Length (m) | AED | 85 | AI | ✓ |  | Citywalk Plot 5.11 Main Works Contract BOQ (1).xlsx |  |  |  | CITYWALK PHASE-05, PLOT 5.11 | Residential | CITYWALK RESIDENTIAL 1 LLC
994 | 13 | A-FL-02-150mm threshold | 159 | m | 94 | 14946 | J — Finishes | J | J03 | J0303 | J3 Finishings | 3.01 | Finishes – Thresholds | Length (m) | AED | 85 | AI | ✓ |  | Citywalk Plot 5.11 Main Works Contract BOQ (1).xlsx |  |  |  | CITYWALK PHASE-05, PLOT 5.11 | Residential | CITYWALK RESIDENTIAL 1 LLC
995 | 14 | Transition trim | 22 | m | 81 | 1782 | J — Finishes | J | J03 | J0303 | J3 Finishings | 3.01 | Finishes – Trim & Edge Protection | Length (m) | AED | 80 | AI | ⚠ |  | Citywalk Plot 5.11 Main Works Contract BOQ (1).xlsx |  |  |  | CITYWALK PHASE-05, PLOT 5.11 | Residential | CITYWALK RESIDENTIAL 1 LLC
996 | 15 | End trim to Garbage room walls | 55 | m | 61 | 3355 | F — Woodwork | F | F02 | F0201 | F2 Structural timbers | 2.01 | Frame / Woodwork | Length (m), Area (m²), Enumerated (nr) | AED | 79 | Fuzzy | ⚠ |  | Citywalk Plot 5.11 Main Works Contract BOQ (1).xlsx |  |  |  | CITYWALK PHASE-05, PLOT 5.11 | Residential | CITYWALK RESIDENTIAL 1 LLC
▸ ADDITION & DEDUCTIONS
998 | 3/J/1/A | Screed; 50mm thick; to receive tiles | 118 | m² | 66 | 7788 | J — Finishes | J | J01 | J0104 | J1 Generally | 3.01 | Finishes – Screeds | Area (m²) | AED | 90 | AI | ✓ |  | Citywalk Plot 5.11 Main Works Contract BOQ (1).xlsx |  |  |  | CITYWALK PHASE-05, PLOT 5.11 | Residential | CITYWALK RESIDENTIAL 1 LLC
999 | 3/J/1/B | Screed; 50mm thick; to receive rubber | 3 | m² | 66 | 198 | J — Finishes | J | J01 | J0104 | J1 Generally | 3.01 | Finishes – Screeds | Area (m²) | AED | 90 | AI | ✓ |  | Citywalk Plot 5.11 Main Works Contract BOQ (1).xlsx |  |  |  | CITYWALK PHASE-05, PLOT 5.11 | Residential | CITYWALK RESIDENTIAL 1 LLC
1000 | 3/J/1/C | Screed; 50mm thick; to epoxy floor | -333 | m² | 66 | -21978 | J — Finishes | J | J01 | J0104 | J1 Generally | 3.01 | Finishes – Screeds | Area (m²) | AED | 90 | AI | ✓ |  | Citywalk Plot 5.11 Main Works Contract BOQ (1).xlsx |  |  |  | CITYWALK PHASE-05, PLOT 5.11 | Residential | CITYWALK RESIDENTIAL 1 LLC
1001 | 3/J/1/D | Plaster; to receive tiles | -51 | m² | 48 | -2448 | B — Site Work | B | B09 | B0901 | B9 Excavation | 8.01 | Site Works, Drainage, External Services & Landscaping | Volume (m³), Length (m), Area (m²), Enumerated (nr), Item | AED | 65 | Fuzzy | ⚠ |  | Citywalk Plot 5.11 Main Works Contract BOQ (1).xlsx |  |  |  | CITYWALK PHASE-05, PLOT 5.11 | Residential | CITYWALK RESIDENTIAL 1 LLC
1002 | 3/J/1/E | Plaster; to receive paint | 431 | m² | 48 | 20688 | B — Site Work | B | B09 | B0901 | B9 Excavation | 8.01 | Site Works, Drainage, External Services & Landscaping | Volume (m³), Length (m), Area (m²), Enumerated (nr), Item | AED | 65 | Fuzzy | ⚠ |  | Citywalk Plot 5.11 Main Works Contract BOQ (1).xlsx |  |  |  | CITYWALK PHASE-05, PLOT 5.11 | Residential | CITYWALK RESIDENTIAL 1 LLC
1003 | 3/J/1/F | Plaster; to receive wood paneling | 3 | m² | 48 | 144 | J — Finishes | J | J02 | J0202 | J2 Backgrounds | 3.01 | Finishes – Plastering | Area (m²) | AED | 88 | AI | ✓ |  | Citywalk Plot 5.11 Main Works Contract BOQ (1).xlsx |  |  |  | CITYWALK PHASE-05, PLOT 5.11 | Residential | CITYWALK RESIDENTIAL 1 LLC
1004 | 3/J/2/A | To walls; to receive porcelain tiles; to apartments | 337 | m² | 48 | 16176 | C — Concrete Work | C | C02 | C0201 | C2 Poured concrete | 2.01 | Upper Floors / Walls | Volume (m³) | AED | 93 | Rule | ✓ |  | Citywalk Plot 5.11 Main Works Contract BOQ (1).xlsx |  |  |  | CITYWALK PHASE-05, PLOT 5.11 | Residential | CITYWALK RESIDENTIAL 1 LLC
1005 | 3/J/2/B | Plaster; to receive stone; to apartment | 86 | m² | 48 | 4128 | J — Finishes | J | J02 | J0202 | J2 Backgrounds | 3.01 | Finishes – Plastering | Area (m²) | AED | 88 | AI | ✓ |  | Citywalk Plot 5.11 Main Works Contract BOQ (1).xlsx |  |  |  | CITYWALK PHASE-05, PLOT 5.11 | Residential | CITYWALK RESIDENTIAL 1 LLC
1006 | 3/J/2/C | To walls; to receive paint; to apartment | 1983 | m² | 48 | 95184 | C — Concrete Work | C | C02 | C0201 | C2 Poured concrete | 2.01 | Upper Floors / Walls | Volume (m³) | AED | 93 | Rule | ✓ |  | Citywalk Plot 5.11 Main Works Contract BOQ (1).xlsx |  |  |  | CITYWALK PHASE-05, PLOT 5.11 | Residential | CITYWALK RESIDENTIAL 1 LLC
1007 | 3/J/2/D | External-Floors; 50mm thick; to receive tiles | 2 | m² | 69 | 138 | J — Finishes | J | J01 | J0104 | J1 Generally | 3.01 | Finishes – Screeds | Area (m²) | AED | 85 | AI | ✓ |  | Citywalk Plot 5.11 Main Works Contract BOQ (1).xlsx |  |  |  | CITYWALK PHASE-05, PLOT 5.11 | Residential | CITYWALK RESIDENTIAL 1 LLC
1008 | 3/J/2/F | Cement and sand plaster:To Lower roof walls | 43 | m² | 64 | 2752 | F — Woodwork | F | F02 | F0201 | F2 Structural timbers | 2.01 | Frame / Woodwork | Length (m), Area (m²), Enumerated (nr) | AED | 79 | Fuzzy | ⚠ |  | Citywalk Plot 5.11 Main Works Contract BOQ (1).xlsx |  |  |  | CITYWALK PHASE-05, PLOT 5.11 | Residential | CITYWALK RESIDENTIAL 1 LLC
1009 | 3/J/2/G | To walls in podium balcony area | 5 | m² | 64 | 320 | J — Finishes | J | J02 | J0201 | J2 Backgrounds | 3.01 | Finishes – Wall | Area (m²) | AED | 88 | Rule | ✓ |  | Citywalk Plot 5.11 Main Works Contract BOQ (1).xlsx |  |  |  | CITYWALK PHASE-05, PLOT 5.11 | Residential | CITYWALK RESIDENTIAL 1 LLC
1010 | 3/J/2/H | To wall in L05 balcony | 9 | m² | 64 | 576 | J — Finishes | J | J02 | J0202 | J2 Backgrounds | 3.01 | Finishes – Plastering | Area (m²) | AED | 85 | AI | ✓ |  | Citywalk Plot 5.11 Main Works Contract BOQ (1).xlsx |  |  |  | CITYWALK PHASE-05, PLOT 5.11 | Residential | CITYWALK RESIDENTIAL 1 LLC
1011 | 3/J/2/J | To walls in decorative columns | 11 | m² | 64 | 704 | C — Concrete Work | C | C02 | C0201 | C2 Poured concrete | 2.01 | Frame | Volume (m³) | AED | 95 | Rule | ✓ |  | Citywalk Plot 5.11 Main Works Contract BOQ (1).xlsx |  |  |  | CITYWALK PHASE-05, PLOT 5.11 | Residential | CITYWALK RESIDENTIAL 1 LLC
1014 |  |  |  | To Collection AED |  | 1168042 | [8 empty] | AED |  |  |  |  | Citywalk Plot 5.11 Main Works Contract BOQ (1).xlsx |  |  |  | CITYWALK PHASE-05, PLOT 5.11 | Residential | CITYWALK RESIDENTIAL 1 LLC
▸ GENERALLY (Cont'd)
1020 | A | Allow for any other works which are not included above and which are required to complete the Finishes in accordance with the Specification and the Drawings (Tenderer to list below) |  | Item |  |  | A — General Requirements | A | A01 | A0101 | Conditions of contract | 9.01 | Preliminaries – Contingency | Item | AED | 90 | Rule | ✓ |  | Citywalk Plot 5.11 Main Works Contract BOQ (1).xlsx |  |  |  | CITYWALK PHASE-05, PLOT 5.11 | Residential | CITYWALK RESIDENTIAL 1 LLC
▸ ADDITION & DEDUCTIONS
1022 | 3/J/3/B | To stepped planter walls; type-W01 | 145 | m² | 62 | 8990 | C — Concrete Work | C | C02 | C0201 | C2 Poured concrete | 2.01 | Upper Floors / Walls | Volume (m³) | AED | 93 | Rule | ✓ |  | Citywalk Plot 5.11 Main Works Contract BOQ (1).xlsx |  |  |  | CITYWALK PHASE-05, PLOT 5.11 | Residential | CITYWALK RESIDENTIAL 1 LLC
1023 | 3/J/3/C | Plaster to upper roof parapet wall | 272 | m² | 62 | 16864 | J — Finishes | J | J06 | J0603 | J6 Decorations | 3.01 | Internal Finishes | Area (m²), Length (m) | AED | 64 | Fuzzy | ⚠ |  | Citywalk Plot 5.11 Main Works Contract BOQ (1).xlsx |  |  |  | CITYWALK PHASE-05, PLOT 5.11 | Residential | CITYWALK RESIDENTIAL 1 LLC
1024 | 3/J/2/D | Plaster to to Upstand below parapet walls | 9 | m² | 62 | 558 | C — Concrete Work | C | C02 | C0201 | C2 Poured concrete | 2.01 | Frame | Volume (m³) | AED | 90 | Rule | ✓ |  | Citywalk Plot 5.11 Main Works Contract BOQ (1).xlsx |  |  |  | CITYWALK PHASE-05, PLOT 5.11 | Residential | CITYWALK RESIDENTIAL 1 LLC
1025 | 3/J/4/A | Type A-FL-01; size 200 x 1200 x 9mm thk. | 12 | m² | 104 | 1248 | J — Finishes | J | J03 | J0301 | J3 Finishings | 3.01 | Finishes – Floor Tiles | Area (m²) | AED | 90 | AI | ✓ |  | Citywalk Plot 5.11 Main Works Contract BOQ (1).xlsx |  |  |  | CITYWALK PHASE-05, PLOT 5.11 | Residential | CITYWALK RESIDENTIAL 1 LLC
1026 | 3/J/5/A | Type A-FL-02; size 600 x 600 x 9mm thk | 64 | m² | 79 | 5056 | J — Finishes | J | J03 | J0301 | J3 Finishings | 3.01 | Finishes – Floor Tiles | Area (m²) | AED | 90 | AI | ✓ |  | Citywalk Plot 5.11 Main Works Contract BOQ (1).xlsx |  |  |  | CITYWALK PHASE-05, PLOT 5.11 | Residential | CITYWALK RESIDENTIAL 1 LLC
1027 | 3/J/5/B | Type A-FL-03; size 600 x 600 x 9mm thk. | 8 | m² | 79 | 632 | J — Finishes | J | J03 | J0301 | J3 Finishings | 3.01 | Finishes – Floor Tiles | Area (m²) | AED | 90 | AI | ✓ |  | Citywalk Plot 5.11 Main Works Contract BOQ (1).xlsx |  |  |  | CITYWALK PHASE-05, PLOT 5.11 | Residential | CITYWALK RESIDENTIAL 1 LLC
1028 | 3/J/5/C | Type FF01b; size 300 x 300 x 10mm; to wet area | 2 | m² | 45 | 90 | J — Finishes | J | J03 | J0301 | J3 Finishings | 3.01 | Finishes – Floor Tiles | Area (m²) | AED | 90 | AI | ✓ |  | Citywalk Plot 5.11 Main Works Contract BOQ (1).xlsx |  |  |  | CITYWALK PHASE-05, PLOT 5.11 | Residential | CITYWALK RESIDENTIAL 1 LLC
1029 | 3/J/5/E | Type FF17; size 300 x 300 x 13mm; to Service lobby | 3 | m² | 45 | 135 | J — Finishes | J | J03 | J0301 | J3 Finishings | 3.01 | Finishes – Floor Tiles | Area (m²) | AED | 90 | AI | ✓ |  | Citywalk Plot 5.11 Main Works Contract BOQ (1).xlsx |  |  |  | CITYWALK PHASE-05, PLOT 5.11 | Residential | CITYWALK RESIDENTIAL 1 LLC
1030 | 3/J/6/A | Type C-FL-05; size 600x1200mm ; to Corridors | 27 | m² | 148 | 3996 | J — Finishes | J | J03 | J0301 | J3 Finishings | 3.01 | Finishes – Floor Tiles | Area (m²) | AED | 90 | AI | ✓ |  | Citywalk Plot 5.11 Main Works Contract BOQ (1).xlsx |  |  |  | CITYWALK PHASE-05, PLOT 5.11 | Residential | CITYWALK RESIDENTIAL 1 LLC
1031 | 3/J/6/B | Type C-FL-03;size 600x600mm; to Changing room | 3 | m² | 93 | 279 | J — Finishes | J | J03 | J0301 | J3 Finishings | 3.01 | Finishes – Floor Tiles | Area (m²) | AED | 90 | AI | ✓ |  | Citywalk Plot 5.11 Main Works Contract BOQ (1).xlsx |  |  |  | CITYWALK PHASE-05, PLOT 5.11 | Residential | CITYWALK RESIDENTIAL 1 LLC
1032 | 3/J/6/D | Type C-FL-01A;to lift lobby | 16 | m² | 143 | 2288 | J — Finishes | J | J03 | J0301 | J3 Finishings | 3.01 | Finishes – Floor Tiles | Area (m²) | AED | 88 | AI | ✓ |  | Citywalk Plot 5.11 Main Works Contract BOQ (1).xlsx |  |  |  | CITYWALK PHASE-05, PLOT 5.11 | Residential | CITYWALK RESIDENTIAL 1 LLC
1033 | 3/J/6/E | Type C-FL-02;to Gym | 3 | m² | 1183 | 3549 | J — Finishes | J | J03 | J0301 | J3 Finishings | 3.01 | Finishes – Floor Tiles | Area (m²) | AED | 88 | AI | ✓ |  | Citywalk Plot 5.11 Main Works Contract BOQ (1).xlsx |  |  |  | CITYWALK PHASE-05, PLOT 5.11 | Residential | CITYWALK RESIDENTIAL 1 LLC
1034 | 3/J/6/F | Type A-FL-01; 130mm wide; to apartment | -232 | m | 15 | -3480 | J — Finishes | J | J03 | J0303 | J3 Finishings | 3.01 | Finishes – Skirting & Trim | Length (m) | AED | 85 | AI | ✓ |  | Citywalk Plot 5.11 Main Works Contract BOQ (1).xlsx |  |  |  | CITYWALK PHASE-05, PLOT 5.11 | Residential | CITYWALK RESIDENTIAL 1 LLC
1035 | 3/J/7/A | Type A-SK-01; 100mm high to apartment | 32 | m | 23 | 736 | J — Finishes | J | J03 | J0303 | J3 Finishings | 3.01 | Finishes – Skirting & Trim | Length (m) | AED | 88 | AI | ✓ |  | Citywalk Plot 5.11 Main Works Contract BOQ (1).xlsx |  |  |  | CITYWALK PHASE-05, PLOT 5.11 | Residential | CITYWALK RESIDENTIAL 1 LLC
1036 | 3/J/7/B | Type A-SK-02; 100mm high to apartment Bathrooms | 30 | m | 18 | 540 | J — Finishes | J | J03 | J0303 | J3 Finishings | 3.01 | Finishes – Skirting & Trim | Length (m) | AED | 88 | AI | ✓ |  | Citywalk Plot 5.11 Main Works Contract BOQ (1).xlsx |  |  |  | CITYWALK PHASE-05, PLOT 5.11 | Residential | CITYWALK RESIDENTIAL 1 LLC
1037 | 3/J/7/C | Type A-SK-03; 100mm high to apartment Bathrooms | 317 | m | 23 | 7291 | J — Finishes | J | J03 | J0303 | J3 Finishings | 3.01 | Finishes – Skirting & Trim | Length (m) | AED | 88 | AI | ✓ |  | Citywalk Plot 5.11 Main Works Contract BOQ (1).xlsx |  |  |  | CITYWALK PHASE-05, PLOT 5.11 | Residential | CITYWALK RESIDENTIAL 1 LLC
1038 | 3/J/7/D | Type A-SK-05; 100mm high to apartment Bathrooms | 20 | m | 18 | 360 | J — Finishes | J | J03 | J0303 | J3 Finishings | 3.01 | Finishes – Skirting & Trim | Length (m) | AED | 88 | AI | ✓ |  | Citywalk Plot 5.11 Main Works Contract BOQ (1).xlsx |  |  |  | CITYWALK PHASE-05, PLOT 5.11 | Residential | CITYWALK RESIDENTIAL 1 LLC
1039 | 3/J/7/F | Type A-SK-06; 20mm high to round column | 8 | m | 55 | 440 | C — Concrete Work | C | C04 | C0401 | C4 Shuttering | 2.01 | Frame / Concrete Work | Volume (m³), Weight (t), Area (m²), Length (m), Enumerated (nr) | AED | 62 | Fuzzy | ⚠ |  | Citywalk Plot 5.11 Main Works Contract BOQ (1).xlsx |  |  |  | CITYWALK PHASE-05, PLOT 5.11 | Residential | CITYWALK RESIDENTIAL 1 LLC
1040 | 3/J/7/G | Type SK-01; 100mm high | 18 | m | 11 | 198 | J — Finishes | J | J03 | J0303 | J3 Finishings | 3.01 | Finishes – Skirting & Trim | Length (m) | AED | 85 | AI | ✓ |  | Citywalk Plot 5.11 Main Works Contract BOQ (1).xlsx |  |  |  | CITYWALK PHASE-05, PLOT 5.11 | Residential | CITYWALK RESIDENTIAL 1 LLC
1041 | 3/J/7/H | Type C-SK-01; to Lift Lobby | 24 | m | 44 | 1056 | J — Finishes | J | J03 | J0303 | J3 Finishings | 3.01 | Finishes – Skirting & Trim | Length (m) | AED | 85 | AI | ✓ |  | Citywalk Plot 5.11 Main Works Contract BOQ (1).xlsx |  |  |  | CITYWALK PHASE-05, PLOT 5.11 | Residential | CITYWALK RESIDENTIAL 1 LLC
1042 | 3/J/7/J | Type C-SK-02; 100mm high | 256 | m | 42 | 10752 | J — Finishes | J | J03 | J0303 | J3 Finishings | 3.01 | Finishes – Skirting & Trim | Length (m) | AED | 88 | AI | ✓ |  | Citywalk Plot 5.11 Main Works Contract BOQ (1).xlsx |  |  |  | CITYWALK PHASE-05, PLOT 5.11 | Residential | CITYWALK RESIDENTIAL 1 LLC
1043 | 3/J/8/A | Type C-SK-03; to Gym | -7 | m | 57 | -399 | J — Finishes | J | J03 | J0303 | J3 Finishings | 3.01 | Finishes – Skirting & Trim | Length (m) | AED | 85 | AI | ✓ |  | Citywalk Plot 5.11 Main Works Contract BOQ (1).xlsx |  |  |  | CITYWALK PHASE-05, PLOT 5.11 | Residential | CITYWALK RESIDENTIAL 1 LLC
1044 | 3/J/8/C | Type C-MT-06; to Lift lobby and corridors | 4 | m | 83 | 332 | P — Conveying Systems | P | P03 | P0301 | P3 Work incidental to conveying systems | 5.10 | Lift and Conveyor Installations | Enumerated (nr), Item | AED | 63 | Fuzzy | ⚠ |  | Citywalk Plot 5.11 Main Works Contract BOQ (1).xlsx |  |  |  | CITYWALK PHASE-05, PLOT 5.11 | Residential | CITYWALK RESIDENTIAL 1 LLC
1045 | 3/J/8/D | Type A-FL-01; size 200 x 1200 x 9mm thk. | 12 | m² | 66 | 792 | J — Finishes | J | J03 | J0301 | J3 Finishings | 3.01 | Finishes – Floor Tiles | Area (m²) | AED | 90 | AI | ✓ |  | Citywalk Plot 5.11 Main Works Contract BOQ (1).xlsx |  |  |  | CITYWALK PHASE-05, PLOT 5.11 | Residential | CITYWALK RESIDENTIAL 1 LLC
1046 | 3/J/8/E | Type A-FL-02; size 600 x 600 x 9mm thk | 64 | m² | 56 | 3584 | J — Finishes | J | J03 | J0301 | J3 Finishings | 3.01 | Finishes – Floor Tiles | Area (m²) | AED | 90 | AI | ✓ |  | Citywalk Plot 5.11 Main Works Contract BOQ (1).xlsx |  |  |  | CITYWALK PHASE-05, PLOT 5.11 | Residential | CITYWALK RESIDENTIAL 1 LLC
1047 | 3/J/8/F | Type A-FL-03; size 600 x 600 x 9mm thk. | 8 | m² | 56 | 448 | J — Finishes | J | J03 | J0301 | J3 Finishings | 3.01 | Finishes – Floor Tiles | Area (m²) | AED | 90 | AI | ✓ |  | Citywalk Plot 5.11 Main Works Contract BOQ (1).xlsx |  |  |  | CITYWALK PHASE-05, PLOT 5.11 | Residential | CITYWALK RESIDENTIAL 1 LLC
1048 | 3/J/9/A | Type FF01b; size 300 x 300 x 10mm; to wet area | 2 | m² | 56 | 112 | J — Finishes | J | J03 | J0301 | J3 Finishings | 3.01 | Finishes – Floor Tiles | Area (m²) | AED | 90 | AI | ✓ |  | Citywalk Plot 5.11 Main Works Contract BOQ (1).xlsx |  |  |  | CITYWALK PHASE-05, PLOT 5.11 | Residential | CITYWALK RESIDENTIAL 1 LLC
1049 | 3/J/9/C | Type FF17; size 300 x 300 x 13mm; to Service lobby | 3 | m² | 51 | 153 | J — Finishes | J | J03 | J0301 | J3 Finishings | 3.01 | Finishes – Floor Tiles | Area (m²) | AED | 90 | AI | ✓ |  | Citywalk Plot 5.11 Main Works Contract BOQ (1).xlsx |  |  |  | CITYWALK PHASE-05, PLOT 5.11 | Residential | CITYWALK RESIDENTIAL 1 LLC
1050 | 3/J/9/D | Type C-FL-05; size 600x1200mm ; to Corridors | 27 | m² | 51 | 1377 | J — Finishes | J | J03 | J0301 | J3 Finishings | 3.01 | Finishes – Floor Tiles | Area (m²) | AED | 90 | AI | ✓ |  | Citywalk Plot 5.11 Main Works Contract BOQ (1).xlsx |  |  |  | CITYWALK PHASE-05, PLOT 5.11 | Residential | CITYWALK RESIDENTIAL 1 LLC
1051 | 3/J/9/E | Type C-FL-03;size 600x600mm; to Changing room | 3 | m² | 51 | 153 | J — Finishes | J | J03 | J0301 | J3 Finishings | 3.01 | Finishes – Floor Tiles | Area (m²) | AED | 90 | AI | ✓ |  | Citywalk Plot 5.11 Main Works Contract BOQ (1).xlsx |  |  |  | CITYWALK PHASE-05, PLOT 5.11 | Residential | CITYWALK RESIDENTIAL 1 LLC
1053 |  |  |  | To Collection AED |  | 68130 | [8 empty] | AED |  |  |  |  | Citywalk Plot 5.11 Main Works Contract BOQ (1).xlsx |  |  |  | CITYWALK PHASE-05, PLOT 5.11 | Residential | CITYWALK RESIDENTIAL 1 LLC
▸ GENERALLY (Cont'd)
1059 | A | Allow for any other works which are not included above and which are required to complete the Finishes in accordance with the Specification and the Drawings (Tenderer to list below) |  | Item |  |  | A — General Requirements | A | A01 | A0101 | Conditions of contract | 9.01 | Preliminaries – Contingency | Item | AED | 90 | Rule | ✓ |  | Citywalk Plot 5.11 Main Works Contract BOQ (1).xlsx |  |  |  | CITYWALK PHASE-05, PLOT 5.11 | Residential | CITYWALK RESIDENTIAL 1 LLC
▸ ADDITION & DEDUCTIONS
1061 | 3/J/9/G | Type C-FL-01A;to lift lobby | 16 | m² | 51 | 816 | J — Finishes | J | J03 | J0301 | J3 Finishings | 3.01 | Finishes – Floor Tiles | Area (m²) | AED | 88 | AI | ✓ |  | Citywalk Plot 5.11 Main Works Contract BOQ (1).xlsx |  |  |  | CITYWALK PHASE-05, PLOT 5.11 | Residential | CITYWALK RESIDENTIAL 1 LLC
1062 | 3/J/10/B | Type A-FL-01; 130mm wide; to apartment | -232 | m | 75 | -17400 | J — Finishes | J | J03 | J0303 | J3 Finishings | 3.01 | Finishes – Skirting & Trim | Length (m) | AED | 85 | AI | ✓ |  | Citywalk Plot 5.11 Main Works Contract BOQ (1).xlsx |  |  |  | CITYWALK PHASE-05, PLOT 5.11 | Residential | CITYWALK RESIDENTIAL 1 LLC
1063 | 3/J/10/F | Type A-TH-01; 150mm wide; to changing room | 2 | m | 75 | 150 | J — Finishes | J | J03 | J0303 | J3 Finishings | 3.01 | Finishes – Thresholds | Length (m) | AED | 85 | AI | ✓ |  | Citywalk Plot 5.11 Main Works Contract BOQ (1).xlsx |  |  |  | CITYWALK PHASE-05, PLOT 5.11 | Residential | CITYWALK RESIDENTIAL 1 LLC
1064 | 3/J/10/G | Type C-TH-01; 200mm wide; to service and lift lobbies | 5 | m | 75 | 375 | P — Conveying Systems | P | P03 | P0301 | P3 Work incidental to conveying systems | 5.10 | Lift and Conveyor Installations | Enumerated (nr), Item | AED | 65 | Fuzzy | ⚠ |  | Citywalk Plot 5.11 Main Works Contract BOQ (1).xlsx |  |  |  | CITYWALK PHASE-05, PLOT 5.11 | Residential | CITYWALK RESIDENTIAL 1 LLC
1065 | 3/J/10/H | Type A-SK-01; 100mm high to apartment | 32 | m | 13 | 416 | J — Finishes | J | J03 | J0303 | J3 Finishings | 3.01 | Finishes – Skirting & Trim | Length (m) | AED | 88 | AI | ✓ |  | Citywalk Plot 5.11 Main Works Contract BOQ (1).xlsx |  |  |  | CITYWALK PHASE-05, PLOT 5.11 | Residential | CITYWALK RESIDENTIAL 1 LLC
1066 | 3/J/10/J | Type A-SK-02; 100mm high to apartment Bathrooms | 30 | m | 13 | 390 | J — Finishes | J | J03 | J0303 | J3 Finishings | 3.01 | Finishes – Skirting & Trims | Length (m) | AED | 75 | AI | ⚠ |  | Citywalk Plot 5.11 Main Works Contract BOQ (1).xlsx |  |  |  | CITYWALK PHASE-05, PLOT 5.11 | Residential | CITYWALK RESIDENTIAL 1 LLC
1067 | 3/J/10/K | Type A-SK-03; 100mm high to apartment Bathrooms | 317 | m | 13 | 4121 | J — Finishes | J | J03 | J0303 | J3 Finishings | 3.01 | Finishes – Skirting & Trims | Length (m) | AED | 75 | AI | ⚠ |  | Citywalk Plot 5.11 Main Works Contract BOQ (1).xlsx |  |  |  | CITYWALK PHASE-05, PLOT 5.11 | Residential | CITYWALK RESIDENTIAL 1 LLC
1068 | 3/J/10/L | Type A-SK-05; 100mm high to apartment Bathrooms | 20 | m | 13 | 260 | J — Finishes | J | J03 | J0303 | J3 Finishings | 3.01 | Finishes – Skirting & Trims | Length (m) | AED | 75 | AI | ⚠ |  | Citywalk Plot 5.11 Main Works Contract BOQ (1).xlsx |  |  |  | CITYWALK PHASE-05, PLOT 5.11 | Residential | CITYWALK RESIDENTIAL 1 LLC
1069 | 3/J/11/B | Type A-SK-06; 20mm high to round column | 8 | m | 20 | 160 | C — Concrete Work | C | C04 | C0401 | C4 Shuttering | 2.01 | Frame / Concrete Work | Volume (m³), Weight (t), Area (m²), Length (m), Enumerated (nr) | AED | 62 | Fuzzy | ⚠ |  | Citywalk Plot 5.11 Main Works Contract BOQ (1).xlsx |  |  |  | CITYWALK PHASE-05, PLOT 5.11 | Residential | CITYWALK RESIDENTIAL 1 LLC
1070 | 3/J/11/C | Type SK-01; 100mm high | 26 | m | 13 | 338 | J — Finishes | J | J03 | J0303 | J3 Finishings | 3.01 | Finishes – Skirting & Trims | Length (m) | AED | 75 | AI | ⚠ |  | Citywalk Plot 5.11 Main Works Contract BOQ (1).xlsx |  |  |  | CITYWALK PHASE-05, PLOT 5.11 | Residential | CITYWALK RESIDENTIAL 1 LLC
1071 | 3/J/11/D | Type C-SK-01; to Lift Lobby | -61 | m | 31 | -1891 | J — Finishes | J | J03 | J0303 | J3 Finishings | 3.01 | Finishes – Skirting & Trims | Length (m) | AED | 75 | AI | ⚠ |  | Citywalk Plot 5.11 Main Works Contract BOQ (1).xlsx |  |  |  | CITYWALK PHASE-05, PLOT 5.11 | Residential | CITYWALK RESIDENTIAL 1 LLC
1072 | 3/J/11/E | Type C-SK-02; 100mm high | 256 | m | 13 | 3328 | J — Finishes | J | J03 | J0303 | J3 Finishings | 3.01 | Finishes – Skirting & Trims | Length (m) | AED | 75 | AI | ⚠ |  | Citywalk Plot 5.11 Main Works Contract BOQ (1).xlsx |  |  |  | CITYWALK PHASE-05, PLOT 5.11 | Residential | CITYWALK RESIDENTIAL 1 LLC
1073 | 3/J/11/F | Type C-SK-03; to Gym | -7 | m | 20 | -140 | J — Finishes | J | J03 | J0303 | J3 Finishings | 3.01 | Finishes – Skirting & Trims | Length (m) | AED | 75 | AI | ⚠ |  | Citywalk Plot 5.11 Main Works Contract BOQ (1).xlsx |  |  |  | CITYWALK PHASE-05, PLOT 5.11 | Residential | CITYWALK RESIDENTIAL 1 LLC
1074 | 3/J/11/G | Type C-MT-06; to Lift lobby and corridors | 4 | m | 25 | 100 | P — Conveying Systems | P | P03 | P0301 | P3 Work incidental to conveying systems | 5.10 | Lift and Conveyor Installations | Enumerated (nr), Item | AED | 63 | Fuzzy | ⚠ |  | Citywalk Plot 5.11 Main Works Contract BOQ (1).xlsx |  |  |  | CITYWALK PHASE-05, PLOT 5.11 | Residential | CITYWALK RESIDENTIAL 1 LLC
1075 | 3/J/12/A | To lift lobby; C-TL-01 | 22 | m² | 135 | 2970 | J — Finishes | J | J03 | J0304 | J3 Finishings | 3.01 | Finishes – Wall Trim/Dado | Length (m) | AED | 70 | AI | ⚠ |  | Citywalk Plot 5.11 Main Works Contract BOQ (1).xlsx |  |  |  | CITYWALK PHASE-05, PLOT 5.11 | Residential | CITYWALK RESIDENTIAL 1 LLC
1076 | 3/J/12/B | To changing rooms; C-TL-02 | 14 | m² | 159 | 2226 | J — Finishes | J | J03 | J0304 | J3 Finishings | 3.01 | Finishes – Wall Trim/Dado | Length (m) | AED | 70 | AI | ⚠ |  | Citywalk Plot 5.11 Main Works Contract BOQ (1).xlsx |  |  |  | CITYWALK PHASE-05, PLOT 5.11 | Residential | CITYWALK RESIDENTIAL 1 LLC
1077 | 3/J/12/C | To changing rooms; C-TL-03 | 32 | m² | 465 | 14880 | J — Finishes | J | J03 | J0304 | J3 Finishings | 3.01 | Finishes – Wall Trim/Dado | Length (m) | AED | 70 | AI | ⚠ |  | Citywalk Plot 5.11 Main Works Contract BOQ (1).xlsx |  |  |  | CITYWALK PHASE-05, PLOT 5.11 | Residential | CITYWALK RESIDENTIAL 1 LLC
1078 | 3/J/12/D | To garbage room; public area; WF-06 | 4 | m² | 43 | 172 | J — Finishes | J | J03 | J0304 | J3 Finishings | 3.01 | Finishes – Wall Trim/Dado | Length (m) | AED | 70 | AI | ⚠ |  | Citywalk Plot 5.11 Main Works Contract BOQ (1).xlsx |  |  |  | CITYWALK PHASE-05, PLOT 5.11 | Residential | CITYWALK RESIDENTIAL 1 LLC
1079 | 3/J/12/E | Type T01; size 600 x 600mm; to apartment | 220 | m² | 79 | 17380 | J — Finishes | J | J03 | J0301 | J3 Finishings | 3.01 | Finishes – Floor Tile | Area (m²) | AED | 80 | AI | ⚠ |  | Citywalk Plot 5.11 Main Works Contract BOQ (1).xlsx |  |  |  | CITYWALK PHASE-05, PLOT 5.11 | Residential | CITYWALK RESIDENTIAL 1 LLC
1080 | 3/J/13/A | Type T02; size 600 x 1200mm; to apartments | 121 | m² | 101 | 12221 | J — Finishes | J | J03 | J0301 | J3 Finishings | 3.01 | Finishes – Floor Tile | Area (m²) | AED | 80 | AI | ⚠ |  | Citywalk Plot 5.11 Main Works Contract BOQ (1).xlsx |  |  |  | CITYWALK PHASE-05, PLOT 5.11 | Residential | CITYWALK RESIDENTIAL 1 LLC
1081 | 3/J/13/B | Type T03; size 600 x 600mm; to apartments | -3 | m² | 79 | -237 | J — Finishes | J | J03 | J0301 | J3 Finishings | 3.01 | Finishes – Floor Tile | Area (m²) | AED | 80 | AI | ⚠ |  | Citywalk Plot 5.11 Main Works Contract BOQ (1).xlsx |  |  |  | CITYWALK PHASE-05, PLOT 5.11 | Residential | CITYWALK RESIDENTIAL 1 LLC
1082 | 3/J/13/C | To lift lobby; C-TL-01 | 22 | m² | 58 | 1276 | J — Finishes | J | J03 | J0304 | J3 Finishings | 3.01 | Finishes – Wall Trim/Dado | Length (m) | AED | 70 | AI | ⚠ |  | Citywalk Plot 5.11 Main Works Contract BOQ (1).xlsx |  |  |  | CITYWALK PHASE-05, PLOT 5.11 | Residential | CITYWALK RESIDENTIAL 1 LLC
1083 | 3/J/13/D | To changing rooms; C-TL-02 | 27 | m² | 63 | 1701 | J — Finishes | J | J03 | J0304 | J3 Finishings | 3.01 | Finishes – Wall Trim/Dado | Length (m) | AED | 70 | AI | ⚠ |  | Citywalk Plot 5.11 Main Works Contract BOQ (1).xlsx |  |  |  | CITYWALK PHASE-05, PLOT 5.11 | Residential | CITYWALK RESIDENTIAL 1 LLC
1084 | 3/J/13/E | To changing rooms; C-TL-03 | 32 | m² | 63 | 2016 | J — Finishes | J | J03 | J0304 | J3 Finishings | 3.01 | Finishes – Wall Trim/Dado | Length (m) | AED | 70 | AI | ⚠ |  | Citywalk Plot 5.11 Main Works Contract BOQ (1).xlsx |  |  |  | CITYWALK PHASE-05, PLOT 5.11 | Residential | CITYWALK RESIDENTIAL 1 LLC
1085 | 3/J/14/A | To garbage room; public area; WF-06 | 4 | m² | 63 | 252 | J — Finishes | J | J03 | J0304 | J3 Finishings | 3.01 | Finishes – Wall Trim/Dado | Length (m) | AED | 70 | AI | ⚠ |  | Citywalk Plot 5.11 Main Works Contract BOQ (1).xlsx |  |  |  | CITYWALK PHASE-05, PLOT 5.11 | Residential | CITYWALK RESIDENTIAL 1 LLC
1086 | 3/J/14/B | Type T01; size 600 x 600mm; to apartment | 220 | m³ | 63 | 13860 | J — Finishes | J | J03 | J0301 | J3 Finishings | 3.01 | Finishes – Floor Tile | Area (m²) | AED | 80 | AI | ⚠ |  | Citywalk Plot 5.11 Main Works Contract BOQ (1).xlsx |  |  |  | CITYWALK PHASE-05, PLOT 5.11 | Residential | CITYWALK RESIDENTIAL 1 LLC
1087 | 3/J/14/C | Type T02; size 600 x 1200mm; to apartments | 121 | m² | 63 | 7623 | J — Finishes | J | J03 | J0301 | J3 Finishings | 3.01 | Finishes – Floor Tile | Area (m²) | AED | 80 | AI | ⚠ |  | Citywalk Plot 5.11 Main Works Contract BOQ (1).xlsx |  |  |  | CITYWALK PHASE-05, PLOT 5.11 | Residential | CITYWALK RESIDENTIAL 1 LLC
1092 |  |  |  | To Collection AED |  | 67363 | [8 empty] | AED |  |  |  |  | Citywalk Plot 5.11 Main Works Contract BOQ (1).xlsx |  |  |  | CITYWALK PHASE-05, PLOT 5.11 | Residential | CITYWALK RESIDENTIAL 1 LLC
▸ GENERALLY (Cont'd)
1098 | A | Allow for any other works which are not included above and which are required to complete the Finishes in accordance with the Specification and the Drawings (Tenderer to list below) |  | Item |  |  | A — General Requirements | A | A01 | A0101 | Conditions of contract | 9.01 | Preliminaries – Contingency | Item | AED | 90 | Rule | ✓ |  | Citywalk Plot 5.11 Main Works Contract BOQ (1).xlsx |  |  |  | CITYWALK PHASE-05, PLOT 5.11 | Residential | CITYWALK RESIDENTIAL 1 LLC
▸ ADDITION & DEDUCTIONS
1100 | 3/J/14/D | Type T03; size 600 x 600mm; to apartments | -3 | m² | 63 | -189 | J — Finishes | J | J03 | J0301 | J3 Finishings | 3.01 | Finishes – Floor Tile | Area (m²) | AED | 80 | AI | ⚠ |  | Citywalk Plot 5.11 Main Works Contract BOQ (1).xlsx |  |  |  | CITYWALK PHASE-05, PLOT 5.11 | Residential | CITYWALK RESIDENTIAL 1 LLC
1101 | 3/J/14/E | To door top board and side panel fixed to the wall | 20 | m² | 715 | 14300 | H — Doors And Windows | H | H00 | H0000 |  | 2.06 | Windows and External Doors | Enumerated (nr), Area (m²), Length (m) | AED | 72 | Fuzzy | ⚠ |  | Citywalk Plot 5.11 Main Works Contract BOQ (1).xlsx |  |  |  | CITYWALK PHASE-05, PLOT 5.11 | Residential | CITYWALK RESIDENTIAL 1 LLC
1102 | 3/J/15/A | Metal paneling type C-MT-04 | 4 | Nr. | 1560 | 6240 | J — Finishes | J | J03 | J0302 | J3 Finishings | 3.01 | Finishes – Wall Finish | Area (m²) | AED | 75 | AI | ⚠ |  | Citywalk Plot 5.11 Main Works Contract BOQ (1).xlsx |  |  |  | CITYWALK PHASE-05, PLOT 5.11 | Residential | CITYWALK RESIDENTIAL 1 LLC
1103 | 3/J/15/D | Type A-FL-04; size 600 x 600 x 9mm thk.; Floor Tile, Cream RT finish to balcony | 3 | m² | 99 | 297 | J — Finishes | J | J03 | J0302 | J3 Finishings | 3.01 | Internal Finishes | Area (m²), Length (m) | AED | 60 | Fuzzy | ⚠ |  | Citywalk Plot 5.11 Main Works Contract BOQ (1).xlsx |  |  |  | CITYWALK PHASE-05, PLOT 5.11 | Residential | CITYWALK RESIDENTIAL 1 LLC
1104 | 3/J/15/E | Type A-FL-04; size 600 x 600 x 9mm thk.; Floor Tile, Cream RT finish to balcony | 3 | m² | 56 | 168 | J — Finishes | J | J03 | J0302 | J3 Finishings | 3.01 | Internal Finishes | Area (m²), Length (m) | AED | 60 | Fuzzy | ⚠ |  | Citywalk Plot 5.11 Main Works Contract BOQ (1).xlsx |  |  |  | CITYWALK PHASE-05, PLOT 5.11 | Residential | CITYWALK RESIDENTIAL 1 LLC
1105 | 3/J/16/A | A-PT-01To ceilings; drop not exceeding 500mm | -3428 | m² | 98 | -335944 | J — Finishes | J | J05 | J0501 | J5 Suspended ceilings | 3.01 | Internal Finishes | Area (m²), Length (m) | AED | 79 | Fuzzy | ⚠ |  | Citywalk Plot 5.11 Main Works Contract BOQ (1).xlsx |  |  |  | CITYWALK PHASE-05, PLOT 5.11 | Residential | CITYWALK RESIDENTIAL 1 LLC
1106 | 3/J/16/B | To ceilings; ceiling drop over 500mm but not exceeding 1000mm | 4577 | m² | 100 | 457700 | J — Finishes | J | J05 | J0501 | J5 Suspended ceilings | 3.01 | Internal Finishes | Area (m²), Length (m) | AED | 77 | Fuzzy | ⚠ |  | Citywalk Plot 5.11 Main Works Contract BOQ (1).xlsx |  |  |  | CITYWALK PHASE-05, PLOT 5.11 | Residential | CITYWALK RESIDENTIAL 1 LLC
1107 | 3/J/16/C | Bulkhead; 150mm high | -485 | m | 23 | -11155 | J — Finishes | J | J03 | J0305 | J3 Finishings | 3.01 | Finishes – Ceiling Trim | Length (m) | AED | 75 | AI | ⚠ |  | Citywalk Plot 5.11 Main Works Contract BOQ (1).xlsx |  |  |  | CITYWALK PHASE-05, PLOT 5.11 | Residential | CITYWALK RESIDENTIAL 1 LLC
1108 | 3/J/17/D | Bulkhead; 195mm high | 671 | m | 25 | 16775 | J — Finishes | J | J03 | J0305 | J3 Finishings | 3.01 | Finishes – Ceiling Trim | Length (m) | AED | 75 | AI | ⚠ |  | Citywalk Plot 5.11 Main Works Contract BOQ (1).xlsx |  |  |  | CITYWALK PHASE-05, PLOT 5.11 | Residential | CITYWALK RESIDENTIAL 1 LLC
1109 | 3/J/16/A | Bulkhead; 300mm high | 12 | m | 38 | 456 | J — Finishes | J | J05 | J0501 | J5 Suspended ceilings | 3.01 | Finishes – Gypsum Bulkhead | Length (m) | AED | 95 | Rule | ✓ |  | Citywalk Plot 5.11 Main Works Contract BOQ (1).xlsx |  |  |  | CITYWALK PHASE-05, PLOT 5.11 | Residential | CITYWALK RESIDENTIAL 1 LLC
1110 | 3/J/16/b | Cove; 325mm high | 24 | m | 153 | 3672 | J — Finishes | J | J03 | J0305 | J3 Finishings | 3.01 | Finishes – Ceiling Trim | Length (m) | AED | 75 | AI | ⚠ |  | Citywalk Plot 5.11 Main Works Contract BOQ (1).xlsx |  |  |  | CITYWALK PHASE-05, PLOT 5.11 | Residential | CITYWALK RESIDENTIAL 1 LLC
1111 | 3/J/16/C | Cove; 100x65h | -668 | m | 63 | -42084 | J — Finishes | J | J03 | J0305 | J3 Finishings | 3.01 | Finishes – Ceiling Trim | Length (m) | AED | 75 | AI | ⚠ |  | Citywalk Plot 5.11 Main Works Contract BOQ (1).xlsx |  |  |  | CITYWALK PHASE-05, PLOT 5.11 | Residential | CITYWALK RESIDENTIAL 1 LLC
1112 | 3/J/16/D | A-PT-02To ceilings; drop not exceeding 500mm | -1 | m² | 106 | -106 | J — Finishes | J | J05 | J0501 | J5 Suspended ceilings | 3.01 | Internal Finishes | Area (m²), Length (m) | AED | 76 | Fuzzy | ⚠ |  | Citywalk Plot 5.11 Main Works Contract BOQ (1).xlsx |  |  |  | CITYWALK PHASE-05, PLOT 5.11 | Residential | CITYWALK RESIDENTIAL 1 LLC
1113 | 3/J/16/E | To ceilings; ceiling drop over 500mm but not exceeding 1000mm | -767 | m² | 109 | -83603 | J — Finishes | J | J05 | J0501 | J5 Suspended ceilings | 3.01 | Internal Finishes | Area (m²), Length (m) | AED | 77 | Fuzzy | ⚠ |  | Citywalk Plot 5.11 Main Works Contract BOQ (1).xlsx |  |  |  | CITYWALK PHASE-05, PLOT 5.11 | Residential | CITYWALK RESIDENTIAL 1 LLC
1114 | 3/J/16/F | Bulkhead; 200mm high | 35 | m | 26 | 910 | J — Finishes | J | J05 | J0501 | J5 Suspended ceilings | 3.01 | Finishes – Gypsum Bulkhead | Length (m) | AED | 95 | Rule | ✓ |  | Citywalk Plot 5.11 Main Works Contract BOQ (1).xlsx |  |  |  | CITYWALK PHASE-05, PLOT 5.11 | Residential | CITYWALK RESIDENTIAL 1 LLC
1115 | 3/J/16/G | Cove light; 65 x 100mm | 35 | m | 63 | 2205 | J — Finishes | J | J03 | J0305 | J3 Finishings | 3.01 | Finishes – Ceiling Trim | Length (m) | AED | 75 | AI | ⚠ |  | Citywalk Plot 5.11 Main Works Contract BOQ (1).xlsx |  |  |  | CITYWALK PHASE-05, PLOT 5.11 | Residential | CITYWALK RESIDENTIAL 1 LLC
1116 | 3/J/16/M | C-PT-01To ceilings; drop not exceeding 500mm | 69 | m² | 98 | 6762 | J — Finishes | J | J05 | J0501 | J5 Suspended ceilings | 3.01 | Internal Finishes | Area (m²), Length (m) | AED | 79 | Fuzzy | ⚠ |  | Citywalk Plot 5.11 Main Works Contract BOQ (1).xlsx |  |  |  | CITYWALK PHASE-05, PLOT 5.11 | Residential | CITYWALK RESIDENTIAL 1 LLC
1117 | 3/J/17/A | To bulkhead; 200mm high | 797 | m | 25 | 19925 | J — Finishes | J | J05 | J0501 | J5 Suspended ceilings | 3.01 | Finishes – Gypsum Bulkhead | Length (m) | AED | 95 | Rule | ✓ |  | Citywalk Plot 5.11 Main Works Contract BOQ (1).xlsx |  |  |  | CITYWALK PHASE-05, PLOT 5.11 | Residential | CITYWALK RESIDENTIAL 1 LLC
1118 | 3/J/17/B | Cove light; 65 x 100mm | 797 | m | 63 | 50211 | J — Finishes | J | J03 | J0305 | J3 Finishings | 3.01 | Finishes – Ceiling Trim | Length (m) | AED | 75 | AI | ⚠ |  | Citywalk Plot 5.11 Main Works Contract BOQ (1).xlsx |  |  |  | CITYWALK PHASE-05, PLOT 5.11 | Residential | CITYWALK RESIDENTIAL 1 LLC
1119 | 3/J/19/F | CF-18; To ceilings; drop not exceeding 500mm | 10 | m² | 300 | 3000 | J — Finishes | J | J05 | J0501 | J5 Suspended ceilings | 3.01 | Internal Finishes | Area (m²), Length (m) | AED | 77 | Fuzzy | ⚠ |  | Citywalk Plot 5.11 Main Works Contract BOQ (1).xlsx |  |  |  | CITYWALK PHASE-05, PLOT 5.11 | Residential | CITYWALK RESIDENTIAL 1 LLC
1120 | 3/J/19/G | CF-18; To ceilings; drop not exceeding 500mm | 234 | m² | 183 | 42822 | J — Finishes | J | J05 | J0501 | J5 Suspended ceilings | 3.01 | Internal Finishes | Area (m²), Length (m) | AED | 77 | Fuzzy | ⚠ |  | Citywalk Plot 5.11 Main Works Contract BOQ (1).xlsx |  |  |  | CITYWALK PHASE-05, PLOT 5.11 | Residential | CITYWALK RESIDENTIAL 1 LLC
1129 |  |  |  | To Collection AED |  | 152362 | [8 empty] | AED |  |  |  |  | Citywalk Plot 5.11 Main Works Contract BOQ (1).xlsx |  |  |  | CITYWALK PHASE-05, PLOT 5.11 | Residential | CITYWALK RESIDENTIAL 1 LLC
▸ GENERALLY (Cont'd)
1135 | A | Allow for any other works which are not included above and which are required to complete the Finishes in accordance with the Specification and the Drawings (Tenderer to list below) |  | Item |  |  | A — General Requirements | A | A01 | A0101 | Conditions of contract | 9.01 | Preliminaries – Contingency | Item | AED | 90 | Rule | ✓ |  | Citywalk Plot 5.11 Main Works Contract BOQ (1).xlsx |  |  |  | CITYWALK PHASE-05, PLOT 5.11 | Residential | CITYWALK RESIDENTIAL 1 LLC
▸ ADDITION & DEDUCTIONS
1137 | 3/J/21/A | Type FF10; to BOH area | -34 | m² | 73 | -2482 | J — Finishes | J | J03 | J0301 | J3 Finishings | 3.01 | Finishes – Floor Finish | Area (m²) | AED | 70 | AI | ⚠ |  | Citywalk Plot 5.11 Main Works Contract BOQ (1).xlsx |  |  |  | CITYWALK PHASE-05, PLOT 5.11 | Residential | CITYWALK RESIDENTIAL 1 LLC
1138 | 3/J/21/B | Type FF12 | 1 | m² | 73 | 73 | B — Site Work | B | B09 | B0901 | B9 Excavation | 8.01 | Site Works, Drainage, External Services & Landscaping | Volume (m³), Length (m), Area (m²), Enumerated (nr), Item | AED | 62 | Fuzzy | ⚠ |  | Citywalk Plot 5.11 Main Works Contract BOQ (1).xlsx |  |  |  | CITYWALK PHASE-05, PLOT 5.11 | Residential | CITYWALK RESIDENTIAL 1 LLC
1139 | 3/J/21/C | Type FF13 ; to Pump room | 62 | m² | 73 | 4526 | J — Finishes | J | J03 | J0301 | J3 Finishings | 3.01 | Finishes – Floor Finish | Area (m²) | AED | 70 | AI | ⚠ |  | Citywalk Plot 5.11 Main Works Contract BOQ (1).xlsx |  |  |  | CITYWALK PHASE-05, PLOT 5.11 | Residential | CITYWALK RESIDENTIAL 1 LLC
1140 | 3/J/21/D | Type FF16; to Stairs | 98 | m² | 73 | 7154 | J — Finishes | J | J03 | J0301 | J3 Finishings | 3.01 | Finishes – Floor Finish | Area (m²) | AED | 70 | AI | ⚠ |  | Citywalk Plot 5.11 Main Works Contract BOQ (1).xlsx |  |  |  | CITYWALK PHASE-05, PLOT 5.11 | Residential | CITYWALK RESIDENTIAL 1 LLC
1141 | 3/J/21/E | Type SK-04; 100mm high | -3 | m | 24 | -72 | J — Finishes | J | J03 | J0303 | J3 Finishings | 3.01 | Finishes – Skirting & Trims | Length (m) | AED | 75 | AI | ⚠ |  | Citywalk Plot 5.11 Main Works Contract BOQ (1).xlsx |  |  |  | CITYWALK PHASE-05, PLOT 5.11 | Residential | CITYWALK RESIDENTIAL 1 LLC
1142 | 3/J/21/F | Type SK-06; 100mm high | 13 | m | 26 | 338 | J — Finishes | J | J03 | J0303 | J3 Finishings | 3.01 | Finishes – Skirting & Trims | Length (m) | AED | 75 | AI | ⚠ |  | Citywalk Plot 5.11 Main Works Contract BOQ (1).xlsx |  |  |  | CITYWALK PHASE-05, PLOT 5.11 | Residential | CITYWALK RESIDENTIAL 1 LLC
1143 | 3/J/22/A | Type PT-01; to apartments | -90 | m² | 23 | -2070 | J — Finishes | J | J03 | J0301 | J3 Finishings | 3.01 | Finishes – Floor Finish | Area (m²) | AED | 70 | AI | ⚠ |  | Citywalk Plot 5.11 Main Works Contract BOQ (1).xlsx |  |  |  | CITYWALK PHASE-05, PLOT 5.11 | Residential | CITYWALK RESIDENTIAL 1 LLC
1144 | 3/J/22/B | Type PT02; to apartments | 172 | m² | 20 | 3440 | J — Finishes | J | J03 | J0301 | J3 Finishings | 3.01 | Finishes – Floor Finish | Area (m²) | AED | 70 | AI | ⚠ |  | Citywalk Plot 5.11 Main Works Contract BOQ (1).xlsx |  |  |  | CITYWALK PHASE-05, PLOT 5.11 | Residential | CITYWALK RESIDENTIAL 1 LLC
1145 | 3/J/22/C | Type PT02; to apartments | 1900 | m² | 20 | 38000 | J — Finishes | J | J03 | J0301 | J3 Finishings | 3.01 | Finishes – Floor Finish | Area (m²) | AED | 70 | AI | ⚠ |  | Citywalk Plot 5.11 Main Works Contract BOQ (1).xlsx |  |  |  | CITYWALK PHASE-05, PLOT 5.11 | Residential | CITYWALK RESIDENTIAL 1 LLC
1146 | 3/J/22/F | To gym | 168 | m² | 150 | 25200 | J — Finishes | J | J03 | J0301 | J3 Finishings | 3.01 | Finishes – Floor Finish | Area (m²) | AED | 70 | AI | ⚠ |  | Citywalk Plot 5.11 Main Works Contract BOQ (1).xlsx |  |  |  | CITYWALK PHASE-05, PLOT 5.11 | Residential | CITYWALK RESIDENTIAL 1 LLC
1147 | 3/J/22/D | Paint type C-PA-10 To door top board and side panel fixed to the wall | 20 | m² | 81 | 1620 | H — Doors And Windows | H | H00 | H0000 |  | 2.06 | Windows and External Doors | Enumerated (nr), Area (m²), Length (m) | AED | 67 | Fuzzy | ⚠ |  | Citywalk Plot 5.11 Main Works Contract BOQ (1).xlsx |  |  |  | CITYWALK PHASE-05, PLOT 5.11 | Residential | CITYWALK RESIDENTIAL 1 LLC
1148 | 3/J/23/C | To garbage room; WF-06 | -4 | m² | 4 | -16 | J — Finishes | J | J03 | J0304 | J3 Finishings | 3.01 | Finishes – Wall Trim/Dado | Length (m) | AED | 70 | AI | ⚠ |  | Citywalk Plot 5.11 Main Works Contract BOQ (1).xlsx |  |  |  | CITYWALK PHASE-05, PLOT 5.11 | Residential | CITYWALK RESIDENTIAL 1 LLC
1149 | 3/J/23/D | To service lobby; WF-16 | 36 | m² | 4 | 144 | J — Finishes | J | J03 | J0304 | J3 Finishings | 3.01 | Finishes – Wall Trim/Dado | Length (m) | AED | 70 | AI | ⚠ |  | Citywalk Plot 5.11 Main Works Contract BOQ (1).xlsx |  |  |  | CITYWALK PHASE-05, PLOT 5.11 | Residential | CITYWALK RESIDENTIAL 1 LLC
1150 | 3/J/23/E | To WM room; WF-19 | 3 | m² | 4 | 12 | J — Finishes | J | J03 | J0304 | J3 Finishings | 3.01 | Finishes – Wall Trim/Dado | Length (m) | AED | 70 | AI | ⚠ |  | Citywalk Plot 5.11 Main Works Contract BOQ (1).xlsx |  |  |  | CITYWALK PHASE-05, PLOT 5.11 | Residential | CITYWALK RESIDENTIAL 1 LLC
1151 | 3/J/23/G | To staircases; WF-18 | 249 | m² | 23 | 5727 | C — Concrete Work | C | C02 | C0201 | C2 Poured concrete | 2.01 | Frame | Volume (m³) | AED | 93 | Rule | ✓ |  | Citywalk Plot 5.11 Main Works Contract BOQ (1).xlsx |  |  |  | CITYWALK PHASE-05, PLOT 5.11 | Residential | CITYWALK RESIDENTIAL 1 LLC
1152 | 3/J/24/A | To F/S lift; WF-23 | 627 | m² | 29 | 18183 | P — Conveying Systems | P | P10 | P1001 |  | 5.10 | Lift & Conveyor – Lift Installation | Item | AED | 72 | AI | ⚠ |  | Citywalk Plot 5.11 Main Works Contract BOQ (1).xlsx |  |  |  | CITYWALK PHASE-05, PLOT 5.11 | Residential | CITYWALK RESIDENTIAL 1 LLC
1153 | 3/J/24/B | To gypsum board ceiling | 882 | m² | 23 | 20286 | J — Finishes | J | J02 | J0201 | J2 Backgrounds | 3.01 | Internal Finishes | Area (m²), Length (m) | AED | 72 | Fuzzy | ⚠ |  | Citywalk Plot 5.11 Main Works Contract BOQ (1).xlsx |  |  |  | CITYWALK PHASE-05, PLOT 5.11 | Residential | CITYWALK RESIDENTIAL 1 LLC
1154 | 3/J/24/C | To bulkheads and lightcoves | -427 | m² | 23 | -9821 | J — Finishes | J | J05 | J0501 | J5 Suspended ceilings | 3.01 | Internal Finishes | Area (m²), Length (m) | AED | 68 | Fuzzy | ⚠ |  | Citywalk Plot 5.11 Main Works Contract BOQ (1).xlsx |  |  |  | CITYWALK PHASE-05, PLOT 5.11 | Residential | CITYWALK RESIDENTIAL 1 LLC
1155 | 3/J/24/D | To ceiling soffits | -7 | m² | 23 | -161 | J — Finishes | J | J02 | J0201 | J2 Backgrounds | 3.01 | Internal Finishes | Area (m²), Length (m) | AED | 79 | Fuzzy | ⚠ |  | Citywalk Plot 5.11 Main Works Contract BOQ (1).xlsx |  |  |  | CITYWALK PHASE-05, PLOT 5.11 | Residential | CITYWALK RESIDENTIAL 1 LLC
1156 | 3/J/24/E | To gypsum board ceiling | -768 | m² | 23 | -17664 | J — Finishes | J | J02 | J0201 | J2 Backgrounds | 3.01 | Internal Finishes | Area (m²), Length (m) | AED | 72 | Fuzzy | ⚠ |  | Citywalk Plot 5.11 Main Works Contract BOQ (1).xlsx |  |  |  | CITYWALK PHASE-05, PLOT 5.11 | Residential | CITYWALK RESIDENTIAL 1 LLC
1157 | 3/J/24/F | To bulkheads and lightcoves | -20 | m² | 23 | -460 | J — Finishes | J | J05 | J0501 | J5 Suspended ceilings | 3.01 | Internal Finishes | Area (m²), Length (m) | AED | 68 | Fuzzy | ⚠ |  | Citywalk Plot 5.11 Main Works Contract BOQ (1).xlsx |  |  |  | CITYWALK PHASE-05, PLOT 5.11 | Residential | CITYWALK RESIDENTIAL 1 LLC
1158 | 3/J/25/G | C-PT-05 To gypsum board ceiling | 2 | m² | 23 | 46 | J — Finishes | J | J02 | J0201 | J2 Backgrounds | 3.01 | Internal Finishes | Area (m²), Length (m) | AED | 64 | Fuzzy | ⚠ |  | Citywalk Plot 5.11 Main Works Contract BOQ (1).xlsx |  |  |  | CITYWALK PHASE-05, PLOT 5.11 | Residential | CITYWALK RESIDENTIAL 1 LLC
1159 | 3/J/26/A | CF-16- To gypsum board ceiling | 3 | m² | 35 | 105 | J — Finishes | J | J02 | J0201 | J2 Backgrounds | 3.01 | Internal Finishes | Area (m²), Length (m) | AED | 66 | Fuzzy | ⚠ |  | Citywalk Plot 5.11 Main Works Contract BOQ (1).xlsx |  |  |  | CITYWALK PHASE-05, PLOT 5.11 | Residential | CITYWALK RESIDENTIAL 1 LLC
1160 | 3/J/26/B | CF-19- To ceiling soffit | -36 | m² | 35 | -1260 | J — Finishes | J | J02 | J0201 | J2 Backgrounds | 3.01 | Internal Finishes | Area (m²), Length (m) | AED | 71 | Fuzzy | ⚠ |  | Citywalk Plot 5.11 Main Works Contract BOQ (1).xlsx |  |  |  | CITYWALK PHASE-05, PLOT 5.11 | Residential | CITYWALK RESIDENTIAL 1 LLC
1161 | 3/J/26/C | CF-19- To stair soffit | 56 | m² | 35 | 1960 | Q — Mechanical Engineering Installations | Q | Q06 | Q0600 | Q6 Connections to supply mains | 5.06 | Mechanical Engineering Installations | Length (m), Weight (t), Area (m²), Enumerated (nr), Item | AED | 68 | Fuzzy | ⚠ |  | Citywalk Plot 5.11 Main Works Contract BOQ (1).xlsx |  |  |  | CITYWALK PHASE-05, PLOT 5.11 | Residential | CITYWALK RESIDENTIAL 1 LLC
1162 | 3/J/26/E | To lower roof walls | 43 | m² | 45 | 1935 | F — Woodwork | F | F02 | F0201 | F2 Structural timbers | 2.01 | Frame / Woodwork | Length (m), Area (m²), Enumerated (nr) | AED | 79 | Fuzzy | ⚠ |  | Citywalk Plot 5.11 Main Works Contract BOQ (1).xlsx |  |  |  | CITYWALK PHASE-05, PLOT 5.11 | Residential | CITYWALK RESIDENTIAL 1 LLC
1163 | 3/J/26/H | To walls in decorative columns | 9 | m² | 45 | 405 | C — Concrete Work | C | C02 | C0201 | C2 Poured concrete | 2.01 | Frame | Volume (m³) | AED | 95 | Rule | ✓ |  | Citywalk Plot 5.11 Main Works Contract BOQ (1).xlsx |  |  |  | CITYWALK PHASE-05, PLOT 5.11 | Residential | CITYWALK RESIDENTIAL 1 LLC
1164 | 3/J/26/J | To stepped planter walls; type-W01 | 144 | m² | 45 | 6480 | C — Concrete Work | C | C02 | C0201 | C2 Poured concrete | 2.01 | Upper Floors / Walls | Volume (m³) | AED | 93 | Rule | ✓ |  | Citywalk Plot 5.11 Main Works Contract BOQ (1).xlsx |  |  |  | CITYWALK PHASE-05, PLOT 5.11 | Residential | CITYWALK RESIDENTIAL 1 LLC
1165 | 3/J/27/A | To cement board ceiling | 234 | m² | 45 | 10530 | J — Finishes | J | J02 | J0201 | J2 Backgrounds | 3.01 | Internal Finishes | Area (m²), Length (m) | AED | 72 | Fuzzy | ⚠ |  | Citywalk Plot 5.11 Main Works Contract BOQ (1).xlsx |  |  |  | CITYWALK PHASE-05, PLOT 5.11 | Residential | CITYWALK RESIDENTIAL 1 LLC
1168 |  |  |  | To Collection AED |  | 112158 | [8 empty] | AED |  |  |  |  | Citywalk Plot 5.11 Main Works Contract BOQ (1).xlsx |  |  |  | CITYWALK PHASE-05, PLOT 5.11 | Residential | CITYWALK RESIDENTIAL 1 LLC
1171 |  | COLLECTION | [12 empty] | AED |  |  |  |  | Citywalk Plot 5.11 Main Works Contract BOQ (1).xlsx |  |  |  | CITYWALK PHASE-05, PLOT 5.11 | Residential | CITYWALK RESIDENTIAL 1 LLC
1173 |  | Page 3/J/1 |  |  |  | 1096200 | [8 empty] | AED |  |  |  |  | Citywalk Plot 5.11 Main Works Contract BOQ (1).xlsx |  |  |  | CITYWALK PHASE-05, PLOT 5.11 | Residential | CITYWALK RESIDENTIAL 1 LLC
1175 |  | Page 3/J/2 |  |  |  | 1398890 | [8 empty] | AED |  |  |  |  | Citywalk Plot 5.11 Main Works Contract BOQ (1).xlsx |  |  |  | CITYWALK PHASE-05, PLOT 5.11 | Residential | CITYWALK RESIDENTIAL 1 LLC
1177 |  | Page 3/J/3 |  |  |  | 94922 | [8 empty] | AED |  |  |  |  | Citywalk Plot 5.11 Main Works Contract BOQ (1).xlsx |  |  |  | CITYWALK PHASE-05, PLOT 5.11 | Residential | CITYWALK RESIDENTIAL 1 LLC
1179 |  | Page 3/J/4 |  |  |  | 801840 | [8 empty] | AED |  |  |  |  | Citywalk Plot 5.11 Main Works Contract BOQ (1).xlsx |  |  |  | CITYWALK PHASE-05, PLOT 5.11 | Residential | CITYWALK RESIDENTIAL 1 LLC
1181 |  | Page 3/J/5 |  |  |  | 110869 | [8 empty] | AED |  |  |  |  | Citywalk Plot 5.11 Main Works Contract BOQ (1).xlsx |  |  |  | CITYWALK PHASE-05, PLOT 5.11 | Residential | CITYWALK RESIDENTIAL 1 LLC
1183 |  | Page 3/J/6 |  |  |  | 423727 | [8 empty] | AED |  |  |  |  | Citywalk Plot 5.11 Main Works Contract BOQ (1).xlsx |  |  |  | CITYWALK PHASE-05, PLOT 5.11 | Residential | CITYWALK RESIDENTIAL 1 LLC
1185 |  | Page 3/J/7 |  |  |  | 125570 | [8 empty] | AED |  |  |  |  | Citywalk Plot 5.11 Main Works Contract BOQ (1).xlsx |  |  |  | CITYWALK PHASE-05, PLOT 5.11 | Residential | CITYWALK RESIDENTIAL 1 LLC
1187 |  | Page 3/J/8 |  |  |  | 57959 | [8 empty] | AED |  |  |  |  | Citywalk Plot 5.11 Main Works Contract BOQ (1).xlsx |  |  |  | CITYWALK PHASE-05, PLOT 5.11 | Residential | CITYWALK RESIDENTIAL 1 LLC
1189 |  | Page 3/J/9 |  |  |  | 591138 | [8 empty] | AED |  |  |  |  | Citywalk Plot 5.11 Main Works Contract BOQ (1).xlsx |  |  |  | CITYWALK PHASE-05, PLOT 5.11 | Residential | CITYWALK RESIDENTIAL 1 LLC
1191 |  | Page 3/J/10 |  |  |  | 85936 | [8 empty] | AED |  |  |  |  | Citywalk Plot 5.11 Main Works Contract BOQ (1).xlsx |  |  |  | CITYWALK PHASE-05, PLOT 5.11 | Residential | CITYWALK RESIDENTIAL 1 LLC
1193 |  | Page 3/J/11 |  |  |  | 106771 | [8 empty] | AED |  |  |  |  | Citywalk Plot 5.11 Main Works Contract BOQ (1).xlsx |  |  |  | CITYWALK PHASE-05, PLOT 5.11 | Residential | CITYWALK RESIDENTIAL 1 LLC
1195 |  | Page 3/J/12 |  |  |  | 25008 | [8 empty] | AED |  |  |  |  | Citywalk Plot 5.11 Main Works Contract BOQ (1).xlsx |  |  |  | CITYWALK PHASE-05, PLOT 5.11 | Residential | CITYWALK RESIDENTIAL 1 LLC
1197 |  | Page 3/J/13 |  |  |  | 355527 | [8 empty] | AED |  |  |  |  | Citywalk Plot 5.11 Main Works Contract BOQ (1).xlsx |  |  |  | CITYWALK PHASE-05, PLOT 5.11 | Residential | CITYWALK RESIDENTIAL 1 LLC
1199 |  | Page 3/J/14 |  |  |  | 169033 | [8 empty] | AED |  |  |  |  | Citywalk Plot 5.11 Main Works Contract BOQ (1).xlsx |  |  |  | CITYWALK PHASE-05, PLOT 5.11 | Residential | CITYWALK RESIDENTIAL 1 LLC
1201 |  | Page 3/J/15 |  |  |  | 427759 | [8 empty] | AED |  |  |  |  | Citywalk Plot 5.11 Main Works Contract BOQ (1).xlsx |  |  |  | CITYWALK PHASE-05, PLOT 5.11 | Residential | CITYWALK RESIDENTIAL 1 LLC
1203 |  | Page 3/J/16 |  |  |  | 445882 | [8 empty] | AED |  |  |  |  | Citywalk Plot 5.11 Main Works Contract BOQ (1).xlsx |  |  |  | CITYWALK PHASE-05, PLOT 5.11 | Residential | CITYWALK RESIDENTIAL 1 LLC
1205 |  | Page 3/J/17 |  |  |  | 725978 | [8 empty] | AED |  |  |  |  | Citywalk Plot 5.11 Main Works Contract BOQ (1).xlsx |  |  |  | CITYWALK PHASE-05, PLOT 5.11 | Residential | CITYWALK RESIDENTIAL 1 LLC
1207 |  | Page 3/J/18 |  |  |  | 927309 | [8 empty] | AED |  |  |  |  | Citywalk Plot 5.11 Main Works Contract BOQ (1).xlsx |  |  |  | CITYWALK PHASE-05, PLOT 5.11 | Residential | CITYWALK RESIDENTIAL 1 LLC
1209 |  | Page 3/J/19 |  |  |  | 228029 | [8 empty] | AED |  |  |  |  | Citywalk Plot 5.11 Main Works Contract BOQ (1).xlsx |  |  |  | CITYWALK PHASE-05, PLOT 5.11 | Residential | CITYWALK RESIDENTIAL 1 LLC
1215 |  |  |  | Carried Forward AED |  | 8198347 | [8 empty] | AED |  |  |  |  | Citywalk Plot 5.11 Main Works Contract BOQ (1).xlsx |  |  |  | CITYWALK PHASE-05, PLOT 5.11 | Residential | CITYWALK RESIDENTIAL 1 LLC
1218 |  | COLLECTION | [12 empty] | AED |  |  |  |  | Citywalk Plot 5.11 Main Works Contract BOQ (1).xlsx |  |  |  | CITYWALK PHASE-05, PLOT 5.11 | Residential | CITYWALK RESIDENTIAL 1 LLC
1220 |  | Brought Forward |  |  |  | 8198347 | [8 empty] | AED |  |  |  |  | Citywalk Plot 5.11 Main Works Contract BOQ (1).xlsx |  |  |  | CITYWALK PHASE-05, PLOT 5.11 | Residential | CITYWALK RESIDENTIAL 1 LLC
1222 |  | Page 3/J/20 |  |  |  | 317843 | [8 empty] | AED |  |  |  |  | Citywalk Plot 5.11 Main Works Contract BOQ (1).xlsx |  |  |  | CITYWALK PHASE-05, PLOT 5.11 | Residential | CITYWALK RESIDENTIAL 1 LLC
1224 |  | Page 3/J/21 |  |  |  | 0 | [8 empty] | AED |  |  |  |  | Citywalk Plot 5.11 Main Works Contract BOQ (1).xlsx |  |  |  | CITYWALK PHASE-05, PLOT 5.11 | Residential | CITYWALK RESIDENTIAL 1 LLC
1226 |  | Page 3/J/22 |  |  |  | 49315 | [8 empty] | AED |  |  |  |  | Citywalk Plot 5.11 Main Works Contract BOQ (1).xlsx |  |  |  | CITYWALK PHASE-05, PLOT 5.11 | Residential | CITYWALK RESIDENTIAL 1 LLC
1228 |  | Page 3/J/23 |  |  |  | 437533 | [8 empty] | AED |  |  |  |  | Citywalk Plot 5.11 Main Works Contract BOQ (1).xlsx |  |  |  | CITYWALK PHASE-05, PLOT 5.11 | Residential | CITYWALK RESIDENTIAL 1 LLC
1230 |  | Page 3/J/24 |  |  |  | 70310 | [8 empty] | AED |  |  |  |  | Citywalk Plot 5.11 Main Works Contract BOQ (1).xlsx |  |  |  | CITYWALK PHASE-05, PLOT 5.11 | Residential | CITYWALK RESIDENTIAL 1 LLC
1232 |  | Page 3/J/25 |  |  |  | 274893 | [8 empty] | AED |  |  |  |  | Citywalk Plot 5.11 Main Works Contract BOQ (1).xlsx |  |  |  | CITYWALK PHASE-05, PLOT 5.11 | Residential | CITYWALK RESIDENTIAL 1 LLC
1234 |  | Page 3/J/26 |  |  |  | 73504 | [8 empty] | AED |  |  |  |  | Citywalk Plot 5.11 Main Works Contract BOQ (1).xlsx |  |  |  | CITYWALK PHASE-05, PLOT 5.11 | Residential | CITYWALK RESIDENTIAL 1 LLC
1236 |  | Page 3/J/27 |  |  |  | 98925 | [8 empty] | AED |  |  |  |  | Citywalk Plot 5.11 Main Works Contract BOQ (1).xlsx |  |  |  | CITYWALK PHASE-05, PLOT 5.11 | Residential | CITYWALK RESIDENTIAL 1 LLC
1238 |  | Page 3/J/28 |  |  |  | 72945 | [8 empty] | AED |  |  |  |  | Citywalk Plot 5.11 Main Works Contract BOQ (1).xlsx |  |  |  | CITYWALK PHASE-05, PLOT 5.11 | Residential | CITYWALK RESIDENTIAL 1 LLC
1240 |  | Page 3/J/29 |  |  |  | 1168042 | [8 empty] | AED |  |  |  |  | Citywalk Plot 5.11 Main Works Contract BOQ (1).xlsx |  |  |  | CITYWALK PHASE-05, PLOT 5.11 | Residential | CITYWALK RESIDENTIAL 1 LLC
1242 |  | Page 3/J/30 |  |  |  | 68130 | [8 empty] | AED |  |  |  |  | Citywalk Plot 5.11 Main Works Contract BOQ (1).xlsx |  |  |  | CITYWALK PHASE-05, PLOT 5.11 | Residential | CITYWALK RESIDENTIAL 1 LLC
1244 |  | Page 3/J/31 |  |  |  | 67363 | [8 empty] | AED |  |  |  |  | Citywalk Plot 5.11 Main Works Contract BOQ (1).xlsx |  |  |  | CITYWALK PHASE-05, PLOT 5.11 | Residential | CITYWALK RESIDENTIAL 1 LLC
1246 |  | Page 3/J/32 |  |  |  | 152362 | [8 empty] | AED |  |  |  |  | Citywalk Plot 5.11 Main Works Contract BOQ (1).xlsx |  |  |  | CITYWALK PHASE-05, PLOT 5.11 | Residential | CITYWALK RESIDENTIAL 1 LLC
1248 |  | Page 3/J/33 |  |  |  | 112158 | [8 empty] | AED |  |  |  |  | Citywalk Plot 5.11 Main Works Contract BOQ (1).xlsx |  |  |  | CITYWALK PHASE-05, PLOT 5.11 | Residential | CITYWALK RESIDENTIAL 1 LLC
1259 |  |  |  | Carried To Summary AED |  | 11161670 | [8 empty] | AED |  |  |  |  | Citywalk Plot 5.11 Main Works Contract BOQ (1).xlsx |  |  |  | CITYWALK PHASE-05, PLOT 5.11 | Residential | CITYWALK RESIDENTIAL 1 LLC
Items coded: 319 · Auto ✓: 116 · Flagged ⚠: 203 · Auto rate: 36%

## 3K
Citywalk Plot 5.11 Main Works Contract BOQ (1) · 3K
A–G = original bill data · H–S = POMI + NRM coding · T–AB = project metadata · ✓ ≥85% · ⚠ <85% = review
Row | REF | Description | Qty | Unit | Rate | Amount | POMI Section | Code 1 | Code 2 | Code 3 | POMI Sub Section | NRM | NRM Description | Measurement | Currency | Conf% | Stage | Flag | ACTION | BATCH | Country | City | Asset | Project | Type | Employer | Contract Type
▸ ACCESSORIES
▸ PARTITIONS
▸ Note: Refer to the following:
▸ 1. Drawings;
▸ DHRE0017-KP-XX-ZZ-DWG-ID-106002_02
▸ Shower glass partition; comprising 10mm thick tempered fixed glass; including sealant, ironmongery, fixing accessories and ancillary works as necessary
16 | A | Overall size 1300 x 2500mm high; to bathroom in apartment 1BR type 1 | 40 | Nr. | 2800 | 112000 | H — Doors And Windows | H | H03 | H0302 | H3 Screens | 2.08 | Internal Doors – Standard | Number | AED | 75 | AI | ⚠ |  | Citywalk Plot 5.11 Main Works Contract BOQ (1).xlsx |  |  |  | CITYWALK PHASE-05, PLOT 5.11 | Residential | CITYWALK RESIDENTIAL 1 LLC
18 | B | Overall size 1300 x 2500mm high; to bathroom in apartment 1BR type 2 | 7 | Nr. | 2800 | 19600 | H — Doors And Windows | H | H03 | H0302 | H3 Screens | 2.08 | Internal Doors – Standard | Number | AED | 75 | AI | ⚠ |  | Citywalk Plot 5.11 Main Works Contract BOQ (1).xlsx |  |  |  | CITYWALK PHASE-05, PLOT 5.11 | Residential | CITYWALK RESIDENTIAL 1 LLC
20 | C | Overall size 1280 x 2500mm high; to bathroom in apartment 1BR type 3 | 7 | Nr. | 2895 | 20265 | H — Doors And Windows | H | H03 | H0302 | H3 Screens | 2.08 | Internal Doors – Standard | Number | AED | 75 | AI | ⚠ |  | Citywalk Plot 5.11 Main Works Contract BOQ (1).xlsx |  |  |  | CITYWALK PHASE-05, PLOT 5.11 | Residential | CITYWALK RESIDENTIAL 1 LLC
22 | D | Overall size 1200 x 2500mm high; to bathroom in apartment 1BR type 4 | 2 | Nr. | 2714 | 5428 | H — Doors And Windows | H | H03 | H0302 | H3 Screens | 2.08 | Internal Doors – Standard | Number | AED | 75 | AI | ⚠ |  | Citywalk Plot 5.11 Main Works Contract BOQ (1).xlsx |  |  |  | CITYWALK PHASE-05, PLOT 5.11 | Residential | CITYWALK RESIDENTIAL 1 LLC
24 | E | Overall size 1240 x 2500mm high; to bathroom in apartment 2BR type 1 | 12 | Nr. | 2873 | 34476 | H — Doors And Windows | H | H03 | H0302 | H3 Screens | 2.08 | Internal Doors – Standard | Number | AED | 75 | AI | ⚠ |  | Citywalk Plot 5.11 Main Works Contract BOQ (1).xlsx |  |  |  | CITYWALK PHASE-05, PLOT 5.11 | Residential | CITYWALK RESIDENTIAL 1 LLC
26 | F | Overall size 1240 x 2500mm high; to bathroom in apartment 2BR type 2 | 9 | Nr. | 2873 | 25857 | H — Doors And Windows | H | H03 | H0302 | H3 Screens | 2.08 | Internal Doors – Standard | Number | AED | 75 | AI | ⚠ |  | Citywalk Plot 5.11 Main Works Contract BOQ (1).xlsx |  |  |  | CITYWALK PHASE-05, PLOT 5.11 | Residential | CITYWALK RESIDENTIAL 1 LLC
28 | G | Overall size 1290 x 2500mm high; to bathroom in apartment 2BR type 3 | 3 | Nr. | 2918 | 8754 | H — Doors And Windows | H | H03 | H0302 | H3 Screens | 2.08 | Internal Doors – Standard | Number | AED | 75 | AI | ⚠ |  | Citywalk Plot 5.11 Main Works Contract BOQ (1).xlsx |  |  |  | CITYWALK PHASE-05, PLOT 5.11 | Residential | CITYWALK RESIDENTIAL 1 LLC
30 | H | Overall size 1170 x 2500mm high; to bathroom in apartment 2BR + Maid type 1 | 18 | Nr. | 2646 | 47628 | H — Doors And Windows | H | H03 | H0302 | H3 Screens | 2.08 | Internal Doors – Standard | Number | AED | 75 | AI | ⚠ |  | Citywalk Plot 5.11 Main Works Contract BOQ (1).xlsx |  |  |  | CITYWALK PHASE-05, PLOT 5.11 | Residential | CITYWALK RESIDENTIAL 1 LLC
32 | J | Overall size 1170 x 2500mm high; to bathroom in apartment 2BR + Maid type 2 | 3 | Nr. | 2646 | 7938 | H — Doors And Windows | H | H03 | H0302 | H3 Screens | 2.08 | Internal Doors – Standard | Number | AED | 75 | AI | ⚠ |  | Citywalk Plot 5.11 Main Works Contract BOQ (1).xlsx |  |  |  | CITYWALK PHASE-05, PLOT 5.11 | Residential | CITYWALK RESIDENTIAL 1 LLC
34 | K | Overall size 1440 x 2500mm high; to bathroom in apartment 2BR + Maid type 3 | 1 | Nr. | 3256 | 3256 | H — Doors And Windows | H | H03 | H0302 | H3 Screens | 2.08 | Internal Doors – Standard | Number | AED | 75 | AI | ⚠ |  | Citywalk Plot 5.11 Main Works Contract BOQ (1).xlsx |  |  |  | CITYWALK PHASE-05, PLOT 5.11 | Residential | CITYWALK RESIDENTIAL 1 LLC
36 | L | Overall size 1330 x 2500mm high; to bathroom in apartment 3BR type 1 | 7 | Nr. | 3008 | 21056 | H — Doors And Windows | H | H03 | H0302 | H3 Screens | 2.08 | Internal Doors – Standard | Number | AED | 75 | AI | ⚠ |  | Citywalk Plot 5.11 Main Works Contract BOQ (1).xlsx |  |  |  | CITYWALK PHASE-05, PLOT 5.11 | Residential | CITYWALK RESIDENTIAL 1 LLC
38 | M | Overall size 960 x 2500mm high; to bathroom in apartment 3BR type 1 | 7 | Nr. | 2171 | 15197 | H — Doors And Windows | H | H03 | H0302 | H3 Screens | 2.08 | Internal Doors – Standard | Number | AED | 75 | AI | ⚠ |  | Citywalk Plot 5.11 Main Works Contract BOQ (1).xlsx |  |  |  | CITYWALK PHASE-05, PLOT 5.11 | Residential | CITYWALK RESIDENTIAL 1 LLC
42 |  |  |  | To Collection AED |  | 321455 | [8 empty] | AED |  |  |  |  | Citywalk Plot 5.11 Main Works Contract BOQ (1).xlsx |  |  |  | CITYWALK PHASE-05, PLOT 5.11 | Residential | CITYWALK RESIDENTIAL 1 LLC
▸ PARTITIONS (Cont'd)
48 | A | Overall size 1410 x 2500mm high; to bathroom in apartment 3BR type 2 | 3 | Nr. | 3189 | 9567 | H — Doors And Windows | H | H03 | H0302 | H3 Screens | 2.08 | Internal Doors – Standard | Number | AED | 75 | AI | ⚠ |  | Citywalk Plot 5.11 Main Works Contract BOQ (1).xlsx |  |  |  | CITYWALK PHASE-05, PLOT 5.11 | Residential | CITYWALK RESIDENTIAL 1 LLC
50 | B | Overall size 1380 x 2500mm high; to bathroom in apartment 3BR type 2 | 3 | Nr. | 0 | Included in Addtnl Item | H — Doors And Windows | H | H03 | H0302 | H3 Screens | 2.08 | Internal Doors – Standard | Number | AED | 75 | AI | ⚠ |  | Citywalk Plot 5.11 Main Works Contract BOQ (1).xlsx |  |  |  | CITYWALK PHASE-05, PLOT 5.11 | Residential | CITYWALK RESIDENTIAL 1 LLC
52 | C | Overall size 1050 x 2500mm high; to bathroom in apartment 3BR type 3 | 2 | Nr. | 2375 | 4750 | H — Doors And Windows | H | H03 | H0302 | H3 Screens | 2.08 | Internal Doors – Standard | Number | AED | 75 | AI | ⚠ |  | Citywalk Plot 5.11 Main Works Contract BOQ (1).xlsx |  |  |  | CITYWALK PHASE-05, PLOT 5.11 | Residential | CITYWALK RESIDENTIAL 1 LLC
54 | D | Overall size 1550 x 2500mm high; to bathroom in apartment 3BR type 4 | 1 | Nr. | 3505 | 3505 | H — Doors And Windows | H | H03 | H0302 | H3 Screens | 2.08 | Internal Doors – Standard | Number | AED | 75 | AI | ⚠ |  | Citywalk Plot 5.11 Main Works Contract BOQ (1).xlsx |  |  |  | CITYWALK PHASE-05, PLOT 5.11 | Residential | CITYWALK RESIDENTIAL 1 LLC
56 | E | Overall size 1600 x 2500mm high; to bathroom in apartment 3BR type 4 | 1 | Nr. | 0 | Not Shown in Dwg | H — Doors And Windows | H | H03 | H0302 | H3 Screens | 2.08 | Internal Doors – Standard | Number | AED | 75 | AI | ⚠ |  | Citywalk Plot 5.11 Main Works Contract BOQ (1).xlsx |  |  |  | CITYWALK PHASE-05, PLOT 5.11 | Residential | CITYWALK RESIDENTIAL 1 LLC
▸ Extra-over for doors; 10mm thick shower tempered glass door
60 | F | Overall size 760 x 2200mm high | 126 | Nr. | 0 | Included | H — Doors And Windows | H | H08 | H0801 |  | 2.08 | Internal Doors – Specialist (Glass) | Number | AED | 80 | AI | ⚠ |  | Citywalk Plot 5.11 Main Works Contract BOQ (1).xlsx |  |  |  | CITYWALK PHASE-05, PLOT 5.11 | Residential | CITYWALK RESIDENTIAL 1 LLC
▸ Bathroom glass panel (A-GL-01); 8mm thick tinted glass; including all fixing accessories and ancillary works as necessary
64 | G | Overall size 700 x 2000mm high; to bathtub | 51 | Nr. | 1038 | 52938 | H — Doors And Windows | H | H08 | H0801 |  | 2.08 | Internal Doors – Specialist (Glass) | Number | AED | 80 | AI | ⚠ |  | Citywalk Plot 5.11 Main Works Contract BOQ (1).xlsx |  |  |  | CITYWALK PHASE-05, PLOT 5.11 | Residential | CITYWALK RESIDENTIAL 1 LLC
▸ Toilet Partition System; including all necessary works
68 | H | 2100mm high | 8 | m | 2625 | 21000 | H — Doors And Windows | H | H08 | H0802 |  | 2.07 | Internal Walls – Partitions | Number | AED | 78 | AI | ⚠ |  | Citywalk Plot 5.11 Main Works Contract BOQ (1).xlsx |  |  |  | CITYWALK PHASE-05, PLOT 5.11 | Residential | CITYWALK RESIDENTIAL 1 LLC
70 | J | Extra over for tinted bronze gradient frosted glass door; 790 x 2400mm high | 8 | Nr. | 0 | Included | H — Doors And Windows | H | H05 | H0500 | H5 Glass | 2.06 | Windows and External Doors | Enumerated (nr), Area (m²), Length (m) | AED | 79 | Fuzzy | ⚠ |  | Citywalk Plot 5.11 Main Works Contract BOQ (1).xlsx |  |  |  | CITYWALK PHASE-05, PLOT 5.11 | Residential | CITYWALK RESIDENTIAL 1 LLC
▸ Shower Partition System; including all necessary works
74 | K | 2400mm high | 13 | m² | 905 | 11765 | H — Doors And Windows | H | H08 | H0802 |  | 2.07 | Internal Walls – Partitions | Number | AED | 78 | AI | ⚠ |  | Citywalk Plot 5.11 Main Works Contract BOQ (1).xlsx |  |  |  | CITYWALK PHASE-05, PLOT 5.11 | Residential | CITYWALK RESIDENTIAL 1 LLC
76 | L | Extra over for door; overall size 600 x 2200mm | 4 | Nr. | 0 | Included | F — Woodwork | F | F04 | F0401 | F4 Grounds and battens | 3.01 | Woodwork – Bespoke Joinery | Enumerated (nr) | AED | 90 | Rule | ✓ |  | Citywalk Plot 5.11 Main Works Contract BOQ (1).xlsx |  |  |  | CITYWALK PHASE-05, PLOT 5.11 | Residential | CITYWALK RESIDENTIAL 1 LLC
79 |  |  |  | To Collection AED |  | 103525 | [8 empty] | AED |  |  |  |  | Citywalk Plot 5.11 Main Works Contract BOQ (1).xlsx |  |  |  | CITYWALK PHASE-05, PLOT 5.11 | Residential | CITYWALK RESIDENTIAL 1 LLC
▸ PARTITIONS (Cont'd)
▸ Gypsum enclosure; comprising gypsum boards with support framing; finishes measured separately; including fixings, accessories and all ancillary works as necessary
87 | A | To gym | 10 | m² | 250 | 2500 | H — Doors And Windows | H | H08 | H0802 |  | 2.07 | Internal Walls – Partitions | Number | AED | 75 | AI | ⚠ |  | Citywalk Plot 5.11 Main Works Contract BOQ (1).xlsx |  |  |  | CITYWALK PHASE-05, PLOT 5.11 | Residential | CITYWALK RESIDENTIAL 1 LLC
▸ Partition to storage room; A-LM-06; MDF with laminate finish; including frames, finishes, supports, brackets, accessories and all ancillary works as necessary
91 | B | To partition of 3BR type 02 storage rooms | 3 | Nr. | 2344 | 7032 | K — Accessories | K | K02 | K0200 | K2 Partitions | 4.01 | Furniture, Fittings and Equipment | Enumerated (nr), Length (m), Area (m²), Item | AED | 76 | Fuzzy | ⚠ |  | Citywalk Plot 5.11 Main Works Contract BOQ (1).xlsx |  |  |  | CITYWALK PHASE-05, PLOT 5.11 | Residential | CITYWALK RESIDENTIAL 1 LLC
121 |  |  |  | To Collection AED |  | 9532 | [8 empty] | AED |  |  |  |  | Citywalk Plot 5.11 Main Works Contract BOQ (1).xlsx |  |  |  | CITYWALK PHASE-05, PLOT 5.11 | Residential | CITYWALK RESIDENTIAL 1 LLC
▸ SIGNAGE AND WAYFINDINGS
▸ Note: Refer to the following:
▸ 1. Specification;
▸ DHRE0017-PSW-XX-XX-SPC-SW-108013_Signage and Way finding Specs
▸ 2.Drawings;
▸ DHRE0017-PWS-XX-B1-DWG-SW-100001 to 100002
▸ Signage and Way finding; internal; including finishes, fixings, accessories and all ancillary works as necessary
▸ Identification sign
141 | A | Type IDI-1D02; floor level identification sign + FEP + in case of fire | 16 | Nr. | 1433 | 22928 | K — Accessories | K | K01 | K0102 | K1 Generally | 5.12 | Communication & Security – Signage | Number | AED | 82 | AI | ⚠ |  | Citywalk Plot 5.11 Main Works Contract BOQ (1).xlsx |  |  |  | CITYWALK PHASE-05, PLOT 5.11 | Residential | CITYWALK RESIDENTIAL 1 LLC
143 | B | Type IDI-1D03; room identification sign (FOH) | 24 | Nr. | 505 | 12120 | K — Accessories | K | K01 | K0102 | K1 Generally | 5.12 | Communication & Security – Signage | Number | AED | 80 | AI | ⚠ |  | Citywalk Plot 5.11 Main Works Contract BOQ (1).xlsx |  |  |  | CITYWALK PHASE-05, PLOT 5.11 | Residential | CITYWALK RESIDENTIAL 1 LLC
145 | C | Type IDI-1D04; room identification sign (BOH) | 36 | Nr. | 145 | 5220 | K — Accessories | K | K01 | K0102 | K1 Generally | 5.12 | Communication & Security – Signage | Number | AED | 80 | AI | ⚠ |  | Citywalk Plot 5.11 Main Works Contract BOQ (1).xlsx |  |  |  | CITYWALK PHASE-05, PLOT 5.11 | Residential | CITYWALK RESIDENTIAL 1 LLC
147 | D | Type IDI-ID06; facility identification sign | 1 | Nr. | 558 | 558 | K — Accessories | K | K01 | K0102 | K1 Generally | 5.12 | Communication & Security – Signage | Number | AED | 80 | AI | ⚠ |  | Citywalk Plot 5.11 Main Works Contract BOQ (1).xlsx |  |  |  | CITYWALK PHASE-05, PLOT 5.11 | Residential | CITYWALK RESIDENTIAL 1 LLC
149 | E | Type IDI-ID07; amenity identification sign | 3 | Nr. | 558 | 1674 | K — Accessories | K | K01 | K0102 | K1 Generally | 5.12 | Communication & Security – Signage | Number | AED | 80 | AI | ⚠ |  | Citywalk Plot 5.11 Main Works Contract BOQ (1).xlsx |  |  |  | CITYWALK PHASE-05, PLOT 5.11 | Residential | CITYWALK RESIDENTIAL 1 LLC
151 | F | Type IDI-ID08; projected amenity identification sign | 1 | Nr. | 1424 | 1424 | K — Accessories | K | K01 | K0102 | K1 Generally | 5.12 | Communication & Security – Signage | Number | AED | 80 | AI | ⚠ |  | Citywalk Plot 5.11 Main Works Contract BOQ (1).xlsx |  |  |  | CITYWALK PHASE-05, PLOT 5.11 | Residential | CITYWALK RESIDENTIAL 1 LLC
153 | G | Type IDI-1D09; staircase identification sign | 18 | Nr. | 558 | 10044 | C — Concrete Work | C | C02 | C0201 | C2 Poured concrete | 2.01 | Frame | Volume (m³) | AED | 93 | Rule | ✓ |  | Citywalk Plot 5.11 Main Works Contract BOQ (1).xlsx |  |  |  | CITYWALK PHASE-05, PLOT 5.11 | Residential | CITYWALK RESIDENTIAL 1 LLC
155 | H | Type IDI-1D10; staircase level identification sign | 18 | Nr. | 283 | 5094 | C — Concrete Work | C | C02 | C0201 | C2 Poured concrete | 2.01 | Frame | Volume (m³) | AED | 93 | Rule | ✓ |  | Citywalk Plot 5.11 Main Works Contract BOQ (1).xlsx |  |  |  | CITYWALK PHASE-05, PLOT 5.11 | Residential | CITYWALK RESIDENTIAL 1 LLC
157 | J | Type IDI-1D11; FHC identification sign | 24 | Nr. | 426 | 10224 | K — Accessories | K | K01 | K0102 | K1 Generally | 5.12 | Communication & Security – Signage | Number | AED | 80 | AI | ⚠ |  | Citywalk Plot 5.11 Main Works Contract BOQ (1).xlsx |  |  |  | CITYWALK PHASE-05, PLOT 5.11 | Residential | CITYWALK RESIDENTIAL 1 LLC
159 | K | Type IDI-1D12; service / fire lift identification sign +In case of fire | 8 | Nr. | 295 | 2360 | P — Conveying Systems | P | P03 | P0303 | P3 Work incidental to conveying systems | 5.10 | Lift and Conveyor Installations | Enumerated (nr), Item | AED | 61 | Fuzzy | ⚠ |  | Citywalk Plot 5.11 Main Works Contract BOQ (1).xlsx |  |  |  | CITYWALK PHASE-05, PLOT 5.11 | Residential | CITYWALK RESIDENTIAL 1 LLC
161 | L | Gym never give up sign | 1 | Nr. | 1313 | 1313 | K — Accessories | K | K01 | K0102 | K1 Generally | 5.12 | Communication & Security – Signage | Number | AED | 80 | AI | ⚠ |  | Citywalk Plot 5.11 Main Works Contract BOQ (1).xlsx |  |  |  | CITYWALK PHASE-05, PLOT 5.11 | Residential | CITYWALK RESIDENTIAL 1 LLC
165 |  |  |  | To Collection AED |  | 72959 | [8 empty] | AED |  |  |  |  | Citywalk Plot 5.11 Main Works Contract BOQ (1).xlsx |  |  |  | CITYWALK PHASE-05, PLOT 5.11 | Residential | CITYWALK RESIDENTIAL 1 LLC
▸ SIGNAGE AND WAYFINDINGS (Cont'd)
171 | A | Gym work,sweat,achieve sign | 1 | Nr. | 1313 | 1313 | K — Accessories | K | K01 | K0102 | K1 Generally | 5.12 | Communication & Security – Signage | Number | AED | 80 | AI | ⚠ |  | Citywalk Plot 5.11 Main Works Contract BOQ (1).xlsx |  |  |  | CITYWALK PHASE-05, PLOT 5.11 | Residential | CITYWALK RESIDENTIAL 1 LLC
▸ Illuminated identification sign
175 | B | Type IDI-1D05; apartment number identification sign | 114 | Nr. | 295 | 33630 | K — Accessories | K | K01 | K0102 | K1 Generally | 5.12 | Communication & Security – Signage | Number | AED | 82 | AI | ⚠ |  | Citywalk Plot 5.11 Main Works Contract BOQ (1).xlsx |  |  |  | CITYWALK PHASE-05, PLOT 5.11 | Residential | CITYWALK RESIDENTIAL 1 LLC
▸ Directional sign
179 | C | Type IDI-DR01; apartment number directional sign | 15 | Nr. | 426 | 6390 | K — Accessories | K | K01 | K0102 | K1 Generally | 5.12 | Communication & Security – Signage | Number | AED | 80 | AI | ⚠ |  | Citywalk Plot 5.11 Main Works Contract BOQ (1).xlsx |  |  |  | CITYWALK PHASE-05, PLOT 5.11 | Residential | CITYWALK RESIDENTIAL 1 LLC
▸ Regulatory Sign
183 | D | Type IDI-RG01; fire evacuation plan sign | 23 | Nr. | 426 | 9798 | K — Accessories | K | K01 | K0102 | K1 Generally | 5.12 | Communication & Security – Signage | Number | AED | 85 | AI | ✓ |  | Citywalk Plot 5.11 Main Works Contract BOQ (1).xlsx |  |  |  | CITYWALK PHASE-05, PLOT 5.11 | Residential | CITYWALK RESIDENTIAL 1 LLC
185 | E | Type IDI-RG02; facility rules and regulations sign | 2 | Nr. | 426 | 852 | A — General Requirements | A | A09 | A0901 | Sundry items | 9.01 | Preliminaries / General Requirements | Item | AED | 66 | Fuzzy | ⚠ |  | Citywalk Plot 5.11 Main Works Contract BOQ (1).xlsx |  |  |  | CITYWALK PHASE-05, PLOT 5.11 | Residential | CITYWALK RESIDENTIAL 1 LLC
187 | F | Type IDI-RG05; in case of fire sign | 8 | Nr. | 505 | 4040 | K — Accessories | K | K01 | K0102 | K1 Generally | 5.12 | Communication & Security – Signage | Number | AED | 85 | AI | ✓ |  | Citywalk Plot 5.11 Main Works Contract BOQ (1).xlsx |  |  |  | CITYWALK PHASE-05, PLOT 5.11 | Residential | CITYWALK RESIDENTIAL 1 LLC
▸ Decorative LED Neon light channel; to changing room; provided by lighting specialist
191 | G | Female sign | 1 | Nr. | 0 | 0 | K — Accessories | K | K01 | K0102 | K1 Generally | 5.12 | Communication & Security – Signage | Number | AED | 85 | AI | ✓ |  | Citywalk Plot 5.11 Main Works Contract BOQ (1).xlsx |  |  |  | CITYWALK PHASE-05, PLOT 5.11 | Residential | CITYWALK RESIDENTIAL 1 LLC
193 | H | Male sign | 1 | Nr. | 0 | 0 | K — Accessories | K | K01 | K0102 | K1 Generally | 5.12 | Communication & Security – Signage | Number | AED | 85 | AI | ✓ |  | Citywalk Plot 5.11 Main Works Contract BOQ (1).xlsx |  |  |  | CITYWALK PHASE-05, PLOT 5.11 | Residential | CITYWALK RESIDENTIAL 1 LLC
209 |  |  |  | To Collection AED |  | 56023 | [8 empty] | AED |  |  |  |  | Citywalk Plot 5.11 Main Works Contract BOQ (1).xlsx |  |  |  | CITYWALK PHASE-05, PLOT 5.11 | Residential | CITYWALK RESIDENTIAL 1 LLC
▸ TOILET ACCESSORIES
▸ Note: Refer to the following:
▸ 1. Drawings;
▸ DHRE0017-KP-XX-01-DWG-AR-101220 to 270
▸ Mirrors (A-MI-01); clear mirror with LED linear light; including all fixing, accessories and ancillary works as necessary
223 | A | Overall size 1700 x 1000mm high; to single vanity unit in apartment bathrooms | 119 | Nr. | 1719 | 204561 | F — Woodwork | F | F03 | F0301 | F3 Boarding and flooring | 2.01 | Frame / Woodwork | Length (m), Area (m²), Enumerated (nr) | AED | 62 | Fuzzy | ⚠ |  | Citywalk Plot 5.11 Main Works Contract BOQ (1).xlsx |  |  |  | CITYWALK PHASE-05, PLOT 5.11 | Residential | CITYWALK RESIDENTIAL 1 LLC
225 | B | Overall size 2300 x 1000mm high; to double vanity unit in apartment bathrooms | 58 | Nr. | 2325 | 134850 | F — Woodwork | F | F07 | F0702 | F7 Composite items | 2.01 | Frame / Woodwork | Length (m), Area (m²), Enumerated (nr) | AED | 63 | Fuzzy | ⚠ |  | Citywalk Plot 5.11 Main Works Contract BOQ (1).xlsx |  |  |  | CITYWALK PHASE-05, PLOT 5.11 | Residential | CITYWALK RESIDENTIAL 1 LLC
227 | C | Overall size 860 x 2500mm high; vanity unit; to powder room in apartment 1BR type 3 | 7 | Nr. | 0 | Not Shown in Dwg | F — Woodwork | F | F03 | F0301 | F3 Boarding and flooring | 2.01 | Frame / Woodwork | Length (m), Area (m²), Enumerated (nr) | AED | 62 | Fuzzy | ⚠ |  | Citywalk Plot 5.11 Main Works Contract BOQ (1).xlsx |  |  |  | CITYWALK PHASE-05, PLOT 5.11 | Residential | CITYWALK RESIDENTIAL 1 LLC
229 | D | Overall size 1440 x 2500mm high; vanity unit; to powder room in apartment 2BR + Maid type 3 | 1 | Nr. | 0 | Not Shown in Dwg | F — Woodwork | F | F03 | F0301 | F3 Boarding and flooring | 2.01 | Frame / Woodwork | Length (m), Area (m²), Enumerated (nr) | AED | 63 | Fuzzy | ⚠ |  | Citywalk Plot 5.11 Main Works Contract BOQ (1).xlsx |  |  |  | CITYWALK PHASE-05, PLOT 5.11 | Residential | CITYWALK RESIDENTIAL 1 LLC
231 | E | Overall size 1830 x 2500mm high; vanity unit; to powder room in apartment 3BR type 1 | 7 | Nr. | 0 | Not Shown in Dwg | F — Woodwork | F | F03 | F0301 | F3 Boarding and flooring | 2.01 | Frame / Woodwork | Length (m), Area (m²), Enumerated (nr) | AED | 61 | Fuzzy | ⚠ |  | Citywalk Plot 5.11 Main Works Contract BOQ (1).xlsx |  |  |  | CITYWALK PHASE-05, PLOT 5.11 | Residential | CITYWALK RESIDENTIAL 1 LLC
233 | F | Overall size 1350 x 2500mm high; vanity unit; to powder room in apartment 3BR type 2 | 3 | Nr. | 0 | Not Shown in Dwg | F — Woodwork | F | F03 | F0301 | F3 Boarding and flooring | 2.01 | Frame / Woodwork | Length (m), Area (m²), Enumerated (nr) | AED | 61 | Fuzzy | ⚠ |  | Citywalk Plot 5.11 Main Works Contract BOQ (1).xlsx |  |  |  | CITYWALK PHASE-05, PLOT 5.11 | Residential | CITYWALK RESIDENTIAL 1 LLC
235 | G | Overall size 1220 x 2500mm high; vanity unit; to powder room in apartment 3BR type 3 | 1 | Nr. | 0 | Not Shown in Dwg | F — Woodwork | F | F03 | F0301 | F3 Boarding and flooring | 2.01 | Frame / Woodwork | Length (m), Area (m²), Enumerated (nr) | AED | 61 | Fuzzy | ⚠ |  | Citywalk Plot 5.11 Main Works Contract BOQ (1).xlsx |  |  |  | CITYWALK PHASE-05, PLOT 5.11 | Residential | CITYWALK RESIDENTIAL 1 LLC
237 | H | Overall size 1370 x 2500mm high; vanity unit; to powder room in apartment 3BR type 4 | 1 | Nr. | 0 | Not Shown in Dwg | F — Woodwork | F | F03 | F0301 | F3 Boarding and flooring | 2.01 | Frame / Woodwork | Length (m), Area (m²), Enumerated (nr) | AED | 61 | Fuzzy | ⚠ |  | Citywalk Plot 5.11 Main Works Contract BOQ (1).xlsx |  |  |  | CITYWALK PHASE-05, PLOT 5.11 | Residential | CITYWALK RESIDENTIAL 1 LLC
248 |  |  |  | To Collection AED |  | 339411 | [8 empty] | AED |  |  |  |  | Citywalk Plot 5.11 Main Works Contract BOQ (1).xlsx |  |  |  | CITYWALK PHASE-05, PLOT 5.11 | Residential | CITYWALK RESIDENTIAL 1 LLC
▸ COUNTERTOPS AND LEDGES
▸ Note: Refer to the following:
▸ 1. Specification;
▸ DHRE0017-KP-XX-XX-SPC-MW-108001_00
▸ 2. Drawings;
▸ DHRE0017-KP-XX-ZZ-DWG-ID-103201_02
▸ DHRE0017-KP-XX-ZZ-DWG-ID-103202_02
▸ DHRE0017-KP-XX-ZZ-DWG-ID-103203_02
▸ DHRE0017-KP-XX-ZZ-DWG-ID-103204_02
▸ DHRE0017-KP-XX-ZZ-DWG-ID-103205_02
▸ DHRE0017-KP-XX-ZZ-DWG-ID-103206_02
▸ DHRE0017-KP-XX-ZZ-DWG-ID-103207_02
▸ Kitchen counter top (A-ST-01); comprising of cut-out for sink and electric hob; including all accessories and ancillary works as necessary
278 | A | To apartment 1BR type 01; U shaped; overall size 2800 x 820mm and 2480 x 700mm | 40 | Nr. | 3141 | 125640 | F — Woodwork | F | F02 | F0202 | F2 Structural timbers | 4.01 | FF&E – Kitchen Fittings | Number | AED | 72 | AI | ⚠ |  | Citywalk Plot 5.11 Main Works Contract BOQ (1).xlsx |  |  |  | CITYWALK PHASE-05, PLOT 5.11 | Residential | CITYWALK RESIDENTIAL 1 LLC
280 | B | To apartment 1BR type 01; U shaped; overall size 2800 x 820mm and 2480 x 700mm | 7 | Nr. | 3141 | 21987 | F — Woodwork | F | F02 | F0202 | F2 Structural timbers | 4.01 | FF&E – Kitchen Fittings | Number | AED | 72 | AI | ⚠ |  | Citywalk Plot 5.11 Main Works Contract BOQ (1).xlsx |  |  |  | CITYWALK PHASE-05, PLOT 5.11 | Residential | CITYWALK RESIDENTIAL 1 LLC
282 | C | To apartment 1BR type 03; U shaped; overall size 2670 x 800mm and 2390 x 600mm | 7 | Nr. | 0 | Not Shown in Dwg | F — Woodwork | F | F02 | F0202 | F2 Structural timbers | 4.01 | FF&E – Kitchen Fittings | Number | AED | 72 | AI | ⚠ |  | Citywalk Plot 5.11 Main Works Contract BOQ (1).xlsx |  |  |  | CITYWALK PHASE-05, PLOT 5.11 | Residential | CITYWALK RESIDENTIAL 1 LLC
284 | D | To apartment 1BR type 04; L shaped; overall size 3380 x 600mm | 2 | Nr. | 1802 | 3604 | K — Accessories | K | K01 | K0101 | K1 Generally | 4.01 | FF&E – Kitchen Countertops | Item | AED | 85 | AI | ✓ |  | Citywalk Plot 5.11 Main Works Contract BOQ (1).xlsx |  |  |  | CITYWALK PHASE-05, PLOT 5.11 | Residential | CITYWALK RESIDENTIAL 1 LLC
286 | E | To apartment 2BR type 01; U shaped; overall size 2670 x 800mm and 2390 x 600mm | 12 | Nr. | 0 | Not Shown in Dwg | K — Accessories | K | K01 | K0101 | K1 Generally | 4.01 | FF&E – Kitchen Countertops | Item | AED | 85 | AI | ✓ |  | Citywalk Plot 5.11 Main Works Contract BOQ (1).xlsx |  |  |  | CITYWALK PHASE-05, PLOT 5.11 | Residential | CITYWALK RESIDENTIAL 1 LLC
288 | F | To apartment 2BR type 02; U shaped; overall size 2670 x 800mm and 2390 x 600mm | 9 | Nr. | 2874 | 25866 | K — Accessories | K | K01 | K0101 | K1 Generally | 4.01 | FF&E – Kitchen Countertops | Item | AED | 85 | AI | ✓ |  | Citywalk Plot 5.11 Main Works Contract BOQ (1).xlsx |  |  |  | CITYWALK PHASE-05, PLOT 5.11 | Residential | CITYWALK RESIDENTIAL 1 LLC
290 | G | To apartment 2BR type 03; L shaped; overall size 4290 x 700mm | 3 | Nr. | 0 | Not Shown in Dwg | K — Accessories | K | K01 | K0101 | K1 Generally | 4.01 | FF&E – Kitchen Countertops | Item | AED | 85 | AI | ✓ |  | Citywalk Plot 5.11 Main Works Contract BOQ (1).xlsx |  |  |  | CITYWALK PHASE-05, PLOT 5.11 | Residential | CITYWALK RESIDENTIAL 1 LLC
293 |  |  |  | To Collection AED |  | 177097 | [8 empty] | AED |  |  |  |  | Citywalk Plot 5.11 Main Works Contract BOQ (1).xlsx |  |  |  | CITYWALK PHASE-05, PLOT 5.11 | Residential | CITYWALK RESIDENTIAL 1 LLC
▸ COUNTERTOPS AND LEDGES (Cont'd)
299 | A | To apartment 2BR + Maid type 01; U shaped; overall size 2670 x 800mm and 2390 x 600mm | 18 | Nr. | 0 | Not Shown in Dwg | K — Accessories | K | K01 | K0101 | K1 Generally | 4.01 | FF&E – Kitchen Countertops | Item | AED | 85 | AI | ✓ |  | Citywalk Plot 5.11 Main Works Contract BOQ (1).xlsx |  |  |  | CITYWALK PHASE-05, PLOT 5.11 | Residential | CITYWALK RESIDENTIAL 1 LLC
301 | B | To apartment 2BR + Maid type 02; U shaped; overall size 2670 x 800mm and 2390 x 600mm | 3 | Nr. | 0 | Not Shown in Dwg | K — Accessories | K | K01 | K0101 | K1 Generally | 4.01 | FF&E – Kitchen Countertops | Item | AED | 85 | AI | ✓ |  | Citywalk Plot 5.11 Main Works Contract BOQ (1).xlsx |  |  |  | CITYWALK PHASE-05, PLOT 5.11 | Residential | CITYWALK RESIDENTIAL 1 LLC
303 | C | To apartment 2BR + Maid type 03; L shaped; overall size 4290 x 700mm | 1 | Nr. | 2450 | 2450 | K — Accessories | K | K01 | K0101 | K1 Generally | 4.01 | FF&E – Kitchen Countertops | Item | AED | 85 | AI | ✓ |  | Citywalk Plot 5.11 Main Works Contract BOQ (1).xlsx |  |  |  | CITYWALK PHASE-05, PLOT 5.11 | Residential | CITYWALK RESIDENTIAL 1 LLC
305 | D | To apartment 3BR type 01; L shaped; overall size 1840 x 700mm and 1510 x 600mm | 7 | Nr. | 1875 | 13125 | K — Accessories | K | K01 | K0101 | K1 Generally | 4.01 | FF&E – Kitchen Countertops | Item | AED | 85 | AI | ✓ |  | Citywalk Plot 5.11 Main Works Contract BOQ (1).xlsx |  |  |  | CITYWALK PHASE-05, PLOT 5.11 | Residential | CITYWALK RESIDENTIAL 1 LLC
307 | E | To apartment 3BR type 02; I shaped; overall size 3600 x 680mm | 3 | Nr. | 2093 | 6279 | K — Accessories | K | K01 | K0101 | K1 Generally | 4.01 | FF&E – Kitchen Countertops | Item | AED | 85 | AI | ✓ |  | Citywalk Plot 5.11 Main Works Contract BOQ (1).xlsx |  |  |  | CITYWALK PHASE-05, PLOT 5.11 | Residential | CITYWALK RESIDENTIAL 1 LLC
309 | F | To apartment 3BR type 03; L shaped; overall size 1840 x 700mm and 1510 x 600mm | 1 | Nr. | 1875 | 1875 | K — Accessories | K | K01 | K0101 | K1 Generally | 4.01 | FF&E – Kitchen Countertops | Item | AED | 85 | AI | ✓ |  | Citywalk Plot 5.11 Main Works Contract BOQ (1).xlsx |  |  |  | CITYWALK PHASE-05, PLOT 5.11 | Residential | CITYWALK RESIDENTIAL 1 LLC
311 | G | To apartment 3BR type 04; L shaped; overall size 2780 x 700mm and 1520 x 700mm | 1 | Nr. | 2456 | 2456 | K — Accessories | K | K01 | K0101 | K1 Generally | 4.01 | FF&E – Kitchen Countertops | Item | AED | 85 | AI | ✓ |  | Citywalk Plot 5.11 Main Works Contract BOQ (1).xlsx |  |  |  | CITYWALK PHASE-05, PLOT 5.11 | Residential | CITYWALK RESIDENTIAL 1 LLC
▸ Island counter top (A-ST-01); including all accessories and ancillary works as necessary
315 | H | To apartment 2BR type 03; I shaped; overall size 2200 x 800mm | 3 | Nr. | 1279 | 3837 | K — Accessories | K | K01 | K0101 | K1 Generally | 4.01 | FF&E – Kitchen Countertops | Item | AED | 85 | AI | ✓ |  | Citywalk Plot 5.11 Main Works Contract BOQ (1).xlsx |  |  |  | CITYWALK PHASE-05, PLOT 5.11 | Residential | CITYWALK RESIDENTIAL 1 LLC
317 | J | Extra over for side panels (A-ST-01); size 800 x 900mm | 6 | Nr. | 524 | 3144 | K — Accessories | K | K01 | K0102 | K1 Generally | 4.01 | FF&E – Kitchen Counter Panels/Edging | Item | AED | 80 | AI | ⚠ |  | Citywalk Plot 5.11 Main Works Contract BOQ (1).xlsx |  |  |  | CITYWALK PHASE-05, PLOT 5.11 | Residential | CITYWALK RESIDENTIAL 1 LLC
319 | K | To apartment 2BR + Maid type 03; I shaped; overall size 2200 x 800mm | 1 | Nr. | 1279 | 1279 | K — Accessories | K | K01 | K0101 | K1 Generally | 4.01 | FF&E – Kitchen Countertops | Item | AED | 85 | AI | ✓ |  | Citywalk Plot 5.11 Main Works Contract BOQ (1).xlsx |  |  |  | CITYWALK PHASE-05, PLOT 5.11 | Residential | CITYWALK RESIDENTIAL 1 LLC
321 | L | Extra over for side panels (A-ST-01); size 800 x 900mm | 2 | Nr. | 524 | 1048 | K — Accessories | K | K01 | K0102 | K1 Generally | 4.01 | FF&E – Kitchen Counter Panels/Edging | Item | AED | 80 | AI | ⚠ |  | Citywalk Plot 5.11 Main Works Contract BOQ (1).xlsx |  |  |  | CITYWALK PHASE-05, PLOT 5.11 | Residential | CITYWALK RESIDENTIAL 1 LLC
323 | M | To apartment 3BR type 01; I shaped; overall size 1820 x 800mm | 7 | Nr. | 1059 | 7413 | K — Accessories | K | K01 | K0101 | K1 Generally | 4.01 | FF&E – Kitchen Countertops | Item | AED | 85 | AI | ✓ |  | Citywalk Plot 5.11 Main Works Contract BOQ (1).xlsx |  |  |  | CITYWALK PHASE-05, PLOT 5.11 | Residential | CITYWALK RESIDENTIAL 1 LLC
325 | N | Extra over for side panels (A-ST-01); size 800 x 900mm | 14 | Nr. | 524 | 7336 | K — Accessories | K | K01 | K0102 | K1 Generally | 4.01 | FF&E – Kitchen Counter Panels/Edging | Item | AED | 80 | AI | ⚠ |  | Citywalk Plot 5.11 Main Works Contract BOQ (1).xlsx |  |  |  | CITYWALK PHASE-05, PLOT 5.11 | Residential | CITYWALK RESIDENTIAL 1 LLC
327 | P | To apartment 3BR type 02; I shaped; overall size 2920 x 800mm | 3 | Nr. | 1698 | 5094 | K — Accessories | K | K01 | K0101 | K1 Generally | 4.01 | FF&E – Kitchen Countertops | Item | AED | 85 | AI | ✓ |  | Citywalk Plot 5.11 Main Works Contract BOQ (1).xlsx |  |  |  | CITYWALK PHASE-05, PLOT 5.11 | Residential | CITYWALK RESIDENTIAL 1 LLC
329 | Q | Extra over for side panels (A-ST-01); size 800 x 900mm | 6 | Nr. | 524 | 3144 | K — Accessories | K | K01 | K0102 | K1 Generally | 4.01 | FF&E – Kitchen Counter Panels/Edging | Item | AED | 80 | AI | ⚠ |  | Citywalk Plot 5.11 Main Works Contract BOQ (1).xlsx |  |  |  | CITYWALK PHASE-05, PLOT 5.11 | Residential | CITYWALK RESIDENTIAL 1 LLC
332 |  |  |  | To Collection AED |  | 58480 | [8 empty] | AED |  |  |  |  | Citywalk Plot 5.11 Main Works Contract BOQ (1).xlsx |  |  |  | CITYWALK PHASE-05, PLOT 5.11 | Residential | CITYWALK RESIDENTIAL 1 LLC
▸ COUNTERTOPS AND LEDGES (Cont'd)
338 | A | To apartment 3BR type 03; I shaped; overall size 1820 x 800mm | 1 | Nr. | 1059 | 1059 | K — Accessories | K | K01 | K0101 | K1 Generally | 4.01 | FF&E – Kitchen Countertops | Item | AED | 85 | AI | ✓ |  | Citywalk Plot 5.11 Main Works Contract BOQ (1).xlsx |  |  |  | CITYWALK PHASE-05, PLOT 5.11 | Residential | CITYWALK RESIDENTIAL 1 LLC
340 | B | Extra over for side panels (A-ST-01); size 800 x 900mm | 2 | Nr. | 524 | 1048 | K — Accessories | K | K01 | K0102 | K1 Generally | 4.01 | FF&E – Kitchen Counter Panels/Edging | Item | AED | 80 | AI | ⚠ |  | Citywalk Plot 5.11 Main Works Contract BOQ (1).xlsx |  |  |  | CITYWALK PHASE-05, PLOT 5.11 | Residential | CITYWALK RESIDENTIAL 1 LLC
342 | C | To apartment 3BR type 04; I shaped; overall size 2200 x 800mm | 1 | Nr. | 1279 | 1279 | K — Accessories | K | K01 | K0101 | K1 Generally | 4.01 | FF&E – Kitchen Countertops | Item | AED | 85 | AI | ✓ |  | Citywalk Plot 5.11 Main Works Contract BOQ (1).xlsx |  |  |  | CITYWALK PHASE-05, PLOT 5.11 | Residential | CITYWALK RESIDENTIAL 1 LLC
344 | D | Extra over for side panels (A-ST-01); size 800 x 900mm | 2 | Nr. | 524 | 1048 | K — Accessories | K | K01 | K0102 | K1 Generally | 4.01 | FF&E – Kitchen Counter Panels/Edging | Item | AED | 80 | AI | ⚠ |  | Citywalk Plot 5.11 Main Works Contract BOQ (1).xlsx |  |  |  | CITYWALK PHASE-05, PLOT 5.11 | Residential | CITYWALK RESIDENTIAL 1 LLC
▸ Vanity counter top (A-ST-02); including all accessories and ancillary works as necessary
348 | E | Overall size 1700 x 600mm; single vanity unit; to apartment unit bathroom | 117 | Nr. | 1109 | 129753 | F — Woodwork | F | F03 | F0301 | F3 Boarding and flooring | 2.01 | Frame / Woodwork | Length (m), Area (m²), Enumerated (nr) | AED | 61 | Fuzzy | ⚠ |  | Citywalk Plot 5.11 Main Works Contract BOQ (1).xlsx |  |  |  | CITYWALK PHASE-05, PLOT 5.11 | Residential | CITYWALK RESIDENTIAL 1 LLC
350 | F | Extra over for front panels (A-ST-02); size 1700 x 120mm | 117 | Nr. | 401 | 46917 | K — Accessories | K | K01 | K0102 | K1 Generally | 4.01 | FF&E – Kitchen Counter Panels/Edging | Item | AED | 80 | AI | ⚠ |  | Citywalk Plot 5.11 Main Works Contract BOQ (1).xlsx |  |  |  | CITYWALK PHASE-05, PLOT 5.11 | Residential | CITYWALK RESIDENTIAL 1 LLC
352 | G | Overall size 900 x 600mm; single vanity unit; to apartment unit bathroom | 2 | Nr. | 518 | 1036 | F — Woodwork | F | F03 | F0301 | F3 Boarding and flooring | 2.01 | Frame / Woodwork | Length (m), Area (m²), Enumerated (nr) | AED | 61 | Fuzzy | ⚠ |  | Citywalk Plot 5.11 Main Works Contract BOQ (1).xlsx |  |  |  | CITYWALK PHASE-05, PLOT 5.11 | Residential | CITYWALK RESIDENTIAL 1 LLC
354 | H | Extra over for front panels (A-ST-02); size 900 x 120mm | 2 | Nr. | 264 | 528 | K — Accessories | K | K01 | K0102 | K1 Generally | 4.01 | FF&E – Kitchen Counter Panels/Edging | Item | AED | 80 | AI | ⚠ |  | Citywalk Plot 5.11 Main Works Contract BOQ (1).xlsx |  |  |  | CITYWALK PHASE-05, PLOT 5.11 | Residential | CITYWALK RESIDENTIAL 1 LLC
356 | J | Overall size 2300 x 600mm; double vanity unit; to apartment unit bathroom | 55 | Nr. | 1258 | 69190 | F — Woodwork | F | F03 | F0301 | F3 Boarding and flooring | 2.01 | Frame / Woodwork | Length (m), Area (m²), Enumerated (nr) | AED | 61 | Fuzzy | ⚠ |  | Citywalk Plot 5.11 Main Works Contract BOQ (1).xlsx |  |  |  | CITYWALK PHASE-05, PLOT 5.11 | Residential | CITYWALK RESIDENTIAL 1 LLC
358 | K | Extra over for front panels (A-ST-02); size 2300 x 120mm | 55 | Nr. | 401 | 22055 | K — Accessories | K | K01 | K0102 | K1 Generally | 4.01 | FF&E – Kitchen Counter Panels/Edging | Item | AED | 80 | AI | ⚠ |  | Citywalk Plot 5.11 Main Works Contract BOQ (1).xlsx |  |  |  | CITYWALK PHASE-05, PLOT 5.11 | Residential | CITYWALK RESIDENTIAL 1 LLC
360 | L | Overall size 1910 x 600mm; double vanity unit; to apartment unit bathroom | 3 | Nr. | 1161 | 3483 | F — Woodwork | F | F03 | F0301 | F3 Boarding and flooring | 2.01 | Frame / Woodwork | Length (m), Area (m²), Enumerated (nr) | AED | 61 | Fuzzy | ⚠ |  | Citywalk Plot 5.11 Main Works Contract BOQ (1).xlsx |  |  |  | CITYWALK PHASE-05, PLOT 5.11 | Residential | CITYWALK RESIDENTIAL 1 LLC
362 | M | Extra over for front panels (A-ST-02); size 1910 x120mm | 3 | Nr. | 334 | 1002 | K — Accessories | K | K01 | K0102 | K1 Generally | 4.01 | FF&E – Kitchen Counter Panels/Edging | Item | AED | 80 | AI | ⚠ |  | Citywalk Plot 5.11 Main Works Contract BOQ (1).xlsx |  |  |  | CITYWALK PHASE-05, PLOT 5.11 | Residential | CITYWALK RESIDENTIAL 1 LLC
364 | N | Overall size 860 x 500mm; vanity unit; to powder room in apartment 1BR type 3 | 7 | Nr. | 496 | 3472 | F — Woodwork | F | F07 | F0702 | F7 Composite items | 2.01 | Frame / Woodwork | Length (m), Area (m²), Enumerated (nr) | AED | 62 | Fuzzy | ⚠ |  | Citywalk Plot 5.11 Main Works Contract BOQ (1).xlsx |  |  |  | CITYWALK PHASE-05, PLOT 5.11 | Residential | CITYWALK RESIDENTIAL 1 LLC
366 | P | Extra over for front panels (A-ST-02); size 860 x 830mm | 7 | Nr. | 360 | 2520 | K — Accessories | K | K01 | K0102 | K1 Generally | 4.01 | FF&E – Kitchen Counter Panels/Edging | Item | AED | 80 | AI | ⚠ |  | Citywalk Plot 5.11 Main Works Contract BOQ (1).xlsx |  |  |  | CITYWALK PHASE-05, PLOT 5.11 | Residential | CITYWALK RESIDENTIAL 1 LLC
368 | Q | Overall size 1440 x 500mm; vanity unit; to powder room in apartment 2BR + Maid type 3 | 1 | Nr. | 771 | 771 | F — Woodwork | F | F03 | F0301 | F3 Boarding and flooring | 2.01 | Frame / Woodwork | Length (m), Area (m²), Enumerated (nr) | AED | 62 | Fuzzy | ⚠ |  | Citywalk Plot 5.11 Main Works Contract BOQ (1).xlsx |  |  |  | CITYWALK PHASE-05, PLOT 5.11 | Residential | CITYWALK RESIDENTIAL 1 LLC
371 |  |  |  | To Collection AED |  | 285161 | [8 empty] | AED |  |  |  |  | Citywalk Plot 5.11 Main Works Contract BOQ (1).xlsx |  |  |  | CITYWALK PHASE-05, PLOT 5.11 | Residential | CITYWALK RESIDENTIAL 1 LLC
▸ COUNTERTOPS AND LEDGES (Cont'd)
377 | A | Extra over for front panels (A-ST-02); size 1440 x 830mm | 1 | Nr. | 358 | 358 | K — Accessories | K | K01 | K0102 | K1 Generally | 4.01 | FF&E – Kitchen Counter Panels/Edging | Item | AED | 80 | AI | ⚠ |  | Citywalk Plot 5.11 Main Works Contract BOQ (1).xlsx |  |  |  | CITYWALK PHASE-05, PLOT 5.11 | Residential | CITYWALK RESIDENTIAL 1 LLC
379 | B | Overall size 1830 x 500mm; vanity unit; to powder room in apartment 3BR type 1 | 7 | Nr. | 1065 | 7455 | F — Woodwork | F | F03 | F0301 | F3 Boarding and flooring | 2.01 | Frame / Woodwork | Length (m), Area (m²), Enumerated (nr) | AED | 62 | Fuzzy | ⚠ |  | Citywalk Plot 5.11 Main Works Contract BOQ (1).xlsx |  |  |  | CITYWALK PHASE-05, PLOT 5.11 | Residential | CITYWALK RESIDENTIAL 1 LLC
381 | C | Extra over for front panels (A-ST-02); size 1830 x 830mm | 7 | Nr. | 581 | 4067 | K — Accessories | K | K01 | K0102 | K1 Generally | 4.01 | FF&E – Kitchen Counter Panels/Edging | Item | AED | 80 | AI | ⚠ |  | Citywalk Plot 5.11 Main Works Contract BOQ (1).xlsx |  |  |  | CITYWALK PHASE-05, PLOT 5.11 | Residential | CITYWALK RESIDENTIAL 1 LLC
383 | D | Overall size 1350 x 500mm; vanity unit; to powder room in apartment 3BR type 2 | 3 | Nr. | 966 | 2898 | F — Woodwork | F | F03 | F0301 | F3 Boarding and flooring | 2.01 | Frame / Woodwork | Length (m), Area (m²), Enumerated (nr) | AED | 62 | Fuzzy | ⚠ |  | Citywalk Plot 5.11 Main Works Contract BOQ (1).xlsx |  |  |  | CITYWALK PHASE-05, PLOT 5.11 | Residential | CITYWALK RESIDENTIAL 1 LLC
385 | E | Extra over for front panels (A-ST-02); size 1350 x 830mm | 3 | Nr. | 493 | 1479 | K — Accessories | K | K01 | K0102 | K1 Generally | 4.01 | FF&E – Kitchen Counter Panels/Edging | Item | AED | 80 | AI | ⚠ |  | Citywalk Plot 5.11 Main Works Contract BOQ (1).xlsx |  |  |  | CITYWALK PHASE-05, PLOT 5.11 | Residential | CITYWALK RESIDENTIAL 1 LLC
387 | F | Overall size 1220 x 500mm; vanity unit; to powder room in apartment 3BR type 3 | 1 | Nr. | 940 | 940 | F — Woodwork | F | F03 | F0301 | F3 Boarding and flooring | 2.01 | Frame / Woodwork | Length (m), Area (m²), Enumerated (nr) | AED | 62 | Fuzzy | ⚠ |  | Citywalk Plot 5.11 Main Works Contract BOQ (1).xlsx |  |  |  | CITYWALK PHASE-05, PLOT 5.11 | Residential | CITYWALK RESIDENTIAL 1 LLC
389 | G | Extra over for front panels (A-ST-02); size 1220 x 830mm | 1 | Nr. | 468 | 468 | K — Accessories | K | K01 | K0102 | K1 Generally | 4.01 | FF&E – Kitchen Counter Panels/Edging | Item | AED | 80 | AI | ⚠ |  | Citywalk Plot 5.11 Main Works Contract BOQ (1).xlsx |  |  |  | CITYWALK PHASE-05, PLOT 5.11 | Residential | CITYWALK RESIDENTIAL 1 LLC
391 | H | Overall size 1370 x 500mm; vanity unit; to powder room in apartment 3BR type 4 | 1 | Nr. | 970 | 970 | F — Woodwork | F | F07 | F0702 | F7 Composite items | 2.01 | Frame / Woodwork | Length (m), Area (m²), Enumerated (nr) | AED | 61 | Fuzzy | ⚠ |  | Citywalk Plot 5.11 Main Works Contract BOQ (1).xlsx |  |  |  | CITYWALK PHASE-05, PLOT 5.11 | Residential | CITYWALK RESIDENTIAL 1 LLC
393 | J | Extra over for front panels (A-ST-02); size 1370 x 830mm | 1 | Nr. | 496 | 496 | K — Accessories | K | K01 | K0102 | K1 Generally | 4.01 | FF&E – Kitchen Counter Panels/Edging | Item | AED | 80 | AI | ⚠ |  | Citywalk Plot 5.11 Main Works Contract BOQ (1).xlsx |  |  |  | CITYWALK PHASE-05, PLOT 5.11 | Residential | CITYWALK RESIDENTIAL 1 LLC
412 |  |  |  | To Collection AED |  | 19131 | [8 empty] | AED |  |  |  |  | Citywalk Plot 5.11 Main Works Contract BOQ (1).xlsx |  |  |  | CITYWALK PHASE-05, PLOT 5.11 | Residential | CITYWALK RESIDENTIAL 1 LLC
▸ GENERALLY
418 | A | Allow for any other works which are not included above and which are required to complete the Accessories in accordance with the Specification and the Drawings (Tenderer to list below) |  | Item | 0 | 0 | A — General Requirements | A | A01 | A0101 | Conditions of contract | 9.01 | Preliminaries – Contingency | Item | AED | 90 | Rule | ✓ |  | Citywalk Plot 5.11 Main Works Contract BOQ (1).xlsx |  |  |  | CITYWALK PHASE-05, PLOT 5.11 | Residential | CITYWALK RESIDENTIAL 1 LLC
▸ ADDITIONAL ITEMS
421 | 1 | Mirror; AMI01; Size; 0.86x1 | 2 | No's | 869 | 1738 | K — Accessories | K | K02 | K0201 | K2 Partitions | 3.01 | Accessories – Mirror | Enumerated (nr) | AED | 93 | Rule | ✓ |  | Citywalk Plot 5.11 Main Works Contract BOQ (1).xlsx |  |  |  | CITYWALK PHASE-05, PLOT 5.11 | Residential | CITYWALK RESIDENTIAL 1 LLC
422 | 2 | Mirror; AMI01; Size; 0.91x1 | 3 | No's | 920 | 2760 | K — Accessories | K | K02 | K0201 | K2 Partitions | 3.01 | Accessories – Mirror | Enumerated (nr) | AED | 93 | Rule | ✓ |  | Citywalk Plot 5.11 Main Works Contract BOQ (1).xlsx |  |  |  | CITYWALK PHASE-05, PLOT 5.11 | Residential | CITYWALK RESIDENTIAL 1 LLC
423 | 3 | Mirror; AMI01; Size; 0.94x1 | 21 | No's | 950 | 19950 | K — Accessories | K | K02 | K0201 | K2 Partitions | 3.01 | Accessories – Mirror | Enumerated (nr) | AED | 93 | Rule | ✓ |  | Citywalk Plot 5.11 Main Works Contract BOQ (1).xlsx |  |  |  | CITYWALK PHASE-05, PLOT 5.11 | Residential | CITYWALK RESIDENTIAL 1 LLC
424 | 4 | Mirror; AMI01; Size; 1.05x1 | 26 | No's | 1061 | 27586 | K — Accessories | K | K02 | K0201 | K2 Partitions | 3.01 | Accessories – Mirror | Enumerated (nr) | AED | 93 | Rule | ✓ |  | Citywalk Plot 5.11 Main Works Contract BOQ (1).xlsx |  |  |  | CITYWALK PHASE-05, PLOT 5.11 | Residential | CITYWALK RESIDENTIAL 1 LLC
425 | 5 | Mirror; AMI01; Size; 1.15x1 | 3 | No's | 1163 | 3489 | K — Accessories | K | K02 | K0201 | K2 Partitions | 3.01 | Accessories – Mirror | Enumerated (nr) | AED | 93 | Rule | ✓ |  | Citywalk Plot 5.11 Main Works Contract BOQ (1).xlsx |  |  |  | CITYWALK PHASE-05, PLOT 5.11 | Residential | CITYWALK RESIDENTIAL 1 LLC
426 | 6 | Mirror; AMI01; Size; 1.3x1 | 47 | No's | 1314 | 61758 | K — Accessories | K | K02 | K0201 | K2 Partitions | 3.01 | Accessories – Mirror | Enumerated (nr) | AED | 93 | Rule | ✓ |  | Citywalk Plot 5.11 Main Works Contract BOQ (1).xlsx |  |  |  | CITYWALK PHASE-05, PLOT 5.11 | Residential | CITYWALK RESIDENTIAL 1 LLC
427 | 7 | Mirror; AMI01; Size; 1.45x1 | 3 | No's | 1466 | 4398 | K — Accessories | K | K02 | K0201 | K2 Partitions | 3.01 | Accessories – Mirror | Enumerated (nr) | AED | 93 | Rule | ✓ |  | Citywalk Plot 5.11 Main Works Contract BOQ (1).xlsx |  |  |  | CITYWALK PHASE-05, PLOT 5.11 | Residential | CITYWALK RESIDENTIAL 1 LLC
428 | 8 | Mirror; AMI01; Size; 1.5x1 | 7 | No's | 1516 | 10612 | K — Accessories | K | K02 | K0201 | K2 Partitions | 3.01 | Accessories – Mirror | Enumerated (nr) | AED | 93 | Rule | ✓ |  | Citywalk Plot 5.11 Main Works Contract BOQ (1).xlsx |  |  |  | CITYWALK PHASE-05, PLOT 5.11 | Residential | CITYWALK RESIDENTIAL 1 LLC
429 | 9 | Mirror; AMI01; Size; 1.76x1 | 7 | No's | 1779 | 12453 | K — Accessories | K | K02 | K0201 | K2 Partitions | 3.01 | Accessories – Mirror | Enumerated (nr) | AED | 93 | Rule | ✓ |  | Citywalk Plot 5.11 Main Works Contract BOQ (1).xlsx |  |  |  | CITYWALK PHASE-05, PLOT 5.11 | Residential | CITYWALK RESIDENTIAL 1 LLC
430 | 10 | Mirror; AMI01; Size; 1.85x1 | 1 | No's | 1870 | 1870 | K — Accessories | K | K02 | K0201 | K2 Partitions | 3.01 | Accessories – Mirror | Enumerated (nr) | AED | 93 | Rule | ✓ |  | Citywalk Plot 5.11 Main Works Contract BOQ (1).xlsx |  |  |  | CITYWALK PHASE-05, PLOT 5.11 | Residential | CITYWALK RESIDENTIAL 1 LLC
431 | 11 | Mirror; AMI01; Size; 1.88x1 | 4 | No's | 1900 | 7600 | K — Accessories | K | K02 | K0201 | K2 Partitions | 3.01 | Accessories – Mirror | Enumerated (nr) | AED | 93 | Rule | ✓ |  | Citywalk Plot 5.11 Main Works Contract BOQ (1).xlsx |  |  |  | CITYWALK PHASE-05, PLOT 5.11 | Residential | CITYWALK RESIDENTIAL 1 LLC
432 | 12 | Mirror; AMI01; Size; 1.79x1 | 21 | No's | 1809 | 37989 | K — Accessories | K | K02 | K0201 | K2 Partitions | 3.01 | Accessories – Mirror | Enumerated (nr) | AED | 93 | Rule | ✓ |  | Citywalk Plot 5.11 Main Works Contract BOQ (1).xlsx |  |  |  | CITYWALK PHASE-05, PLOT 5.11 | Residential | CITYWALK RESIDENTIAL 1 LLC
433 | 13 | Mirror; AMI01; Size; 1.93x1 | 3 | No's | 1951 | 5853 | K — Accessories | K | K02 | K0201 | K2 Partitions | 3.01 | Accessories – Mirror | Enumerated (nr) | AED | 93 | Rule | ✓ |  | Citywalk Plot 5.11 Main Works Contract BOQ (1).xlsx |  |  |  | CITYWALK PHASE-05, PLOT 5.11 | Residential | CITYWALK RESIDENTIAL 1 LLC
434 | 14 | Mirror; AMI01; Size; 1.96x1 | 2 | No's | 1981 | 3962 | K — Accessories | K | K02 | K0201 | K2 Partitions | 3.01 | Accessories – Mirror | Enumerated (nr) | AED | 93 | Rule | ✓ |  | Citywalk Plot 5.11 Main Works Contract BOQ (1).xlsx |  |  |  | CITYWALK PHASE-05, PLOT 5.11 | Residential | CITYWALK RESIDENTIAL 1 LLC
435 | 15 | Mirror; AMI01; Size; 0.7x1.65 (Powder room) | 20 | No's | 1168 | 23360 | K — Accessories | K | K02 | K0201 | K2 Partitions | 3.01 | Accessories – Mirror | Enumerated (nr) | AED | 93 | Rule | ✓ |  | Citywalk Plot 5.11 Main Works Contract BOQ (1).xlsx |  |  |  | CITYWALK PHASE-05, PLOT 5.11 | Residential | CITYWALK RESIDENTIAL 1 LLC
436 | 16 | Mirror; AMI01; Size; 0.7x1.65 (Maid room) | 34 | No's | 1168 | 39712 | K — Accessories | K | K02 | K0201 | K2 Partitions | 3.01 | Accessories – Mirror | Enumerated (nr) | AED | 93 | Rule | ✓ |  | Citywalk Plot 5.11 Main Works Contract BOQ (1).xlsx |  |  |  | CITYWALK PHASE-05, PLOT 5.11 | Residential | CITYWALK RESIDENTIAL 1 LLC
438 | 17 | Kitchen countertop 1BT3 -AST01; Size 2.8x0.8, 2.6x0.7m | 7 | No's | 3177 | 22239 | K — Accessories | K | K01 | K0101 | K1 Generally | 4.01 | FF&E – Kitchen Countertops | Item | AED | 85 | AI | ✓ |  | Citywalk Plot 5.11 Main Works Contract BOQ (1).xlsx |  |  |  | CITYWALK PHASE-05, PLOT 5.11 | Residential | CITYWALK RESIDENTIAL 1 LLC
439 | 18 | Kitchen countertop 2BT1 -AST01; Size 2.6x0.8, 2.6x0.7m | 12 | No's | 3062 | 36744 | K — Accessories | K | K01 | K0101 | K1 Generally | 4.01 | FF&E – Kitchen Countertops | Item | AED | 85 | AI | ✓ |  | Citywalk Plot 5.11 Main Works Contract BOQ (1).xlsx |  |  |  | CITYWALK PHASE-05, PLOT 5.11 | Residential | CITYWALK RESIDENTIAL 1 LLC
440 | 19 | Kitchen countertop 2BT3 -AST01; Size 3.4x0.8, 4.2x0.7m | 3 | No's | 4378 | 13134 | K — Accessories | K | K01 | K0101 | K1 Generally | 4.01 | FF&E – Kitchen Countertops | Item | AED | 85 | AI | ✓ |  | Citywalk Plot 5.11 Main Works Contract BOQ (1).xlsx |  |  |  | CITYWALK PHASE-05, PLOT 5.11 | Residential | CITYWALK RESIDENTIAL 1 LLC
441 | 20 | Kitchen countertop 2B+M1 -AST01; Size 2.8x0.8, 3.6x0.7m | 18 | No's | 3516 | 63288 | K — Accessories | K | K01 | K0101 | K1 Generally | 4.01 | FF&E – Kitchen Countertops | Item | AED | 85 | AI | ✓ |  | Citywalk Plot 5.11 Main Works Contract BOQ (1).xlsx |  |  |  | CITYWALK PHASE-05, PLOT 5.11 | Residential | CITYWALK RESIDENTIAL 1 LLC
442 | 21 | Kitchen countertop 2B+M2 -AST01; Size 3x0.8, 2.5x0.7m | 18 | No's | 3241 | 58338 | K — Accessories | K | K01 | K0101 | K1 Generally | 4.01 | FF&E – Kitchen Countertops | Item | AED | 85 | AI | ✓ |  | Citywalk Plot 5.11 Main Works Contract BOQ (1).xlsx |  |  |  | CITYWALK PHASE-05, PLOT 5.11 | Residential | CITYWALK RESIDENTIAL 1 LLC
444 | 21 | Vanity countertop AST02; Size 0.86x0.6 | 2 | No's | 496 | 992 | K — Accessories | K | K01 | K0101 | K1 Generally | 4.01 | FF&E – Vanity Countertops | Item | AED | 85 | AI | ✓ |  | Citywalk Plot 5.11 Main Works Contract BOQ (1).xlsx |  |  |  | CITYWALK PHASE-05, PLOT 5.11 | Residential | CITYWALK RESIDENTIAL 1 LLC
445 | 23 | Extra over for front panels; 0.86x0.12m | 2 | No's | 390 | 780 | B — Site Work | B | B15 | B1502 | B15 Bored piling | 8.01 | Site Works, Drainage, External Services & Landscaping | Volume (m³), Length (m), Area (m²), Enumerated (nr), Item | AED | 60 | Fuzzy | ⚠ |  | Citywalk Plot 5.11 Main Works Contract BOQ (1).xlsx |  |  |  | CITYWALK PHASE-05, PLOT 5.11 | Residential | CITYWALK RESIDENTIAL 1 LLC
446 | 24 | Vanity countertop AST02; Size 0.94x0.6 | 21 | No's | 533 | 11193 | K — Accessories | K | K01 | K0101 | K1 Generally | 4.01 | FF&E – Vanity Countertops | Item | AED | 85 | AI | ✓ |  | Citywalk Plot 5.11 Main Works Contract BOQ (1).xlsx |  |  |  | CITYWALK PHASE-05, PLOT 5.11 | Residential | CITYWALK RESIDENTIAL 1 LLC
447 | 25 | Extra over for front panels; 0.94x0.12m | 21 | No's | 374 | 7854 | B — Site Work | B | B15 | B1502 | B15 Bored piling | 8.01 | Site Works, Drainage, External Services & Landscaping | Volume (m³), Length (m), Area (m²), Enumerated (nr), Item | AED | 60 | Fuzzy | ⚠ |  | Citywalk Plot 5.11 Main Works Contract BOQ (1).xlsx |  |  |  | CITYWALK PHASE-05, PLOT 5.11 | Residential | CITYWALK RESIDENTIAL 1 LLC
448 | 26 | Vanity countertop AST02; Size 1.05x0.6 | 23 | No's | 584 | 13432 | K — Accessories | K | K02 | K0201 | K2 Partitions | 4.01 | FF&E – Vanity Countertops | Item | AED | 78 | AI | ⚠ |  | Citywalk Plot 5.11 Main Works Contract BOQ (1).xlsx |  |  |  | CITYWALK PHASE-05, PLOT 5.11 | Residential | CITYWALK RESIDENTIAL 1 LLC
449 | 27 | Extra over for front panels; 1.05x0.12m | 23 | No's | 393 | 9039 | B — Site Work | B | B15 | B1502 | B15 Bored piling | 8.01 | Site Works, Drainage, External Services & Landscaping | Volume (m³), Length (m), Area (m²), Enumerated (nr), Item | AED | 60 | Fuzzy | ⚠ |  | Citywalk Plot 5.11 Main Works Contract BOQ (1).xlsx |  |  |  | CITYWALK PHASE-05, PLOT 5.11 | Residential | CITYWALK RESIDENTIAL 1 LLC
450 | 26 | Vanity countertop AST02; Size 1.15x0.6 | 3 | No's | 630 | 1890 | K — Accessories | K | K02 | K0201 | K2 Partitions | 4.01 | FF&E – Vanity Countertops | Item | AED | 78 | AI | ⚠ |  | Citywalk Plot 5.11 Main Works Contract BOQ (1).xlsx |  |  |  | CITYWALK PHASE-05, PLOT 5.11 | Residential | CITYWALK RESIDENTIAL 1 LLC
451 | 27 | Extra over for front panels; 1.15x0.12m | 3 | No's | 411 | 1233 | B — Site Work | B | B15 | B1502 | B15 Bored piling | 8.01 | Site Works, Drainage, External Services & Landscaping | Volume (m³), Length (m), Area (m²), Enumerated (nr), Item | AED | 60 | Fuzzy | ⚠ |  | Citywalk Plot 5.11 Main Works Contract BOQ (1).xlsx |  |  |  | CITYWALK PHASE-05, PLOT 5.11 | Residential | CITYWALK RESIDENTIAL 1 LLC
454 |  |  |  | To Collection AED |  | 505246 | [8 empty] | AED |  |  |  |  | Citywalk Plot 5.11 Main Works Contract BOQ (1).xlsx |  |  |  | CITYWALK PHASE-05, PLOT 5.11 | Residential | CITYWALK RESIDENTIAL 1 LLC
▸ GENERALLY
459 | A | Allow for any other works which are not included above and which are required to complete the Accessories in accordance with the Specification and the Drawings (Tenderer to list below) |  | Item | 0 | 0 | A — General Requirements | A | A01 | A0101 | Conditions of contract | 9.01 | Preliminaries – Contingency | Item | AED | 90 | Rule | ✓ |  | Citywalk Plot 5.11 Main Works Contract BOQ (1).xlsx |  |  |  | CITYWALK PHASE-05, PLOT 5.11 | Residential | CITYWALK RESIDENTIAL 1 LLC
▸ ADDITIONAL ITEMS
461 | 1 | Extra over for front panels; 1.15x0.12m | 50 | No's | 701 | 35050 | B — Site Work | B | B15 | B1502 | B15 Bored piling | 8.01 | Site Works, Drainage, External Services & Landscaping | Volume (m³), Length (m), Area (m²), Enumerated (nr), Item | AED | 60 | Fuzzy | ⚠ |  | Citywalk Plot 5.11 Main Works Contract BOQ (1).xlsx |  |  |  | CITYWALK PHASE-05, PLOT 5.11 | Residential | CITYWALK RESIDENTIAL 1 LLC
462 | 2 | Extra over for front panels; 1.3x0.12m | 50 | No's | 331 | 16550 | B — Site Work | B | B15 | B1502 | B15 Bored piling | 8.01 | Site Works, Drainage, External Services & Landscaping | Volume (m³), Length (m), Area (m²), Enumerated (nr), Item | AED | 61 | Fuzzy | ⚠ |  | Citywalk Plot 5.11 Main Works Contract BOQ (1).xlsx |  |  |  | CITYWALK PHASE-05, PLOT 5.11 | Residential | CITYWALK RESIDENTIAL 1 LLC
463 | 3 | Vanity countertop AST02; Size 1.45x0.6 | 3 | No's | 771 | 2313 | K — Accessories | K | K02 | K0201 | K2 Partitions | 4.01 | FF&E – Vanity Countertops | Item | AED | 78 | AI | ⚠ |  | Citywalk Plot 5.11 Main Works Contract BOQ (1).xlsx |  |  |  | CITYWALK PHASE-05, PLOT 5.11 | Residential | CITYWALK RESIDENTIAL 1 LLC
464 | 4 | Extra over for front panels; 1.45x0.12m | 3 | No's | 358 | 1074 | B — Site Work | B | B15 | B1502 | B15 Bored piling | 8.01 | Site Works, Drainage, External Services & Landscaping | Volume (m³), Length (m), Area (m²), Enumerated (nr), Item | AED | 60 | Fuzzy | ⚠ |  | Citywalk Plot 5.11 Main Works Contract BOQ (1).xlsx |  |  |  | CITYWALK PHASE-05, PLOT 5.11 | Residential | CITYWALK RESIDENTIAL 1 LLC
465 | 5 | Vanity countertop AST02; Size 1.55x0.6 | 7 | No's | 816 | 5712 | K — Accessories | K | K02 | K0201 | K2 Partitions | 4.01 | FF&E – Vanity Countertops | Item | AED | 78 | AI | ⚠ |  | Citywalk Plot 5.11 Main Works Contract BOQ (1).xlsx |  |  |  | CITYWALK PHASE-05, PLOT 5.11 | Residential | CITYWALK RESIDENTIAL 1 LLC
466 | 6 | Extra over for front panels; 1.55x0.12m | 7 | No's | 270 | 1890 | B — Site Work | B | B15 | B1502 | B15 Bored piling | 8.01 | Site Works, Drainage, External Services & Landscaping | Volume (m³), Length (m), Area (m²), Enumerated (nr), Item | AED | 60 | Fuzzy | ⚠ |  | Citywalk Plot 5.11 Main Works Contract BOQ (1).xlsx |  |  |  | CITYWALK PHASE-05, PLOT 5.11 | Residential | CITYWALK RESIDENTIAL 1 LLC
467 | 7 | Vanity countertop AST02; Size 1.76x0.6 (Double vanity) | 7 | No's | 1124 | 7868 | K — Accessories | K | K02 | K0201 | K2 Partitions | 4.01 | FF&E – Vanity Countertops | Item | AED | 78 | AI | ⚠ |  | Citywalk Plot 5.11 Main Works Contract BOQ (1).xlsx |  |  |  | CITYWALK PHASE-05, PLOT 5.11 | Residential | CITYWALK RESIDENTIAL 1 LLC
468 | 8 | Extra over for front panels; 1.76x0.12m | 7 | No's | 401 | 2807 | B — Site Work | B | B15 | B1502 | B15 Bored piling | 8.01 | Site Works, Drainage, External Services & Landscaping | Volume (m³), Length (m), Area (m²), Enumerated (nr), Item | AED | 60 | Fuzzy | ⚠ |  | Citywalk Plot 5.11 Main Works Contract BOQ (1).xlsx |  |  |  | CITYWALK PHASE-05, PLOT 5.11 | Residential | CITYWALK RESIDENTIAL 1 LLC
469 | 9 | Vanity countertop AST02; Size 1.79x0.6 (Double vanity) | 21 | No's | 1131 | 23751 | K — Accessories | K | K02 | K0201 | K2 Partitions | 4.01 | FF&E – Vanity Countertops | Item | AED | 78 | AI | ⚠ |  | Citywalk Plot 5.11 Main Works Contract BOQ (1).xlsx |  |  |  | CITYWALK PHASE-05, PLOT 5.11 | Residential | CITYWALK RESIDENTIAL 1 LLC
470 | 10 | Extra over for front panels; 1.79x0.12m | 21 | No's | 313 | 6573 | B — Site Work | B | B15 | B1502 | B15 Bored piling | 8.01 | Site Works, Drainage, External Services & Landscaping | Volume (m³), Length (m), Area (m²), Enumerated (nr), Item | AED | 60 | Fuzzy | ⚠ |  | Citywalk Plot 5.11 Main Works Contract BOQ (1).xlsx |  |  |  | CITYWALK PHASE-05, PLOT 5.11 | Residential | CITYWALK RESIDENTIAL 1 LLC
471 | 11 | Vanity countertop AST02; Size 1.85x0.6 (Double vanity) | 1 | No's | 1146 | 1146 | K — Accessories | K | K02 | K0201 | K2 Partitions | 4.01 | FF&E – Vanity Countertops | Item | AED | 78 | AI | ⚠ |  | Citywalk Plot 5.11 Main Works Contract BOQ (1).xlsx |  |  |  | CITYWALK PHASE-05, PLOT 5.11 | Residential | CITYWALK RESIDENTIAL 1 LLC
472 | 12 | Extra over for front panels; 1.85x0.12m | 1 | No's | 428 | 428 | B — Site Work | B | B15 | B1502 | B15 Bored piling | 8.01 | Site Works, Drainage, External Services & Landscaping | Volume (m³), Length (m), Area (m²), Enumerated (nr), Item | AED | 60 | Fuzzy | ⚠ |  | Citywalk Plot 5.11 Main Works Contract BOQ (1).xlsx |  |  |  | CITYWALK PHASE-05, PLOT 5.11 | Residential | CITYWALK RESIDENTIAL 1 LLC
473 | 13 | Vanity countertop AST02; Size 1.88x0.6 (Double vanity) | 4 | No's | 1154 | 4616 | K — Accessories | K | K02 | K0201 | K2 Partitions | 4.01 | FF&E – Vanity Countertops | Item | AED | 78 | AI | ⚠ |  | Citywalk Plot 5.11 Main Works Contract BOQ (1).xlsx |  |  |  | CITYWALK PHASE-05, PLOT 5.11 | Residential | CITYWALK RESIDENTIAL 1 LLC
474 | 14 | Extra over for front panels; 1.88x0.12m | 4 | No's | 329 | 1316 | B — Site Work | B | B15 | B1502 | B15 Bored piling | 8.01 | Site Works, Drainage, External Services & Landscaping | Volume (m³), Length (m), Area (m²), Enumerated (nr), Item | AED | 60 | Fuzzy | ⚠ |  | Citywalk Plot 5.11 Main Works Contract BOQ (1).xlsx |  |  |  | CITYWALK PHASE-05, PLOT 5.11 | Residential | CITYWALK RESIDENTIAL 1 LLC
475 | 15 | Vanity countertop AST02; Size 1.96x0.6 (Double vanity) | 2 | No's | 1174 | 2348 | K — Accessories | K | K02 | K0201 | K2 Partitions | 4.01 | FF&E – Vanity Countertops | Item | AED | 78 | AI | ⚠ |  | Citywalk Plot 5.11 Main Works Contract BOQ (1).xlsx |  |  |  | CITYWALK PHASE-05, PLOT 5.11 | Residential | CITYWALK RESIDENTIAL 1 LLC
476 | 16 | Extra over for front panels; 1.96x0.12m | 2 | No's | 343 | 686 | B — Site Work | B | B15 | B1502 | B15 Bored piling | 8.01 | Site Works, Drainage, External Services & Landscaping | Volume (m³), Length (m), Area (m²), Enumerated (nr), Item | AED | 60 | Fuzzy | ⚠ |  | Citywalk Plot 5.11 Main Works Contract BOQ (1).xlsx |  |  |  | CITYWALK PHASE-05, PLOT 5.11 | Residential | CITYWALK RESIDENTIAL 1 LLC
477 | 17 | Shower glass partition; 1460 x 2500mm-1BR type 4 | 1 | Nr. | 3301 | 3301 | H — Doors And Windows | H | H05 | H0500 | H5 Glass | 2.06 | Windows and External Doors | Enumerated (nr), Area (m²), Length (m) | AED | 78 | Fuzzy | ⚠ |  | Citywalk Plot 5.11 Main Works Contract BOQ (1).xlsx |  |  |  | CITYWALK PHASE-05, PLOT 5.11 | Residential | CITYWALK RESIDENTIAL 1 LLC
478 | 18 | Shower glass partition; 1450 x 2500mm-3BR type 2 | 3 | Nr. | 3279 | 9837 | H — Doors And Windows | H | H05 | H0500 | H5 Glass | 2.06 | Windows and External Doors | Enumerated (nr), Area (m²), Length (m) | AED | 78 | Fuzzy | ⚠ |  | Citywalk Plot 5.11 Main Works Contract BOQ (1).xlsx |  |  |  | CITYWALK PHASE-05, PLOT 5.11 | Residential | CITYWALK RESIDENTIAL 1 LLC
479 | 19 | Shower glass partition; 1200 x 2500mm-3BR type 3 | 1 | Nr. | 2714 | 2714 | H — Doors And Windows | H | H05 | H0500 | H5 Glass | 2.06 | Windows and External Doors | Enumerated (nr), Area (m²), Length (m) | AED | 78 | Fuzzy | ⚠ |  | Citywalk Plot 5.11 Main Works Contract BOQ (1).xlsx |  |  |  | CITYWALK PHASE-05, PLOT 5.11 | Residential | CITYWALK RESIDENTIAL 1 LLC
▸ ADDITION & DEDUCTION
481 | 20 | Shower glass partition; 1200 x 2500mm-1BR type 4 | -1 | Nr. | 2714 | -2714 | H — Doors And Windows | H | H05 | H0500 | H5 Glass | 2.06 | Windows and External Doors | Enumerated (nr), Area (m²), Length (m) | AED | 78 | Fuzzy | ⚠ |  | Citywalk Plot 5.11 Main Works Contract BOQ (1).xlsx |  |  |  | CITYWALK PHASE-05, PLOT 5.11 | Residential | CITYWALK RESIDENTIAL 1 LLC
482 | 21 | Type IDI-1D11; FHC identification sign | 2 | Nr. | 426 | 852 | K — Accessories | K | K05 | K0502 |  | 5.12 | Communication & Security – Signage & Identification | Item | AED | 82 | AI | ⚠ |  | Citywalk Plot 5.11 Main Works Contract BOQ (1).xlsx |  |  |  | CITYWALK PHASE-05, PLOT 5.11 | Residential | CITYWALK RESIDENTIAL 1 LLC
483 | 22 | Type IDI-DR01; apartment number directional sign | 1 | Nr. | 426 | 426 | K — Accessories | K | K05 | K0502 |  | 5.12 | Communication & Security – Signage & Identification | Item | AED | 82 | AI | ⚠ |  | Citywalk Plot 5.11 Main Works Contract BOQ (1).xlsx |  |  |  | CITYWALK PHASE-05, PLOT 5.11 | Residential | CITYWALK RESIDENTIAL 1 LLC
484 | 23 | Mirror 1700 x 1000mm high | -99 | Nr. | 1719 | -170181 | K — Accessories | K | K02 | K0201 | K2 Partitions | 3.01 | Accessories – Mirror | Enumerated (nr) | AED | 93 | Rule | ✓ |  | Citywalk Plot 5.11 Main Works Contract BOQ (1).xlsx |  |  |  | CITYWALK PHASE-05, PLOT 5.11 | Residential | CITYWALK RESIDENTIAL 1 LLC
485 | 24 | Mirror 2300 x 1000mm high | -51 | Nr. | 2325 | -118575 | K — Accessories | K | K02 | K0201 | K2 Partitions | 3.01 | Accessories – Mirror | Enumerated (nr) | AED | 93 | Rule | ✓ |  | Citywalk Plot 5.11 Main Works Contract BOQ (1).xlsx |  |  |  | CITYWALK PHASE-05, PLOT 5.11 | Residential | CITYWALK RESIDENTIAL 1 LLC
486 | 25 | Vanity counter top; 1700x600mm | -97 | Nr. | 1109 | -107573 | K — Accessories | K | K02 | K0201 | K2 Partitions | 4.01 | FF&E – Vanity Countertops | Item | AED | 78 | AI | ⚠ |  | Citywalk Plot 5.11 Main Works Contract BOQ (1).xlsx |  |  |  | CITYWALK PHASE-05, PLOT 5.11 | Residential | CITYWALK RESIDENTIAL 1 LLC
487 | 26 | Extra over for front panels; 1700x120mm | -97 | Nr. | 401 | -38897 | B — Site Work | B | B15 | B1502 | B15 Bored piling | 8.01 | Site Works, Drainage, External Services & Landscaping | Volume (m³), Length (m), Area (m²), Enumerated (nr), Item | AED | 60 | Fuzzy | ⚠ |  | Citywalk Plot 5.11 Main Works Contract BOQ (1).xlsx |  |  |  | CITYWALK PHASE-05, PLOT 5.11 | Residential | CITYWALK RESIDENTIAL 1 LLC
488 | 27 | Vanity counter top; 900x600mm | 1 | Nr. | 518 | 518 | K — Accessories | K | K02 | K0201 | K2 Partitions | 4.01 | FF&E – Vanity Countertops | Item | AED | 78 | AI | ⚠ |  | Citywalk Plot 5.11 Main Works Contract BOQ (1).xlsx |  |  |  | CITYWALK PHASE-05, PLOT 5.11 | Residential | CITYWALK RESIDENTIAL 1 LLC
489 | 28 | Extra over for front panels; 900x120mm | 1 | Nr. | 264 | 264 | B — Site Work | B | B15 | B1502 | B15 Bored piling | 8.01 | Site Works, Drainage, External Services & Landscaping | Volume (m³), Length (m), Area (m²), Enumerated (nr), Item | AED | 61 | Fuzzy | ⚠ |  | Citywalk Plot 5.11 Main Works Contract BOQ (1).xlsx |  |  |  | CITYWALK PHASE-05, PLOT 5.11 | Residential | CITYWALK RESIDENTIAL 1 LLC
490 | 29 | Vanity counter top; 2300x600mm | -48 | Nr. | 1258 | -60384 | K — Accessories | K | K02 | K0201 | K2 Partitions | 4.01 | FF&E – Vanity Countertops | Item | AED | 78 | AI | ⚠ |  | Citywalk Plot 5.11 Main Works Contract BOQ (1).xlsx |  |  |  | CITYWALK PHASE-05, PLOT 5.11 | Residential | CITYWALK RESIDENTIAL 1 LLC
491 | 30 | Extra over for front panels; 2300x120mm | -48 | Nr. | 401 | -19248 | B — Site Work | B | B15 | B1502 | B15 Bored piling | 8.01 | Site Works, Drainage, External Services & Landscaping | Volume (m³), Length (m), Area (m²), Enumerated (nr), Item | AED | 60 | Fuzzy | ⚠ |  | Citywalk Plot 5.11 Main Works Contract BOQ (1).xlsx |  |  |  | CITYWALK PHASE-05, PLOT 5.11 | Residential | CITYWALK RESIDENTIAL 1 LLC
492 | 31 | To gym | 5 | m² | 250 | 1250 | Q — Mechanical Engineering Installations | Q | Q07 | Q0702 | Q7 Insulation, including linings and protective coverings | 5.06 | Mechanical Engineering Installations | Length (m), Weight (t), Area (m²), Enumerated (nr), Item | AED | 63 | Fuzzy | ⚠ |  | Citywalk Plot 5.11 Main Works Contract BOQ (1).xlsx |  |  |  | CITYWALK PHASE-05, PLOT 5.11 | Residential | CITYWALK RESIDENTIAL 1 LLC
496 |  |  |  | To Collection AED |  | -384282 | [8 empty] | AED |  |  |  |  | Citywalk Plot 5.11 Main Works Contract BOQ (1).xlsx |  |  |  | CITYWALK PHASE-05, PLOT 5.11 | Residential | CITYWALK RESIDENTIAL 1 LLC
499 |  | COLLECTION | [12 empty] | AED |  |  |  |  | Citywalk Plot 5.11 Main Works Contract BOQ (1).xlsx |  |  |  | CITYWALK PHASE-05, PLOT 5.11 | Residential | CITYWALK RESIDENTIAL 1 LLC
501 |  | Page 3/K/1 |  |  |  | 321455 | [8 empty] | AED |  |  |  |  | Citywalk Plot 5.11 Main Works Contract BOQ (1).xlsx |  |  |  | CITYWALK PHASE-05, PLOT 5.11 | Residential | CITYWALK RESIDENTIAL 1 LLC
503 |  | Page 3/K/2 |  |  |  | 103525 | [8 empty] | AED |  |  |  |  | Citywalk Plot 5.11 Main Works Contract BOQ (1).xlsx |  |  |  | CITYWALK PHASE-05, PLOT 5.11 | Residential | CITYWALK RESIDENTIAL 1 LLC
505 |  | Page 3/K/3 |  |  |  | 9532 | [8 empty] | AED |  |  |  |  | Citywalk Plot 5.11 Main Works Contract BOQ (1).xlsx |  |  |  | CITYWALK PHASE-05, PLOT 5.11 | Residential | CITYWALK RESIDENTIAL 1 LLC
507 |  | Page 3/K/4 |  |  |  | 72959 | [8 empty] | AED |  |  |  |  | Citywalk Plot 5.11 Main Works Contract BOQ (1).xlsx |  |  |  | CITYWALK PHASE-05, PLOT 5.11 | Residential | CITYWALK RESIDENTIAL 1 LLC
509 |  | Page 3/K/5 |  |  |  | 56023 | [8 empty] | AED |  |  |  |  | Citywalk Plot 5.11 Main Works Contract BOQ (1).xlsx |  |  |  | CITYWALK PHASE-05, PLOT 5.11 | Residential | CITYWALK RESIDENTIAL 1 LLC
511 |  | Page 3/K/6 |  |  |  | 339411 | [8 empty] | AED |  |  |  |  | Citywalk Plot 5.11 Main Works Contract BOQ (1).xlsx |  |  |  | CITYWALK PHASE-05, PLOT 5.11 | Residential | CITYWALK RESIDENTIAL 1 LLC
513 |  | Page 3/K/7 |  |  |  | 177097 | [8 empty] | AED |  |  |  |  | Citywalk Plot 5.11 Main Works Contract BOQ (1).xlsx |  |  |  | CITYWALK PHASE-05, PLOT 5.11 | Residential | CITYWALK RESIDENTIAL 1 LLC
515 |  | Page 3/K/8 |  |  |  | 58480 | [8 empty] | AED |  |  |  |  | Citywalk Plot 5.11 Main Works Contract BOQ (1).xlsx |  |  |  | CITYWALK PHASE-05, PLOT 5.11 | Residential | CITYWALK RESIDENTIAL 1 LLC
517 |  | Page 3/K/9 |  |  |  | 285161 | [8 empty] | AED |  |  |  |  | Citywalk Plot 5.11 Main Works Contract BOQ (1).xlsx |  |  |  | CITYWALK PHASE-05, PLOT 5.11 | Residential | CITYWALK RESIDENTIAL 1 LLC
519 |  | Page 3/K/10 |  |  |  | 19131 | [8 empty] | AED |  |  |  |  | Citywalk Plot 5.11 Main Works Contract BOQ (1).xlsx |  |  |  | CITYWALK PHASE-05, PLOT 5.11 | Residential | CITYWALK RESIDENTIAL 1 LLC
521 |  | Page 3/K/11 |  |  |  | 505246 | [8 empty] | AED |  |  |  |  | Citywalk Plot 5.11 Main Works Contract BOQ (1).xlsx |  |  |  | CITYWALK PHASE-05, PLOT 5.11 | Residential | CITYWALK RESIDENTIAL 1 LLC
523 |  | Page 3/K/12 |  |  |  | -384282 | [8 empty] | AED |  |  |  |  | Citywalk Plot 5.11 Main Works Contract BOQ (1).xlsx |  |  |  | CITYWALK PHASE-05, PLOT 5.11 | Residential | CITYWALK RESIDENTIAL 1 LLC
546 |  |  |  | Carried To Summary AED |  | 1563738 | [8 empty] | AED |  |  |  |  | Citywalk Plot 5.11 Main Works Contract BOQ (1).xlsx |  |  |  | CITYWALK PHASE-05, PLOT 5.11 | Residential | CITYWALK RESIDENTIAL 1 LLC
Items coded: 160 · Auto ✓: 51 · Flagged ⚠: 109 · Auto rate: 32%

## 3L
Citywalk Plot 5.11 Main Works Contract BOQ (1) · 3L
A–G = original bill data · H–S = POMI + NRM coding · T–AB = project metadata · ✓ ≥85% · ⚠ <85% = review
Row | REF | Description | Qty | Unit | Rate | Amount | POMI Section | Code 1 | Code 2 | Code 3 | POMI Sub Section | NRM | NRM Description | Measurement | Currency | Conf% | Stage | Flag | ACTION | BATCH | Country | City | Asset | Project | Type | Employer | Contract Type
▸ EQUIPMENT
▸ BUILDING MANAGEMENT UNIT (BMU)
▸ Note: Refer to the following:
▸ 1. Drawings;
▸ DHRE0017-KP-XX-ZZ-DWG-FA-60003
14 |  | Facade access and building maintenance unit (BMU) | 1 | item | 760856 | 760856 | [8 empty] | AED |  |  |  |  | Citywalk Plot 5.11 Main Works Contract BOQ (1).xlsx |  |  |  | CITYWALK PHASE-05, PLOT 5.11 | Residential | CITYWALK RESIDENTIAL 1 LLC
16 | A | Floor mounted fall protection line with upstand | 171 | m |  | Included | C — Concrete Work | C | C02 | C0201 | C2 Poured concrete | 2.01 | Frame | Volume (m³) | AED | 90 | Rule | ✓ |  | Citywalk Plot 5.11 Main Works Contract BOQ (1).xlsx |  |  |  | CITYWALK PHASE-05, PLOT 5.11 | Residential | CITYWALK RESIDENTIAL 1 LLC
18 | B | Face mounted monorail track fixed at the Level 4, 5 and 8 slab | 267 | m |  | Included | C — Concrete Work | C | C04 | C0401 | C4 Shuttering | 2.01 | Frame / Concrete Work | Volume (m³), Weight (t), Area (m²), Length (m), Enumerated (nr) | AED | 66 | Fuzzy | ⚠ |  | Citywalk Plot 5.11 Main Works Contract BOQ (1).xlsx |  |  |  | CITYWALK PHASE-05, PLOT 5.11 | Residential | CITYWALK RESIDENTIAL 1 LLC
20 | C | Face mounted monorail for the planter maintenance | 83 | m |  | Included | M — Furnishings | M | M01 | M0101 | M1 Generally | 3.01 | Furnishings – Planter | Enumerated (nr) | AED | 90 | Rule | ✓ |  | Citywalk Plot 5.11 Main Works Contract BOQ (1).xlsx |  |  |  | CITYWALK PHASE-05, PLOT 5.11 | Residential | CITYWALK RESIDENTIAL 1 LLC
22 | D | Soffit mounted monorail track fixed underneath the level 8 slab | 5 | m |  | Included | C — Concrete Work | C | C02 | C0201 | C2 Poured concrete | 2.01 | Frame / Concrete Work | Volume (m³), Weight (t), Area (m²), Length (m), Enumerated (nr) | AED | 66 | Fuzzy | ⚠ |  | Citywalk Plot 5.11 Main Works Contract BOQ (1).xlsx |  |  |  | CITYWALK PHASE-05, PLOT 5.11 | Residential | CITYWALK RESIDENTIAL 1 LLC
24 | E | Floor mounted Abseil anchor system | 155 | Nr. |  | Included | K — Accessories | K | K01 | K0101 | K1 Generally | 5.11 | Fire & Lightning Protection – Fall Protection Systems | Item | AED | 75 | AI | ⚠ |  | Citywalk Plot 5.11 Main Works Contract BOQ (1).xlsx |  |  |  | CITYWALK PHASE-05, PLOT 5.11 | Residential | CITYWALK RESIDENTIAL 1 LLC
26 | F | Soffit mounted Abseil anchor system at Lower roof, Level 5 | 5 | Nr. |  | Included | K — Accessories | K | K01 | K0101 | K1 Generally | 5.11 | Fire & Lightning Protection – Fall Protection Systems | Item | AED | 75 | AI | ⚠ |  | Citywalk Plot 5.11 Main Works Contract BOQ (1).xlsx |  |  |  | CITYWALK PHASE-05, PLOT 5.11 | Residential | CITYWALK RESIDENTIAL 1 LLC
28 | G | Allowance for tucker pole cleaning system | 0 | Item |  | Included | K — Accessories | K | K01 | K0102 | K1 Generally | 5.11 | Fire & Lightning Protection – Building Maintenance Equipment | Allowance | AED | 70 | AI | ⚠ |  | Citywalk Plot 5.11 Main Works Contract BOQ (1).xlsx |  |  |  | CITYWALK PHASE-05, PLOT 5.11 | Residential | CITYWALK RESIDENTIAL 1 LLC
44 |  |  |  | To Collection AED |  | 760856 | [8 empty] | AED |  |  |  |  | Citywalk Plot 5.11 Main Works Contract BOQ (1).xlsx |  |  |  | CITYWALK PHASE-05, PLOT 5.11 | Residential | CITYWALK RESIDENTIAL 1 LLC
▸ KITCHEN EQUIPMENT
▸ Note: Refer to the following:
▸ 1. Specification;
▸ DHRE0017-KP-XX-XX-SPC-MW-108001_00
▸ 2. Drawings;
▸ DHRE0017-KP-XX-ZZ-DWG-ID-103201_02
▸ DHRE0017-KP-XX-ZZ-DWG-ID-103202_02
▸ DHRE0017-KP-XX-ZZ-DWG-ID-103203_02
▸ DHRE0017-KP-XX-ZZ-DWG-ID-103204_02
▸ DHRE0017-KP-XX-ZZ-DWG-ID-103205_02
▸ DHRE0017-KP-XX-ZZ-DWG-ID-103206_02
▸ DHRE0017-KP-XX-ZZ-DWG-ID-103207_02
▸ Kitchen equipment; including all ancillary works as necessary
74 | A | A-EQ-01 : Electric Hob 90 cm | 58 | Nr. | 2378 | 137924 | L — Equipment | L | L02 | L0201 |  | 4.01 | FF&E – Kitchen Appliances | Item | AED | 88 | AI | ✓ |  | Citywalk Plot 5.11 Main Works Contract BOQ (1).xlsx |  |  |  | CITYWALK PHASE-05, PLOT 5.11 | Residential | CITYWALK RESIDENTIAL 1 LLC
76 | B | A-EQ-02 : Integrated Fridge 90 cm | 58 | Nr. | 13419 | 778302 | L — Equipment | L | L02 | L0201 |  | 4.01 | FF&E – Kitchen Appliances | Item | AED | 88 | AI | ✓ |  | Citywalk Plot 5.11 Main Works Contract BOQ (1).xlsx |  |  |  | CITYWALK PHASE-05, PLOT 5.11 | Residential | CITYWALK RESIDENTIAL 1 LLC
78 | C | A-EQ-03 : Electric Oven 90 cm | 58 | Nr. | 4359 | 252822 | L — Equipment | L | L02 | L0201 |  | 4.01 | FF&E – Kitchen Appliances | Item | AED | 88 | AI | ✓ |  | Citywalk Plot 5.11 Main Works Contract BOQ (1).xlsx |  |  |  | CITYWALK PHASE-05, PLOT 5.11 | Residential | CITYWALK RESIDENTIAL 1 LLC
80 | D | A-EQ-04: Integrated Hood 90 cm | 58 | Nr. | 429 | 24882 | L — Equipment | L | L02 | L0201 |  | 4.01 | FF&E – Kitchen Appliances | Item | AED | 88 | AI | ✓ |  | Citywalk Plot 5.11 Main Works Contract BOQ (1).xlsx |  |  |  | CITYWALK PHASE-05, PLOT 5.11 | Residential | CITYWALK RESIDENTIAL 1 LLC
82 | E | A-EQ-05: Integrated Dishwasher 60 mm | 114 | Nr. | 1506 | 171684 | L — Equipment | L | L02 | L0201 |  | 4.01 | FF&E – Kitchen Appliances | Item | AED | 88 | AI | ✓ |  | Citywalk Plot 5.11 Main Works Contract BOQ (1).xlsx |  |  |  | CITYWALK PHASE-05, PLOT 5.11 | Residential | CITYWALK RESIDENTIAL 1 LLC
84 | F | A-EQ-06: Electric Hob 60 cm | 56 | Nr. | 1283 | 71848 | L — Equipment | L | L02 | L0201 |  | 4.01 | FF&E – Kitchen Appliances | Item | AED | 88 | AI | ✓ |  | Citywalk Plot 5.11 Main Works Contract BOQ (1).xlsx |  |  |  | CITYWALK PHASE-05, PLOT 5.11 | Residential | CITYWALK RESIDENTIAL 1 LLC
86 | G | A-EQ-07 : Integrated Fridge 60 cm | 56 | Nr. | 2634 | 147504 | L — Equipment | L | L02 | L0201 |  | 4.01 | FF&E – Kitchen Appliances | Item | AED | 88 | AI | ✓ |  | Citywalk Plot 5.11 Main Works Contract BOQ (1).xlsx |  |  |  | CITYWALK PHASE-05, PLOT 5.11 | Residential | CITYWALK RESIDENTIAL 1 LLC
88 | H | A-EQ-08: Electric Oven 60 cm | 56 | Nr. | 2642 | 147952 | L — Equipment | L | L02 | L0201 |  | 4.01 | FF&E – Kitchen Appliances | Item | AED | 88 | AI | ✓ |  | Citywalk Plot 5.11 Main Works Contract BOQ (1).xlsx |  |  |  | CITYWALK PHASE-05, PLOT 5.11 | Residential | CITYWALK RESIDENTIAL 1 LLC
91 |  |  |  | To Collection AED |  | 1732918 | [8 empty] | AED |  |  |  |  | Citywalk Plot 5.11 Main Works Contract BOQ (1).xlsx |  |  |  | CITYWALK PHASE-05, PLOT 5.11 | Residential | CITYWALK RESIDENTIAL 1 LLC
▸ KITCHEN EQUIPMENT (Cont'd)
97 | A | A-EQ-09: Integrated Hood 60 cm | 56 | Nr. | 0 | Not Shown in dwg | L — Equipment | L | L02 | L0201 |  | 4.01 | FF&E – Kitchen Appliances | Item | AED | 88 | AI | ✓ |  | Citywalk Plot 5.11 Main Works Contract BOQ (1).xlsx |  |  |  | CITYWALK PHASE-05, PLOT 5.11 | Residential | CITYWALK RESIDENTIAL 1 LLC
99 | B | A-EQ-10: Drip Tray for 1 Bowl Sink Cabinet | 59 | Nr. | 0 | Incl in Kitchen | K — Accessories | K | K02 | K0202 | K2 Partitions | 4.01 | FF&E – Kitchen Accessories | Item | AED | 80 | AI | ⚠ |  | Citywalk Plot 5.11 Main Works Contract BOQ (1).xlsx |  |  |  | CITYWALK PHASE-05, PLOT 5.11 | Residential | CITYWALK RESIDENTIAL 1 LLC
101 | C | A-EQ-11: Drip Tray for 2 Bowl Sink Cabinet | 55 | Nr. | 0 | Incl in Kitchen | K — Accessories | K | K02 | K0202 | K2 Partitions | 4.01 | FF&E – Kitchen Accessories | Item | AED | 80 | AI | ⚠ |  | Citywalk Plot 5.11 Main Works Contract BOQ (1).xlsx |  |  |  | CITYWALK PHASE-05, PLOT 5.11 | Residential | CITYWALK RESIDENTIAL 1 LLC
103 | D | A-SW-40: Double Bowl Kitchen Sink 74 cm | 55 | Nr. | 973 | 53515 | K — Accessories | K | K02 | K0201 | K2 Partitions | 5.04 | Water Installations – Sanitary Appliances | Item | AED | 85 | AI | ✓ |  | Citywalk Plot 5.11 Main Works Contract BOQ (1).xlsx |  |  |  | CITYWALK PHASE-05, PLOT 5.11 | Residential | CITYWALK RESIDENTIAL 1 LLC
105 | E | A-SW-41: Single Bowl Kitchen Sink 40 cm | 59 | Nr. | 483 | 28497 | K — Accessories | K | K02 | K0201 | K2 Partitions | 5.04 | Water Installations – Sanitary Appliances | Item | AED | 85 | AI | ✓ |  | Citywalk Plot 5.11 Main Works Contract BOQ (1).xlsx |  |  |  | CITYWALK PHASE-05, PLOT 5.11 | Residential | CITYWALK RESIDENTIAL 1 LLC
107 | F | A-SW-42: Kitchen Mixer | 114 | Nr. | 440 | 50160 | K — Accessories | K | K02 | K0201 | K2 Partitions | 5.04 | Water Installations – Taps & Mixers | Item | AED | 85 | AI | ✓ |  | Citywalk Plot 5.11 Main Works Contract BOQ (1).xlsx |  |  |  | CITYWALK PHASE-05, PLOT 5.11 | Residential | CITYWALK RESIDENTIAL 1 LLC
109 | G | A-SW-45: 200x200mm Kitchen Drain | 114 | Nr. | 0 | Included | K — Accessories | K | K02 | K0201 | K2 Partitions | 5.04 | Water Installations – Drainage | Item | AED | 85 | AI | ✓ |  | Citywalk Plot 5.11 Main Works Contract BOQ (1).xlsx |  |  |  | CITYWALK PHASE-05, PLOT 5.11 | Residential | CITYWALK RESIDENTIAL 1 LLC
138 |  |  |  | To Collection AED |  | 132172 | [8 empty] | AED |  |  |  |  | Citywalk Plot 5.11 Main Works Contract BOQ (1).xlsx |  |  |  | CITYWALK PHASE-05, PLOT 5.11 | Residential | CITYWALK RESIDENTIAL 1 LLC
▸ GYM EQUIPMENT
▸ Note: Refer to the following:
▸ 1. Drawings;
▸ DHRE0017-KP-XX-01-DWG-ID-104202
150 | A | Dual Adjustable Pulley; C-GE-01 | 1 | Nr. | 45541 | 45541 | L — Equipment | L | L03 | L0302 |  | 4.01 | FF&E – Gym & Sports Equipment | Item | AED | 88 | AI | ✓ |  | Citywalk Plot 5.11 Main Works Contract BOQ (1).xlsx |  |  |  | CITYWALK PHASE-05, PLOT 5.11 | Residential | CITYWALK RESIDENTIAL 1 LLC
152 | B | Two Tier Dumbbell Rack; C-GE-02 | 1 | Nr. | 9249 | 9249 | L — Equipment | L | L03 | L0302 |  | 4.01 | FF&E – Gym & Sports Equipment | Item | AED | 88 | AI | ✓ |  | Citywalk Plot 5.11 Main Works Contract BOQ (1).xlsx |  |  |  | CITYWALK PHASE-05, PLOT 5.11 | Residential | CITYWALK RESIDENTIAL 1 LLC
154 | C | Adjustable Bench; C-GE-03 | 1 | Nr. | 11318 | 11318 | L — Equipment | L | L03 | L0302 |  | 4.01 | FF&E – Gym & Sports Equipment | Item | AED | 88 | AI | ✓ |  | Citywalk Plot 5.11 Main Works Contract BOQ (1).xlsx |  |  |  | CITYWALK PHASE-05, PLOT 5.11 | Residential | CITYWALK RESIDENTIAL 1 LLC
156 | D | Multipower; C-GE-04 | 1 | Nr. | 29712 | 29712 | L — Equipment | L | L03 | L0302 |  | 4.01 | FF&E – Gym & Sports Equipment | Item | AED | 88 | AI | ✓ |  | Citywalk Plot 5.11 Main Works Contract BOQ (1).xlsx |  |  |  | CITYWALK PHASE-05, PLOT 5.11 | Residential | CITYWALK RESIDENTIAL 1 LLC
158 | E | Barbell Rack; C-GE-05 | 1 | Nr. | 2849 | 2849 | L — Equipment | L | L03 | L0302 |  | 4.01 | FF&E – Gym & Sports Equipment | Item | AED | 88 | AI | ✓ |  | Citywalk Plot 5.11 Main Works Contract BOQ (1).xlsx |  |  |  | CITYWALK PHASE-05, PLOT 5.11 | Residential | CITYWALK RESIDENTIAL 1 LLC
160 | F | Plate Rack; C-GE-06 | 1 | Nr. | 35394 | 35394 | L — Equipment | L | L03 | L0302 |  | 4.01 | FF&E – Gym & Sports Equipment | Item | AED | 88 | AI | ✓ |  | Citywalk Plot 5.11 Main Works Contract BOQ (1).xlsx |  |  |  | CITYWALK PHASE-05, PLOT 5.11 | Residential | CITYWALK RESIDENTIAL 1 LLC
162 | G | Skilltools kit; C-GE-07 | 1 | Nr. | 35394 | 35394 | L — Equipment | L | L03 | L0302 |  | 4.01 | FF&E – Gym & Sports Equipment | Item | AED | 88 | AI | ✓ |  | Citywalk Plot 5.11 Main Works Contract BOQ (1).xlsx |  |  |  | CITYWALK PHASE-05, PLOT 5.11 | Residential | CITYWALK RESIDENTIAL 1 LLC
164 | H | Treadmill - Excite Live Run Live 10; C-GE-11 | 2 | Nr. | 41986 | 83972 | L — Equipment | L | L03 | L0302 |  | 4.01 | FF&E – Gym & Sports Equipment | Item | AED | 88 | AI | ✓ |  | Citywalk Plot 5.11 Main Works Contract BOQ (1).xlsx |  |  |  | CITYWALK PHASE-05, PLOT 5.11 | Residential | CITYWALK RESIDENTIAL 1 LLC
166 | J | Excite Live Synchro Live 10; C-GE-12 | 1 | Nr. | 36659 | 36659 | L — Equipment | L | L03 | L0302 |  | 4.01 | FF&E – Gym & Sports Equipment | Item | AED | 88 | AI | ✓ |  | Citywalk Plot 5.11 Main Works Contract BOQ (1).xlsx |  |  |  | CITYWALK PHASE-05, PLOT 5.11 | Residential | CITYWALK RESIDENTIAL 1 LLC
168 | K | Excite Live Recline Live 10; C-GE-13 | 1 | Nr. | 24970 | 24970 | L — Equipment | L | L03 | L0302 |  | 4.01 | FF&E – Gym & Sports Equipment | Item | AED | 88 | AI | ✓ |  | Citywalk Plot 5.11 Main Works Contract BOQ (1).xlsx |  |  |  | CITYWALK PHASE-05, PLOT 5.11 | Residential | CITYWALK RESIDENTIAL 1 LLC
170 | L | Excite Live Bike Live 10; C-GE-14 | 1 | Nr. | 22520 | 22520 | L — Equipment | L | L03 | L0302 |  | 4.01 | FF&E – Gym & Sports Equipment | Item | AED | 88 | AI | ✓ |  | Citywalk Plot 5.11 Main Works Contract BOQ (1).xlsx |  |  |  | CITYWALK PHASE-05, PLOT 5.11 | Residential | CITYWALK RESIDENTIAL 1 LLC
172 | M | Skillrow; C-GE-15 | 1 | Nr. | 19694 | 19694 | L — Equipment | L | L03 | L0302 |  | 4.01 | FF&E – Gym & Sports Equipment | Item | AED | 88 | AI | ✓ |  | Citywalk Plot 5.11 Main Works Contract BOQ (1).xlsx |  |  |  | CITYWALK PHASE-05, PLOT 5.11 | Residential | CITYWALK RESIDENTIAL 1 LLC
174 | N | Fitness Mat; C-GE-16 | 1 | Nr. | 745 | 745 | K — Accessories | K | K03 | K0301 |  | 4.01 | FF&E – Gym Accessories | Item | AED | 85 | AI | ✓ |  | Citywalk Plot 5.11 Main Works Contract BOQ (1).xlsx |  |  |  | CITYWALK PHASE-05, PLOT 5.11 | Residential | CITYWALK RESIDENTIAL 1 LLC
176 | P | Fitness Mat; C-GE-17 | 1 | Nr. | 504 | 504 | K — Accessories | K | K03 | K0301 |  | 4.01 | FF&E – Gym Accessories | Item | AED | 85 | AI | ✓ |  | Citywalk Plot 5.11 Main Works Contract BOQ (1).xlsx |  |  |  | CITYWALK PHASE-05, PLOT 5.11 | Residential | CITYWALK RESIDENTIAL 1 LLC
178 | Q | Boxing Bag; C-GE-18 | 2 | Nr. | 956 | 1912 | L — Equipment | L | L03 | L0302 |  | 4.01 | FF&E – Gym & Sports Equipment | Item | AED | 88 | AI | ✓ |  | Citywalk Plot 5.11 Main Works Contract BOQ (1).xlsx |  |  |  | CITYWALK PHASE-05, PLOT 5.11 | Residential | CITYWALK RESIDENTIAL 1 LLC
180 | R | Water dispenser; C-GE-19 | 1 | Nr. | 1994 | 1994 | K — Accessories | K | K03 | K0301 |  | 4.01 | FF&E – Gym Accessories | Item | AED | 80 | AI | ⚠ |  | Citywalk Plot 5.11 Main Works Contract BOQ (1).xlsx |  |  |  | CITYWALK PHASE-05, PLOT 5.11 | Residential | CITYWALK RESIDENTIAL 1 LLC
186 |  |  |  | To Collection AED |  | 362427 | [8 empty] | AED |  |  |  |  | Citywalk Plot 5.11 Main Works Contract BOQ (1).xlsx |  |  |  | CITYWALK PHASE-05, PLOT 5.11 | Residential | CITYWALK RESIDENTIAL 1 LLC
▸ GYM EQUIPMENT (Cont'd)
192 | A | GRP Urethane Disk | 2 | Nr. | 5519 | 11038 | K — Accessories | K | K03 | K0301 |  | 4.01 | FF&E – Gym Accessories | Item | AED | 85 | AI | ✓ |  | Citywalk Plot 5.11 Main Works Contract BOQ (1).xlsx |  |  |  | CITYWALK PHASE-05, PLOT 5.11 | Residential | CITYWALK RESIDENTIAL 1 LLC
194 | B | Set of Dumbbells | 1 | Item | 15837 | 15837 | K — Accessories | K | K03 | K0301 |  | 4.01 | FF&E – Gym Accessories | Set | AED | 85 | AI | ✓ |  | Citywalk Plot 5.11 Main Works Contract BOQ (1).xlsx |  |  |  | CITYWALK PHASE-05, PLOT 5.11 | Residential | CITYWALK RESIDENTIAL 1 LLC
196 | C | Power Pack DAP | 1 | Item | 2545 | 2545 | K — Accessories | K | K03 | K0301 |  | 4.01 | FF&E – Gym Accessories | Item | AED | 85 | AI | ✓ |  | Citywalk Plot 5.11 Main Works Contract BOQ (1).xlsx |  |  |  | CITYWALK PHASE-05, PLOT 5.11 | Residential | CITYWALK RESIDENTIAL 1 LLC
198 | D | Storage Mat | 1 | Nr. | 745 | 745 | K — Accessories | K | K03 | K0301 |  | 4.01 | FF&E – Gym Accessories | Item | AED | 85 | AI | ✓ |  | Citywalk Plot 5.11 Main Works Contract BOQ (1).xlsx |  |  |  | CITYWALK PHASE-05, PLOT 5.11 | Residential | CITYWALK RESIDENTIAL 1 LLC
200 | E | Set Tricep Cord | 1 | Nr. | 205 | 205 | K — Accessories | K | K03 | K0301 |  | 4.01 | FF&E – Gym Accessories | Set | AED | 85 | AI | ✓ |  | Citywalk Plot 5.11 Main Works Contract BOQ (1).xlsx |  |  |  | CITYWALK PHASE-05, PLOT 5.11 | Residential | CITYWALK RESIDENTIAL 1 LLC
202 | F | Barbell B010 | 1 | Nr. | 1700 | 1700 | K — Accessories | K | K03 | K0301 |  | 4.01 | FF&E – Gym Accessories | Item | AED | 85 | AI | ✓ |  | Citywalk Plot 5.11 Main Works Contract BOQ (1).xlsx |  |  |  | CITYWALK PHASE-05, PLOT 5.11 | Residential | CITYWALK RESIDENTIAL 1 LLC
204 | G | Barbell B011 | 1 | Nr. | 1462 | 1462 | L — Equipment | L | L05 | L0501 |  | 4.01 | FF&E – Gym Equipment | Item | AED | 75 | AI | ⚠ |  | Citywalk Plot 5.11 Main Works Contract BOQ (1).xlsx |  |  |  | CITYWALK PHASE-05, PLOT 5.11 | Residential | CITYWALK RESIDENTIAL 1 LLC
206 | H | Barbell B011 | 1 | Nr. | 1700 | 1700 | L — Equipment | L | L05 | L0501 |  | 4.01 | FF&E – Gym Equipment | Item | AED | 75 | AI | ⚠ |  | Citywalk Plot 5.11 Main Works Contract BOQ (1).xlsx |  |  |  | CITYWALK PHASE-05, PLOT 5.11 | Residential | CITYWALK RESIDENTIAL 1 LLC
208 | J | Wellness ball | 2 | Nr. | 1361 | 2722 | L — Equipment | L | L05 | L0501 |  | 4.01 | FF&E – Gym Equipment | Item | AED | 78 | AI | ⚠ |  | Citywalk Plot 5.11 Main Works Contract BOQ (1).xlsx |  |  |  | CITYWALK PHASE-05, PLOT 5.11 | Residential | CITYWALK RESIDENTIAL 1 LLC
234 |  |  |  | To Collection AED |  | 37954 | [8 empty] | AED |  |  |  |  | Citywalk Plot 5.11 Main Works Contract BOQ (1).xlsx |  |  |  | CITYWALK PHASE-05, PLOT 5.11 | Residential | CITYWALK RESIDENTIAL 1 LLC
▸ GENERALLY
240 | A | Allow for any other works which are not included above and which are required to complete the Equipment in accordance with the Specification and the Drawings (Tenderer to list below) |  | Item |  | 0 | A — General Requirements | A | A01 | A0101 | Conditions of contract | 9.01 | Preliminaries – Contingency | Item | AED | 90 | Rule | ✓ |  | Citywalk Plot 5.11 Main Works Contract BOQ (1).xlsx |  |  |  | CITYWALK PHASE-05, PLOT 5.11 | Residential | CITYWALK RESIDENTIAL 1 LLC
▸ ADDITION & DEDUCTIONS
244 | 3/L/2/A | A-EQ-01 : Electric Hob 90 cm | -15 | Nr. | 2378 | -35670 | L — Equipment | L | L02 | L0205 |  | 4.01 | FF&E – Kitchen Appliances | Item | AED | 82 | AI | ⚠ |  | Citywalk Plot 5.11 Main Works Contract BOQ (1).xlsx |  |  |  | CITYWALK PHASE-05, PLOT 5.11 | Residential | CITYWALK RESIDENTIAL 1 LLC
245 | 3/L/2/B | A-EQ-02 : Integrated Fridge 90 cm | 54 | Nr. | 13419 | 724626 | L — Equipment | L | L02 | L0205 |  | 4.01 | FF&E – Kitchen Appliances | Item | AED | 82 | AI | ⚠ |  | Citywalk Plot 5.11 Main Works Contract BOQ (1).xlsx |  |  |  | CITYWALK PHASE-05, PLOT 5.11 | Residential | CITYWALK RESIDENTIAL 1 LLC
246 | 3/L/2/C | A-EQ-03 : Electric Oven 90 cm | -16 | Nr. | 4359 | -69744 | L — Equipment | L | L02 | L0205 |  | 4.01 | FF&E – Kitchen Appliances | Item | AED | 82 | AI | ⚠ |  | Citywalk Plot 5.11 Main Works Contract BOQ (1).xlsx |  |  |  | CITYWALK PHASE-05, PLOT 5.11 | Residential | CITYWALK RESIDENTIAL 1 LLC
247 | 3/L/2/D | A-EQ-04: Integrated Hood 90 cm | -16 | Nr. | 429 | -6864 | L — Equipment | L | L02 | L0205 |  | 4.01 | FF&E – Kitchen Appliances | Item | AED | 80 | AI | ⚠ |  | Citywalk Plot 5.11 Main Works Contract BOQ (1).xlsx |  |  |  | CITYWALK PHASE-05, PLOT 5.11 | Residential | CITYWALK RESIDENTIAL 1 LLC
248 | 3/L/2/G | A-EQ-07 : Integrated Fridge 60 cm | -54 | Nr. | 2634 | -142236 | L — Equipment | L | L02 | L0205 |  | 4.01 | FF&E – Kitchen Appliances | Item | AED | 82 | AI | ⚠ |  | Citywalk Plot 5.11 Main Works Contract BOQ (1).xlsx |  |  |  | CITYWALK PHASE-05, PLOT 5.11 | Residential | CITYWALK RESIDENTIAL 1 LLC
249 | 3/L/2/F | A-EQ-06: Electric Hob 60 cm | 15 | Nr. | 1283 | 19245 | L — Equipment | L | L02 | L0205 |  | 4.01 | FF&E – Kitchen Appliances | Item | AED | 82 | AI | ⚠ |  | Citywalk Plot 5.11 Main Works Contract BOQ (1).xlsx |  |  |  | CITYWALK PHASE-05, PLOT 5.11 | Residential | CITYWALK RESIDENTIAL 1 LLC
250 | 3/L/2/H | A-EQ-08: Electric Oven 60 cm | 16 | Nr. | 2642 | 42272 | L — Equipment | L | L02 | L0205 |  | 4.01 | FF&E – Kitchen Appliances | Item | AED | 82 | AI | ⚠ |  | Citywalk Plot 5.11 Main Works Contract BOQ (1).xlsx |  |  |  | CITYWALK PHASE-05, PLOT 5.11 | Residential | CITYWALK RESIDENTIAL 1 LLC
251 | 3/L/3/C | A-SW-40: Double Bowl Kitchen Sink 74 cm | -12 | Nr. | 973 | -11676 | K — Accessories | K | K02 | K0203 | K2 Partitions | 5.01 | Sanitary Appliances – Kitchen Sink | Item | AED | 85 | AI | ✓ |  | Citywalk Plot 5.11 Main Works Contract BOQ (1).xlsx |  |  |  | CITYWALK PHASE-05, PLOT 5.11 | Residential | CITYWALK RESIDENTIAL 1 LLC
252 | 3/L/3/D | A-SW-41: Single Bowl Kitchen Sink 40 cm | 12 | Nr. | 483 | 5796 | K — Accessories | K | K02 | K0203 | K2 Partitions | 5.01 | Sanitary Appliances – Kitchen Sink | Item | AED | 85 | AI | ✓ |  | Citywalk Plot 5.11 Main Works Contract BOQ (1).xlsx |  |  |  | CITYWALK PHASE-05, PLOT 5.11 | Residential | CITYWALK RESIDENTIAL 1 LLC
275 |  |  |  | To Collection AED |  | 525749 | [8 empty] | AED |  |  |  |  | Citywalk Plot 5.11 Main Works Contract BOQ (1).xlsx |  |  |  | CITYWALK PHASE-05, PLOT 5.11 | Residential | CITYWALK RESIDENTIAL 1 LLC
278 |  | COLLECTION | [12 empty] | AED |  |  |  |  | Citywalk Plot 5.11 Main Works Contract BOQ (1).xlsx |  |  |  | CITYWALK PHASE-05, PLOT 5.11 | Residential | CITYWALK RESIDENTIAL 1 LLC
280 |  | Page 3/L/1 |  |  |  | 760856 | [8 empty] | AED |  |  |  |  | Citywalk Plot 5.11 Main Works Contract BOQ (1).xlsx |  |  |  | CITYWALK PHASE-05, PLOT 5.11 | Residential | CITYWALK RESIDENTIAL 1 LLC
282 |  | Page 3/L/2 |  |  |  | 1732918 | [8 empty] | AED |  |  |  |  | Citywalk Plot 5.11 Main Works Contract BOQ (1).xlsx |  |  |  | CITYWALK PHASE-05, PLOT 5.11 | Residential | CITYWALK RESIDENTIAL 1 LLC
284 |  | Page 3/L/3 |  |  |  | 132172 | [8 empty] | AED |  |  |  |  | Citywalk Plot 5.11 Main Works Contract BOQ (1).xlsx |  |  |  | CITYWALK PHASE-05, PLOT 5.11 | Residential | CITYWALK RESIDENTIAL 1 LLC
286 |  | Page 3/L/4 |  |  |  | 362427 | [8 empty] | AED |  |  |  |  | Citywalk Plot 5.11 Main Works Contract BOQ (1).xlsx |  |  |  | CITYWALK PHASE-05, PLOT 5.11 | Residential | CITYWALK RESIDENTIAL 1 LLC
288 |  | Page 3/L/5 |  |  |  | 37954 | [8 empty] | AED |  |  |  |  | Citywalk Plot 5.11 Main Works Contract BOQ (1).xlsx |  |  |  | CITYWALK PHASE-05, PLOT 5.11 | Residential | CITYWALK RESIDENTIAL 1 LLC
290 |  | Page 3/L/6 |  |  |  | 525749 | [8 empty] | AED |  |  |  |  | Citywalk Plot 5.11 Main Works Contract BOQ (1).xlsx |  |  |  | CITYWALK PHASE-05, PLOT 5.11 | Residential | CITYWALK RESIDENTIAL 1 LLC
325 |  |  |  | Carried To Summary AED |  | 3552076 | [8 empty] | AED |  |  |  |  | Citywalk Plot 5.11 Main Works Contract BOQ (1).xlsx |  |  |  | CITYWALK PHASE-05, PLOT 5.11 | Residential | CITYWALK RESIDENTIAL 1 LLC
Items coded: 57 · Auto ✓: 39 · Flagged ⚠: 18 · Auto rate: 68%

## 3M
Citywalk Plot 5.11 Main Works Contract BOQ (1) · 3M
A–G = original bill data · H–S = POMI + NRM coding · T–AB = project metadata · ✓ ≥85% · ⚠ <85% = review
Row | REF | Description | Qty | Unit | Rate | Amount | POMI Section | Code 1 | Code 2 | Code 3 | POMI Sub Section | NRM | NRM Description | Measurement | Currency | Conf% | Stage | Flag | ACTION | BATCH | Country | City | Asset | Project | Type | Employer | Contract Type
▸ FURNISHINGS
▸ FITTINGS
▸ Note: Refer to the following:
▸ 1. Drawings;
▸ DHRE0017-KP-XX-01-DWG-AR-101220-101280
▸ Mirrors to vanity; including MR MDF backing and all necessary works
16 | A | Clear mirror; C-MI-01; 2219 X 1000mm high | 1 | Nr. | 2289 | 2289 | K — Accessories | K | K02 | K0201 | K2 Partitions | 3.01 | Accessories – Mirror | Enumerated (nr) | AED | 93 | Rule | ✓ |  | Citywalk Plot 5.11 Main Works Contract BOQ (1).xlsx |  |  |  | CITYWALK PHASE-05, PLOT 5.11 | Residential | CITYWALK RESIDENTIAL 1 LLC
18 | B | Clear mirror; C-MI-01; 2600 X 1000mm high | 1 | Nr. | 2681 | 2681 | K — Accessories | K | K02 | K0201 | K2 Partitions | 3.01 | Accessories – Mirror | Enumerated (nr) | AED | 93 | Rule | ✓ |  | Citywalk Plot 5.11 Main Works Contract BOQ (1).xlsx |  |  |  | CITYWALK PHASE-05, PLOT 5.11 | Residential | CITYWALK RESIDENTIAL 1 LLC
▸ Mirrors to gym; fixed to wall; including fixings, fittings and all ancillary works
22 | C | Mirror; C-M1-01 | 37 | m² | 825 | 30525 | K — Accessories | K | K02 | K0201 | K2 Partitions | 3.01 | Accessories – Mirror | Enumerated (nr) | AED | 93 | Rule | ✓ |  | Citywalk Plot 5.11 Main Works Contract BOQ (1).xlsx |  |  |  | CITYWALK PHASE-05, PLOT 5.11 | Residential | CITYWALK RESIDENTIAL 1 LLC
▸ Motorized sheer blinds; including all necessary works
26 | D | 2300mm high; C-DP-01; Level 01 | 39 | m | 3634 | 141726 | H — Doors And Windows | H | H05 | H0502 | H5 Glass | 2.06 | Windows & External Doors – Blinds & Shading | Item | AED | 78 | AI | ⚠ |  | Citywalk Plot 5.11 Main Works Contract BOQ (1).xlsx |  |  |  | CITYWALK PHASE-05, PLOT 5.11 | Residential | CITYWALK RESIDENTIAL 1 LLC
▸ Access hatch; including finishes, metal supports, fixings, accessories and all ancillary works as necessary
30 | E | Size 800 x 800mm; to MEP zone attic | 1 | Nr. | 1250 | 1250 | H — Doors And Windows | H | H05 | H0502 | H5 Glass | 2.06 | Windows & External Doors – Blinds & Shading | Area (m²) | AED | 76 | AI | ⚠ |  | Citywalk Plot 5.11 Main Works Contract BOQ (1).xlsx |  |  |  | CITYWALK PHASE-05, PLOT 5.11 | Residential | CITYWALK RESIDENTIAL 1 LLC
32 | F | Size 850 x 850mm; to MEP zone attic | 1 | Nr. | 1500 | 1500 | H — Doors And Windows | H | H05 | H0502 | H5 Glass | 2.06 | Windows & External Doors – Blinds & Shading | Area (m²) | AED | 76 | AI | ⚠ |  | Citywalk Plot 5.11 Main Works Contract BOQ (1).xlsx |  |  |  | CITYWALK PHASE-05, PLOT 5.11 | Residential | CITYWALK RESIDENTIAL 1 LLC
34 | G | Size 1130 x 1130mm; to external roof area | 2 | Nr. | 1875 | 3750 | H — Doors And Windows | H | H05 | H0502 | H5 Glass | 2.06 | Windows & External Doors – Blinds & Shading | Area (m²) | AED | 74 | AI | ⚠ |  | Citywalk Plot 5.11 Main Works Contract BOQ (1).xlsx |  |  |  | CITYWALK PHASE-05, PLOT 5.11 | Residential | CITYWALK RESIDENTIAL 1 LLC
43 |  |  |  | To Collection AED |  | 183721 | [8 empty] | AED |  |  |  |  | Citywalk Plot 5.11 Main Works Contract BOQ (1).xlsx |  |  |  | CITYWALK PHASE-05, PLOT 5.11 | Residential | CITYWALK RESIDENTIAL 1 LLC
▸ LOOSE FURNITURE
▸ Note: Refer to the following:
▸ 1. Drawings;
▸ DHRE0017-KP-XX-01-DWG-AR-101220-101280
▸ Artwork to lift lobby; including fixings, fittings and all ancillary works
57 | A | C-AC-02; 1500 x 1500mm high | 16 | Nr. | 3235 | 51760 | M — Furnishings | M | M01 | M0101 | M1 Generally | 4.01 | FF&E – Artwork & Decorative Items | Item | AED | 82 | AI | ⚠ |  | Citywalk Plot 5.11 Main Works Contract BOQ (1).xlsx |  |  |  | CITYWALK PHASE-05, PLOT 5.11 | Residential | CITYWALK RESIDENTIAL 1 LLC
▸ Loose furniture; including accessories and all ancillary works as necessary
61 | B | Stool; C-FF-20; to changing room | 4 | Nr. | 1073 | 4292 | M — Furnishings | M | M01 | M0102 | M1 Generally | 4.01 | FF&E – Loose Furniture | Item | AED | 88 | AI | ✓ |  | Citywalk Plot 5.11 Main Works Contract BOQ (1).xlsx |  |  |  | CITYWALK PHASE-05, PLOT 5.11 | Residential | CITYWALK RESIDENTIAL 1 LLC
88 |  |  |  | To Collection AED |  | 56052 | [8 empty] | AED |  |  |  |  | Citywalk Plot 5.11 Main Works Contract BOQ (1).xlsx |  |  |  | CITYWALK PHASE-05, PLOT 5.11 | Residential | CITYWALK RESIDENTIAL 1 LLC
▸ SITE FURNITURE
▸ Note: Refer to the following:
▸ 1. Specification;
▸ DHRE0017-DI-XX-XX-SPC-LA-108007
▸ 2. Drawings;
▸ DHRE0017- DNK- XX- 05- DWG- LS- 100208, DHRE0017- DNK- XX- XX- SCH- LS- 100209
▸ Site furniture; including accessories and all ancillary works as necessary
106 | A | GRC Pot; F54 | 1 | Nr. | 4800 | 4800 | M — Furnishings | M | M02 | M0201 | M2 Curtain track | 4.01 | FF&E – Site/External Furniture | Item | AED | 80 | AI | ⚠ |  | Citywalk Plot 5.11 Main Works Contract BOQ (1).xlsx |  |  |  | CITYWALK PHASE-05, PLOT 5.11 | Residential | CITYWALK RESIDENTIAL 1 LLC
108 | B | GRC Pot; F55 | 2 | Nr. | 2480 | 4960 | M — Furnishings | M | M02 | M0201 | M2 Curtain track | 4.01 | FF&E – Site/External Furniture | Item | AED | 80 | AI | ⚠ |  | Citywalk Plot 5.11 Main Works Contract BOQ (1).xlsx |  |  |  | CITYWALK PHASE-05, PLOT 5.11 | Residential | CITYWALK RESIDENTIAL 1 LLC
110 | C | Seat wall: F02 | 13 | m | 1250 | 16250 | M — Furnishings | M | M02 | M0201 | M2 Curtain track | 4.01 | FF&E – Site/External Furniture | Item | AED | 79 | AI | ⚠ |  | Citywalk Plot 5.11 Main Works Contract BOQ (1).xlsx |  |  |  | CITYWALK PHASE-05, PLOT 5.11 | Residential | CITYWALK RESIDENTIAL 1 LLC
112 | D | Seat wall - curved; F02 | 21 | m | 1500 | 31500 | M — Furnishings | M | M02 | M0201 | M2 Curtain track | 4.01 | FF&E – Site/External Furniture | Item | AED | 79 | AI | ⚠ |  | Citywalk Plot 5.11 Main Works Contract BOQ (1).xlsx |  |  |  | CITYWALK PHASE-05, PLOT 5.11 | Residential | CITYWALK RESIDENTIAL 1 LLC
134 |  |  |  | To Collection AED |  | 57510 | [8 empty] | AED |  |  |  |  | Citywalk Plot 5.11 Main Works Contract BOQ (1).xlsx |  |  |  | CITYWALK PHASE-05, PLOT 5.11 | Residential | CITYWALK RESIDENTIAL 1 LLC
▸ GENERALLY
140 | A | Allow for any other works which are not included above and which are required to complete the Furnishings in accordance with the Specification and the Drawings (Tenderer to list below) | 0 | Item | 0 | 0 | A — General Requirements | A | A01 | A0101 | Conditions of contract | 9.01 | Preliminaries – Contingency | Item | AED | 90 | Rule | ✓ |  | Citywalk Plot 5.11 Main Works Contract BOQ (1).xlsx |  |  |  | CITYWALK PHASE-05, PLOT 5.11 | Residential | CITYWALK RESIDENTIAL 1 LLC
178 |  |  |  | To Collection AED |  | 0 | [8 empty] | AED |  |  |  |  | Citywalk Plot 5.11 Main Works Contract BOQ (1).xlsx |  |  |  | CITYWALK PHASE-05, PLOT 5.11 | Residential | CITYWALK RESIDENTIAL 1 LLC
181 |  | COLLECTION | [12 empty] | AED |  |  |  |  | Citywalk Plot 5.11 Main Works Contract BOQ (1).xlsx |  |  |  | CITYWALK PHASE-05, PLOT 5.11 | Residential | CITYWALK RESIDENTIAL 1 LLC
183 |  | Page 3/M/1 |  |  |  | 183721 | [8 empty] | AED |  |  |  |  | Citywalk Plot 5.11 Main Works Contract BOQ (1).xlsx |  |  |  | CITYWALK PHASE-05, PLOT 5.11 | Residential | CITYWALK RESIDENTIAL 1 LLC
185 |  | Page 3/M/2 |  |  |  | 56052 | [8 empty] | AED |  |  |  |  | Citywalk Plot 5.11 Main Works Contract BOQ (1).xlsx |  |  |  | CITYWALK PHASE-05, PLOT 5.11 | Residential | CITYWALK RESIDENTIAL 1 LLC
187 |  | Page 3/M/3 |  |  |  | 57510 | [8 empty] | AED |  |  |  |  | Citywalk Plot 5.11 Main Works Contract BOQ (1).xlsx |  |  |  | CITYWALK PHASE-05, PLOT 5.11 | Residential | CITYWALK RESIDENTIAL 1 LLC
189 |  | Page 3/M/4 |  |  |  | 0 | [8 empty] | AED |  |  |  |  | Citywalk Plot 5.11 Main Works Contract BOQ (1).xlsx |  |  |  | CITYWALK PHASE-05, PLOT 5.11 | Residential | CITYWALK RESIDENTIAL 1 LLC
228 |  |  |  | Carried To Summary AED |  | 297283 | [8 empty] | AED |  |  |  |  | Citywalk Plot 5.11 Main Works Contract BOQ (1).xlsx |  |  |  | CITYWALK PHASE-05, PLOT 5.11 | Residential | CITYWALK RESIDENTIAL 1 LLC
Items coded: 14 · Auto ✓: 5 · Flagged ⚠: 9 · Auto rate: 36%

## 3P
Citywalk Plot 5.11 Main Works Contract BOQ (1) · 3P
A–G = original bill data · H–S = POMI + NRM coding · T–AB = project metadata · ✓ ≥85% · ⚠ <85% = review
Row | REF | Description | Qty | Unit | Rate | Amount | POMI Section | Code 1 | Code 2 | Code 3 | POMI Sub Section | NRM | NRM Description | Measurement | Currency | Conf% | Stage | Flag | ACTION | BATCH | Country | City | Asset | Project | Type | Employer | Contract Type
▸ CONVEYING SYSTEM
▸ LIFT AND CONVEYOR INSTALLATIONS
▸ Note: Refer to the following:
▸ 1. Specification;
▸ UAE044104-SIE-SP-P09-DD-PRW-VTR-PRW-SPN-000001
▸ 2. Drawings;
▸ DHRE0017-VTI-XX-ZZ-DWG-VT-100001 to 10002
▸ DHRE0017-VTI-XX-ZZ-DWG-VT-101001 to 101002
▸ DHRE0017-VTI-XX-ZZ-DWG-VT-103001 to 103002
▸ Elevators
▸ MRL Elevator; including elevator car, traction motor, wire ropes, door controls, door sensors, rails, control panels, intercommunication system, counter weight, hauling, hoisting, BMS connection and all ancillary works as necessary
26 | A | PL1, PL2; passenger elevators; 18 persons, 1350 Kg capacity, speed 1.75 m/s, floor served B,G, L1 to L8 | 2 | Nr. | 600215 | 1200430 | P — Conveying Systems | P | P01 | P0101 | P1 Generally | 5.10 | Lift & Conveyor – Passenger Elevators | Number | AED | 95 | AI | ✓ |  | Citywalk Plot 5.11 Main Works Contract BOQ (1).xlsx |  |  |  | CITYWALK PHASE-05, PLOT 5.11 | Residential | CITYWALK RESIDENTIAL 1 LLC
28 | B | FL01 fire/ service elevator; 21 persons, 1600 Kg capacity, speed 1.75 m/s, floor served B and G at front, L1 to L8 at rear | 1 | Nr. | 569340 | 569340 | P — Conveying Systems | P | P02 | P0201 | P2 Sundries | 5.10 | Lift and Conveyor Installations | Enumerated (nr), Item | AED | 63 | Fuzzy | ⚠ |  | Citywalk Plot 5.11 Main Works Contract BOQ (1).xlsx |  |  |  | CITYWALK PHASE-05, PLOT 5.11 | Residential | CITYWALK RESIDENTIAL 1 LLC
▸ Lift Cabin Lighting
▸ Final sub-circuits and auxiliary installations complete with cabling, containment, terminations and all ancillary works as necessary
34 | C | Light points | 8 | Nr. | 0 | Included | R — Electrical Engineering Installations | R | R04 | R0401 | R4 Final sub-circuits and auxiliary installations | 5.08 | Electrical Engineering Installations | Length (m), Enumerated (nr), Item | AED | 79 | Fuzzy | ⚠ |  | Citywalk Plot 5.11 Main Works Contract BOQ (1).xlsx |  |  |  | CITYWALK PHASE-05, PLOT 5.11 | Residential | CITYWALK RESIDENTIAL 1 LLC
36 | D | Linear light points | 71 | m | 0 | Included | R — Electrical Engineering Installations | R | R04 | R0401 | R4 Final sub-circuits and auxiliary installations | 5.08 | Electrical Engineering Installations | Length (m), Enumerated (nr), Item | AED | 77 | Fuzzy | ⚠ |  | Citywalk Plot 5.11 Main Works Contract BOQ (1).xlsx |  |  |  | CITYWALK PHASE-05, PLOT 5.11 | Residential | CITYWALK RESIDENTIAL 1 LLC
39 |  |  |  | To Collection AED |  | 1769770 | [8 empty] | AED |  |  |  |  | Citywalk Plot 5.11 Main Works Contract BOQ (1).xlsx |  |  |  | CITYWALK PHASE-05, PLOT 5.11 | Residential | CITYWALK RESIDENTIAL 1 LLC
▸ LIFT AND CONVEYOR INSTALLATIONS (Cont'd)
▸ Light fittings including lamps, ballasts, diffusers, drivers, fixings, hangers, supports and all ancillary works as necessary
▸ Supply only
49 | A | LC-1; 8.6W LED - recessed ceiling downlight , IP20 | 8 | Nr. | 0 | Included | J — Finishes | J | J05 | J0500 | J5 Suspended ceilings | 3.01 | Internal Finishes | Area (m²), Length (m) | AED | 64 | Fuzzy | ⚠ |  | Citywalk Plot 5.11 Main Works Contract BOQ (1).xlsx |  |  |  | CITYWALK PHASE-05, PLOT 5.11 | Residential | CITYWALK RESIDENTIAL 1 LLC
51 | B | LC-2; 4.8W/m LED - linear feature light , IP20 | 71 | m | 0 | Included | R — Electrical Engineering Installations | R | R03 | R0302 | R3 Sub-main circuits | 5.08 | Electrical Installations – Light Fittings Supply | Length (m) | AED | 88 | AI | ✓ |  | Citywalk Plot 5.11 Main Works Contract BOQ (1).xlsx |  |  |  | CITYWALK PHASE-05, PLOT 5.11 | Residential | CITYWALK RESIDENTIAL 1 LLC
▸ Install only
55 | C | LC-1; 8.6W LED - recessed ceiling downlight , IP20 | 8 | Nr. | 0 | Included | J — Finishes | J | J05 | J0500 | J5 Suspended ceilings | 3.01 | Internal Finishes | Area (m²), Length (m) | AED | 64 | Fuzzy | ⚠ |  | Citywalk Plot 5.11 Main Works Contract BOQ (1).xlsx |  |  |  | CITYWALK PHASE-05, PLOT 5.11 | Residential | CITYWALK RESIDENTIAL 1 LLC
57 | D | LC-2; 4.8W/m LED - linear feature light , IP20 | 71 | m | 0 | Included | R — Electrical Engineering Installations | R | R03 | R0302 | R3 Sub-main circuits | 5.08 | Electrical Installations – Light Fittings Installation | Length (m) | AED | 88 | AI | ✓ |  | Citywalk Plot 5.11 Main Works Contract BOQ (1).xlsx |  |  |  | CITYWALK PHASE-05, PLOT 5.11 | Residential | CITYWALK RESIDENTIAL 1 LLC
83 |  |  |  | To Collection AED |  | 0 | [8 empty] | AED |  |  |  |  | Citywalk Plot 5.11 Main Works Contract BOQ (1).xlsx |  |  |  | CITYWALK PHASE-05, PLOT 5.11 | Residential | CITYWALK RESIDENTIAL 1 LLC
▸ LIFT FINISHES
▸ Note: Refer to the following:
▸ 1. Drawings;
▸ DHRE0018-KP-XX-ZZ-DWG-ID-106151_LIFT DETAILS - CABIN
▸ Lift cabin finishes
97 | A | Special paint effect ceiling finish | 6 | m² | 0 | Included | J — Finishes | J | J00 | J0000 |  | 3.01 | Internal Finishes | Area (m²), Length (m) | AED | 69 | Fuzzy | ⚠ |  | Citywalk Plot 5.11 Main Works Contract BOQ (1).xlsx |  |  |  | CITYWALK PHASE-05, PLOT 5.11 | Residential | CITYWALK RESIDENTIAL 1 LLC
99 | B | Extra over for access panel; 750 x 1100mm size | 2 | Nr. | 0 | Included | P — Conveying Systems | P | P01 | P0102 | P1 Generally | 5.10 | Lift & Conveyor – Lift Cabin Fittings & Extras | Number | AED | 82 | AI | ⚠ |  | Citywalk Plot 5.11 Main Works Contract BOQ (1).xlsx |  |  |  | CITYWALK PHASE-05, PLOT 5.11 | Residential | CITYWALK RESIDENTIAL 1 LLC
▸ Lift cabin finishes
103 | C | C-FLI-01; Tundra grey marble floor finish | 6 | m² | 0 | Included | P — Conveying Systems | P | P01 | P0103 | P1 Generally | 5.10 | Lift & Conveyor – Lift Cabin Finishes | Area (m²) | AED | 85 | AI | ✓ |  | Citywalk Plot 5.11 Main Works Contract BOQ (1).xlsx |  |  |  | CITYWALK PHASE-05, PLOT 5.11 | Residential | CITYWALK RESIDENTIAL 1 LLC
130 |  |  |  | To Collection AED |  | 0 | [8 empty] | AED |  |  |  |  | Citywalk Plot 5.11 Main Works Contract BOQ (1).xlsx |  |  |  | CITYWALK PHASE-05, PLOT 5.11 | Residential | CITYWALK RESIDENTIAL 1 LLC
▸ SUNDRIES
136 | A | Allow for supports including fixings, anchors, insulating blocks and anti-vibration device where not included above or elsewhere | 0 | Item | 0 | Included | P — Conveying Systems | P | P02 | P0201 | P2 Sundries | 5.10 | Lift and Conveyor Installations | Enumerated (nr), Item | AED | 78 | Fuzzy | ⚠ |  | Citywalk Plot 5.11 Main Works Contract BOQ (1).xlsx |  |  |  | CITYWALK PHASE-05, PLOT 5.11 | Residential | CITYWALK RESIDENTIAL 1 LLC
138 | B | Allow for identification including plates, discs, charts, labels, painting, marking and color coding | 0 | Item | 0 | Included | A — General Requirements | A | A07 | A0701 | Contractor's facilities | 9.01 | Preliminaries / General Requirements | Item | AED | 71 | Fuzzy | ⚠ |  | Citywalk Plot 5.11 Main Works Contract BOQ (1).xlsx |  |  |  | CITYWALK PHASE-05, PLOT 5.11 | Residential | CITYWALK RESIDENTIAL 1 LLC
140 | C | Allow for inspection, testing and commissioning including all off-site and factory testing; inspections to demonstrate compliance with relevant specifications and standards; operating the completed installations including providing power and fuel; submitting all relevant test record sheets at the completion of the installations | 0 | Item | 0 | Included | A — General Requirements | A | A03 | A0302 | Restrictions | 9.01 | Preliminaries – Testing & Commissioning | Item | AED | 90 | Rule | ✓ |  | Citywalk Plot 5.11 Main Works Contract BOQ (1).xlsx |  |  |  | CITYWALK PHASE-05, PLOT 5.11 | Residential | CITYWALK RESIDENTIAL 1 LLC
142 | D | Allow for providing in suitable quantities all special tools, operating handles and keys or other equipment necessary for installation, maintenance or operation of the completed installation | 0 | Item | 0 | Included | A — General Requirements | A | A03 | A0301 | Restrictions | 9.01 | Preliminaries – Documentation | Item | AED | 88 | Rule | ✓ |  | Citywalk Plot 5.11 Main Works Contract BOQ (1).xlsx |  |  |  | CITYWALK PHASE-05, PLOT 5.11 | Residential | CITYWALK RESIDENTIAL 1 LLC
144 | E | Allow for mock-ups | 0 | Item | 0 | Included | A — General Requirements | A | A07 | A0701 | Contractor's facilities | 9.01 | Preliminaries / General Requirements | Item | AED | 63 | Fuzzy | ⚠ |  | Citywalk Plot 5.11 Main Works Contract BOQ (1).xlsx |  |  |  | CITYWALK PHASE-05, PLOT 5.11 | Residential | CITYWALK RESIDENTIAL 1 LLC
146 | F | Allow for providing spares for the Conveying Systems | 0 | Item | 0 | Included | P — Conveying Systems | P | P00 | P0000 |  | 5.10 | Lift and Conveyor Installations | Enumerated (nr), Item | AED | 78 | Fuzzy | ⚠ |  | Citywalk Plot 5.11 Main Works Contract BOQ (1).xlsx |  |  |  | CITYWALK PHASE-05, PLOT 5.11 | Residential | CITYWALK RESIDENTIAL 1 LLC
148 | G | Allow for providing comprehensive equipment documentation including operating instructions and maintenance manuals, record documents, warranties, guarantees, drawings and the like | 0 | Item | 0 | Included | A — General Requirements | A | A03 | A0301 | Restrictions | 9.01 | Preliminaries – Documentation | Item | AED | 88 | Rule | ✓ |  | Citywalk Plot 5.11 Main Works Contract BOQ (1).xlsx |  |  |  | CITYWALK PHASE-05, PLOT 5.11 | Residential | CITYWALK RESIDENTIAL 1 LLC
159 |  |  |  | To Collection AED |  | 0 | [8 empty] | AED |  |  |  |  | Citywalk Plot 5.11 Main Works Contract BOQ (1).xlsx |  |  |  | CITYWALK PHASE-05, PLOT 5.11 | Residential | CITYWALK RESIDENTIAL 1 LLC
▸ WORK INCIDENTAL TO CONVEYING SYSTEM
▸ Generally
167 | A | Allow for co-ordination with other engineering installations | 0 | Item | 0 | Included | P — Conveying Systems | P | P03 | P0301 | P3 Work incidental to conveying systems | 5.10 | Lift and Conveyor Installations | Enumerated (nr), Item | AED | 79 | Fuzzy | ⚠ |  | Citywalk Plot 5.11 Main Works Contract BOQ (1).xlsx |  |  |  | CITYWALK PHASE-05, PLOT 5.11 | Residential | CITYWALK RESIDENTIAL 1 LLC
169 | B | Allow for cutting or forming holes, mortices, chases or the like and making good finishings for conveying system | 0 | Item | 0 | Included | A — General Requirements | A | A02 | A0201 | Specification | 9.01 | Preliminaries – BWIC | Item | AED | 90 | Rule | ✓ |  | Citywalk Plot 5.11 Main Works Contract BOQ (1).xlsx |  |  |  | CITYWALK PHASE-05, PLOT 5.11 | Residential | CITYWALK RESIDENTIAL 1 LLC
171 | C | Allow for fixing all sleeves, frames and built-in fire stop system and making good finishes for conveying systems | 0 | Item | 0 | Included | P — Conveying Systems | P | P00 | P0000 |  | 5.10 | Lift and Conveyor Installations | Enumerated (nr), Item | AED | 77 | Fuzzy | ⚠ |  | Citywalk Plot 5.11 Main Works Contract BOQ (1).xlsx |  |  |  | CITYWALK PHASE-05, PLOT 5.11 | Residential | CITYWALK RESIDENTIAL 1 LLC
173 | D | Allow for fire stopping for all holes and making good finishes for conveying systems | 0 | Item | 0 | Included | P — Conveying Systems | P | P00 | P0000 |  | 5.10 | Lift and Conveyor Installations | Enumerated (nr), Item | AED | 77 | Fuzzy | ⚠ |  | Citywalk Plot 5.11 Main Works Contract BOQ (1).xlsx |  |  |  | CITYWALK PHASE-05, PLOT 5.11 | Residential | CITYWALK RESIDENTIAL 1 LLC
175 | E | Allow for building in or cutting and making good finishing and pinning brackets and the like | 0 | Item | 0 | Included | P — Conveying Systems | P | P03 | P0301 | P3 Work incidental to conveying systems | 5.10 | Lift and Conveyor Installations | Enumerated (nr), Item | AED | 79 | Fuzzy | ⚠ |  | Citywalk Plot 5.11 Main Works Contract BOQ (1).xlsx |  |  |  | CITYWALK PHASE-05, PLOT 5.11 | Residential | CITYWALK RESIDENTIAL 1 LLC
177 | F | Protective painting and decorative painting, as required; including removing of protective wrapping, cleaning and polishing exposed surfaces | 0 | Item | 0 | Included | P — Conveying Systems | P | P03 | P0302 | P3 Work incidental to conveying systems | 5.10 | Lift and Conveyor Installations | Enumerated (nr), Item | AED | 79 | Fuzzy | ⚠ |  | Citywalk Plot 5.11 Main Works Contract BOQ (1).xlsx |  |  |  | CITYWALK PHASE-05, PLOT 5.11 | Residential | CITYWALK RESIDENTIAL 1 LLC
▸ BWIC
181 | G | Builder's work in connection (BWIC) with Conveying System | 0 | Item | 0 | Included | A — General Requirements | A | A02 | A0201 | Specification | 9.01 | Preliminaries – BWIC | Item | AED | 90 | Rule | ✓ |  | Citywalk Plot 5.11 Main Works Contract BOQ (1).xlsx |  |  |  | CITYWALK PHASE-05, PLOT 5.11 | Residential | CITYWALK RESIDENTIAL 1 LLC
196 |  |  |  | To Collection AED |  | 0 | [8 empty] | AED |  |  |  |  | Citywalk Plot 5.11 Main Works Contract BOQ (1).xlsx |  |  |  | CITYWALK PHASE-05, PLOT 5.11 | Residential | CITYWALK RESIDENTIAL 1 LLC
▸ GENERALLY
202 | A | Allow for any other works which are not included above and which are required to complete the Metalwork in accordance with the Specification and the Drawings (Tenderer to list below) | 0 | Item | 0 |  | A — General Requirements | A | A01 | A0101 | Conditions of contract | 9.01 | Preliminaries – Contingency | Item | AED | 90 | Rule | ✓ |  | Citywalk Plot 5.11 Main Works Contract BOQ (1).xlsx |  |  |  | CITYWALK PHASE-05, PLOT 5.11 | Residential | CITYWALK RESIDENTIAL 1 LLC
240 |  |  |  | To Collection AED |  | 0 | [8 empty] | AED |  |  |  |  | Citywalk Plot 5.11 Main Works Contract BOQ (1).xlsx |  |  |  | CITYWALK PHASE-05, PLOT 5.11 | Residential | CITYWALK RESIDENTIAL 1 LLC
243 |  | COLLECTION | [12 empty] | AED |  |  |  |  | Citywalk Plot 5.11 Main Works Contract BOQ (1).xlsx |  |  |  | CITYWALK PHASE-05, PLOT 5.11 | Residential | CITYWALK RESIDENTIAL 1 LLC
245 |  | Page 3/P/1 |  |  |  | 1769770 | [8 empty] | AED |  |  |  |  | Citywalk Plot 5.11 Main Works Contract BOQ (1).xlsx |  |  |  | CITYWALK PHASE-05, PLOT 5.11 | Residential | CITYWALK RESIDENTIAL 1 LLC
247 |  | Page 3/P/2 |  |  |  | 0 | [8 empty] | AED |  |  |  |  | Citywalk Plot 5.11 Main Works Contract BOQ (1).xlsx |  |  |  | CITYWALK PHASE-05, PLOT 5.11 | Residential | CITYWALK RESIDENTIAL 1 LLC
249 |  | Page 3/P/3 |  |  |  | 0 | [8 empty] | AED |  |  |  |  | Citywalk Plot 5.11 Main Works Contract BOQ (1).xlsx |  |  |  | CITYWALK PHASE-05, PLOT 5.11 | Residential | CITYWALK RESIDENTIAL 1 LLC
251 |  | Page 3/P/4 |  |  |  | 0 | [8 empty] | AED |  |  |  |  | Citywalk Plot 5.11 Main Works Contract BOQ (1).xlsx |  |  |  | CITYWALK PHASE-05, PLOT 5.11 | Residential | CITYWALK RESIDENTIAL 1 LLC
253 |  | Page 3/P/5 |  |  |  | 0 | [8 empty] | AED |  |  |  |  | Citywalk Plot 5.11 Main Works Contract BOQ (1).xlsx |  |  |  | CITYWALK PHASE-05, PLOT 5.11 | Residential | CITYWALK RESIDENTIAL 1 LLC
255 |  | Page 3/P/6 |  |  |  | 0 | [8 empty] | AED |  |  |  |  | Citywalk Plot 5.11 Main Works Contract BOQ (1).xlsx |  |  |  | CITYWALK PHASE-05, PLOT 5.11 | Residential | CITYWALK RESIDENTIAL 1 LLC
290 |  |  |  | Carried To Summary AED |  | 1769770 | [8 empty] | AED |  |  |  |  | Citywalk Plot 5.11 Main Works Contract BOQ (1).xlsx |  |  |  | CITYWALK PHASE-05, PLOT 5.11 | Residential | CITYWALK RESIDENTIAL 1 LLC
Items coded: 26 · Auto ✓: 10 · Flagged ⚠: 16 · Auto rate: 38%

## 3Q
Citywalk Plot 5.11 Main Works Contract BOQ (1) · 3Q
A–G = original bill data · H–S = POMI + NRM coding · T–AB = project metadata · ✓ ≥85% · ⚠ <85% = review
Row | REF | Description | Qty | Unit | Rate | Amount | POMI Section | Code 1 | Code 2 | Code 3 | POMI Sub Section | NRM | NRM Description | Measurement | Currency | Conf% | Stage | Flag | ACTION | BATCH | Country | City | Asset | Project | Type | Employer | Contract Type
▸ MECHANICAL ENGINEERING INSTALLATIONS
▸ SANITARY FITTINGS AND FIXTURES
▸ Note: Refer to the following:
▸ 1. Drawings;
▸ DHRE0017-KP-XX-ZZ-DWG-ID-103110 to 103116
▸ DHRE0017-KP-XX-ZZ-DWG-ID-103130 to 103134
▸ DHRE0017-KP-XX-ZZ-DWG-ID-103151 to 103153
▸ DHRE0017-KP-XX-01-DWG-ID-104301_CH GA LF
▸ Supply only
▸ Sanitary fixtures; fixed to tiled or plastered concrete or block work; including all waste and overflow outlets, all connections and supports and sealing around with silicone-based sealants, accessories and all ancillary works as necessary
24 | A | A-SW-01; Concealed wall hung WC | 197 | Nr. | 1659 | 326823 | Q — Mechanical Engineering Installations | Q | Q05 | Q0501 | Q5 Automatic controls | 5.01 | Sanitary Appliances – WC Suite | Number | AED | 92 | AI | ✓ |  | Citywalk Plot 5.11 Main Works Contract BOQ (1).xlsx |  |  |  | CITYWALK PHASE-05, PLOT 5.11 | Residential | CITYWALK RESIDENTIAL 1 LLC
26 | B | A-SW-03; Tissue roll holder | 197 | Nr. | 137 | 26989 | K — Accessories | K | K01 | K0102 | K1 Generally | 5.01 | Sanitary Appliances – Accessories | Number | AED | 85 | AI | ✓ |  | Citywalk Plot 5.11 Main Works Contract BOQ (1).xlsx |  |  |  | CITYWALK PHASE-05, PLOT 5.11 | Residential | CITYWALK RESIDENTIAL 1 LLC
28 | C | A-SW-04; Dual flush plate | 197 | Nr. | 98 | 19306 | Q — Mechanical Engineering Installations | Q | Q05 | Q0501 | Q5 Automatic controls | 5.01 | Sanitary Appliances – WC Seat & Cover | Number | AED | 88 | AI | ✓ |  | Citywalk Plot 5.11 Main Works Contract BOQ (1).xlsx |  |  |  | CITYWALK PHASE-05, PLOT 5.11 | Residential | CITYWALK RESIDENTIAL 1 LLC
30 | D | A-SW-08; Liner shower drain | 106 | Nr. | 169 | 17914 | Q — Mechanical Engineering Installations | Q | Q05 | Q0503 | Q5 Automatic controls | 5.03 | Disposal – Drainage | Number | AED | 90 | AI | ✓ |  | Citywalk Plot 5.11 Main Works Contract BOQ (1).xlsx |  |  |  | CITYWALK PHASE-05, PLOT 5.11 | Residential | CITYWALK RESIDENTIAL 1 LLC
32 | E | A-SW-10; Double under mount sink | 65 | Nr. | 0 | Included | Q — Mechanical Engineering Installations | Q | Q05 | Q0501 | Q5 Automatic controls | 5.01 | Sanitary Appliances – Sink/Basin | Number | AED | 92 | AI | ✓ |  | Citywalk Plot 5.11 Main Works Contract BOQ (1).xlsx |  |  |  | CITYWALK PHASE-05, PLOT 5.11 | Residential | CITYWALK RESIDENTIAL 1 LLC
34 | F | A-SW-11; Tower rails | 92 | Nr. | 112 | 10304 | K — Accessories | K | K01 | K0102 | K1 Generally | 5.01 | Sanitary Appliances – Accessories | Number | AED | 82 | AI | ⚠ |  | Citywalk Plot 5.11 Main Works Contract BOQ (1).xlsx |  |  |  | CITYWALK PHASE-05, PLOT 5.11 | Residential | CITYWALK RESIDENTIAL 1 LLC
36 | G | A-SW-12; Robe hook | 115 | Nr. | 50 | 5750 | K — Accessories | K | K01 | K0102 | K1 Generally | 5.01 | Sanitary Appliances – Accessories | Number | AED | 85 | AI | ✓ |  | Citywalk Plot 5.11 Main Works Contract BOQ (1).xlsx |  |  |  | CITYWALK PHASE-05, PLOT 5.11 | Residential | CITYWALK RESIDENTIAL 1 LLC
38 | H | A-SW-13; Under mount sink | 112 | Nr. | 832 | 93184 | Q — Mechanical Engineering Installations | Q | Q05 | Q0501 | Q5 Automatic controls | 5.01 | Sanitary Appliances – Sink/Basin | Number | AED | 92 | AI | ✓ |  | Citywalk Plot 5.11 Main Works Contract BOQ (1).xlsx |  |  |  | CITYWALK PHASE-05, PLOT 5.11 | Residential | CITYWALK RESIDENTIAL 1 LLC
40 | J | A-SW-15; 150x150mm square drain | 226 | Nr. | 57 | 12882 | Q — Mechanical Engineering Installations | Q | Q05 | Q0503 | Q5 Automatic controls | 5.03 | Disposal – Drainage | Number | AED | 90 | AI | ✓ |  | Citywalk Plot 5.11 Main Works Contract BOQ (1).xlsx |  |  |  | CITYWALK PHASE-05, PLOT 5.11 | Residential | CITYWALK RESIDENTIAL 1 LLC
42 | K | A-SW-16; Bathtub | 49 | Nr. | 795 | 38955 | Q — Mechanical Engineering Installations | Q | Q05 | Q0501 | Q5 Automatic controls | 5.01 | Sanitary Appliances – Bath | Number | AED | 93 | AI | ✓ |  | Citywalk Plot 5.11 Main Works Contract BOQ (1).xlsx |  |  |  | CITYWALK PHASE-05, PLOT 5.11 | Residential | CITYWALK RESIDENTIAL 1 LLC
45 |  |  |  | To Collection AED |  | 552107 | [8 empty] | AED |  |  |  |  | Citywalk Plot 5.11 Main Works Contract BOQ (1).xlsx |  |  |  | CITYWALK PHASE-05, PLOT 5.11 | Residential | CITYWALK RESIDENTIAL 1 LLC
▸ SANITARY FITTINGS AND FIXTURES (Cont'd)
51 | A | A-SW-18; Washbasin@ Powder room | 20 | Nr. | 0 | Included | Q — Mechanical Engineering Installations | Q | Q05 | Q0501 | Q5 Automatic controls | 5.01 | Sanitary Appliances – Basin | Number | AED | 93 | AI | ✓ |  | Citywalk Plot 5.11 Main Works Contract BOQ (1).xlsx |  |  |  | CITYWALK PHASE-05, PLOT 5.11 | Residential | CITYWALK RESIDENTIAL 1 LLC
53 | B | A-SW-20; Door handle towel rail | 37 | Nr. | 0 | Included | H — Doors And Windows | H | H01 | H0100 | H1 Doors | 2.06 | Windows and External Doors | Enumerated (nr), Area (m²), Length (m) | AED | 62 | Fuzzy | ⚠ |  | Citywalk Plot 5.11 Main Works Contract BOQ (1).xlsx |  |  |  | CITYWALK PHASE-05, PLOT 5.11 | Residential | CITYWALK RESIDENTIAL 1 LLC
55 | C | A-SW-21; Towel rail length 331 | 197 | Nr. | 106 | 20882 | K — Accessories | K | K01 | K0102 | K1 Generally | 5.01 | Sanitary Appliances – Accessories | Number | AED | 85 | AI | ✓ |  | Citywalk Plot 5.11 Main Works Contract BOQ (1).xlsx |  |  |  | CITYWALK PHASE-05, PLOT 5.11 | Residential | CITYWALK RESIDENTIAL 1 LLC
57 | D | A-SW-22; Robe Hook | 92 | Nr. | 62 | 5704 | K — Accessories | K | K01 | K0102 | K1 Generally | 5.01 | Sanitary Appliances – Accessories | Number | AED | 85 | AI | ✓ |  | Citywalk Plot 5.11 Main Works Contract BOQ (1).xlsx |  |  |  | CITYWALK PHASE-05, PLOT 5.11 | Residential | CITYWALK RESIDENTIAL 1 LLC
59 | E | A-SW-24; Glass to wall clamp | 12 | Nr. | 0 | Included | H — Doors And Windows | H | H05 | H0500 | H5 Glass | 2.06 | Windows and External Doors | Enumerated (nr), Area (m²), Length (m) | AED | 78 | Fuzzy | ⚠ |  | Citywalk Plot 5.11 Main Works Contract BOQ (1).xlsx |  |  |  | CITYWALK PHASE-05, PLOT 5.11 | Residential | CITYWALK RESIDENTIAL 1 LLC
61 | F | A-SW-25; Glass to glass clamp | 13 | Nr. | 0 | Included | H — Doors And Windows | H | H05 | H0500 | H5 Glass | 2.06 | Windows and External Doors | Enumerated (nr), Area (m²), Length (m) | AED | 79 | Fuzzy | ⚠ |  | Citywalk Plot 5.11 Main Works Contract BOQ (1).xlsx |  |  |  | CITYWALK PHASE-05, PLOT 5.11 | Residential | CITYWALK RESIDENTIAL 1 LLC
63 | G | A-SW-30; Free standing toilet | 34 | Nr. | 722 | 24548 | Q — Mechanical Engineering Installations | Q | Q05 | Q0501 | Q5 Automatic controls | 5.01 | Sanitary Appliances – WC Suite | Number | AED | 92 | AI | ✓ |  | Citywalk Plot 5.11 Main Works Contract BOQ (1).xlsx |  |  |  | CITYWALK PHASE-05, PLOT 5.11 | Residential | CITYWALK RESIDENTIAL 1 LLC
65 | H | A-SW-32; Tissue holder | 34 | Nr. | 62 | 2108 | K — Accessories | K | K01 | K0102 | K1 Generally | 5.01 | Sanitary Appliances – Accessories | Number | AED | 85 | AI | ✓ |  | Citywalk Plot 5.11 Main Works Contract BOQ (1).xlsx |  |  |  | CITYWALK PHASE-05, PLOT 5.11 | Residential | CITYWALK RESIDENTIAL 1 LLC
67 | J | A-SW-34; Wall mount basin including tap | 34 | Nr. | 277 | 9418 | Q — Mechanical Engineering Installations | Q | Q05 | Q0501 | Q5 Automatic controls | 5.01 | Sanitary Appliances – Basin with Tap | Number | AED | 91 | AI | ✓ |  | Citywalk Plot 5.11 Main Works Contract BOQ (1).xlsx |  |  |  | CITYWALK PHASE-05, PLOT 5.11 | Residential | CITYWALK RESIDENTIAL 1 LLC
69 | K | A-SW-36; Robe hook | 34 | Nr. | 50 | 1700 | K — Accessories | K | K01 | K0102 | K1 Generally | 5.01 | Sanitary Appliances – Accessories | Number | AED | 85 | AI | ✓ |  | Citywalk Plot 5.11 Main Works Contract BOQ (1).xlsx |  |  |  | CITYWALK PHASE-05, PLOT 5.11 | Residential | CITYWALK RESIDENTIAL 1 LLC
71 | L | A-SW-37; Towel rail@ maid room | 21 | Nr. | 112 | 2352 | K — Accessories | K | K01 | K0102 | K1 Generally | 5.01 | Sanitary Appliances – Accessories | Number | AED | 85 | AI | ✓ |  | Citywalk Plot 5.11 Main Works Contract BOQ (1).xlsx |  |  |  | CITYWALK PHASE-05, PLOT 5.11 | Residential | CITYWALK RESIDENTIAL 1 LLC
73 | M | A-SW-38; Towel rail@ maid room | 13 | Nr. | 93 | 1209 | K — Accessories | K | K01 | K0102 | K1 Generally | 5.01 | Sanitary Appliances – Accessories | Number | AED | 85 | AI | ✓ |  | Citywalk Plot 5.11 Main Works Contract BOQ (1).xlsx |  |  |  | CITYWALK PHASE-05, PLOT 5.11 | Residential | CITYWALK RESIDENTIAL 1 LLC
75 | N | C-SW-01; Counter top basin | 5 | Nr. | 1142 | 5710 | Q — Mechanical Engineering Installations | Q | Q05 | Q0501 | Q5 Automatic controls | 5.01 | Sanitary Appliances – Basin | Number | AED | 92 | AI | ✓ |  | Citywalk Plot 5.11 Main Works Contract BOQ (1).xlsx |  |  |  | CITYWALK PHASE-05, PLOT 5.11 | Residential | CITYWALK RESIDENTIAL 1 LLC
77 | P | C-SW-02; Bottle trap | 5 | Nr. | 69 | 345 | Q — Mechanical Engineering Installations | Q | Q05 | Q0503 | Q5 Automatic controls | 5.03 | Disposal – Traps & Fittings | Number | AED | 88 | AI | ✓ |  | Citywalk Plot 5.11 Main Works Contract BOQ (1).xlsx |  |  |  | CITYWALK PHASE-05, PLOT 5.11 | Residential | CITYWALK RESIDENTIAL 1 LLC
79 | Q | C-SW-04; Concealed wall mounted WC | 4 | Nr. | 1240 | 4960 | Q — Mechanical Engineering Installations | Q | Q05 | Q0501 | Q5 Automatic controls | 5.01 | Sanitary Appliances – WC Suite | Number | AED | 92 | AI | ✓ |  | Citywalk Plot 5.11 Main Works Contract BOQ (1).xlsx |  |  |  | CITYWALK PHASE-05, PLOT 5.11 | Residential | CITYWALK RESIDENTIAL 1 LLC
81 | R | C-SW-04A; Soft close seat & cover | 4 | Nr. | 0 | Not Applicable. Please refer to section for Additional item | Q — Mechanical Engineering Installations | Q | Q05 | Q0501 | Q5 Automatic controls | 5.01 | Sanitary Appliances – WC Seat & Cover | Number | AED | 89 | AI | ✓ |  | Citywalk Plot 5.11 Main Works Contract BOQ (1).xlsx |  |  |  | CITYWALK PHASE-05, PLOT 5.11 | Residential | CITYWALK RESIDENTIAL 1 LLC
83 | S | C-SW-06; Sensor flush plate | 5 | Nr. | 1672 | 8360 | Q — Mechanical Engineering Installations | Q | Q05 | Q0501 | Q5 Automatic controls | 5.01 | Sanitary Appliances – WC Seat & Cover | Number | AED | 88 | AI | ✓ |  | Citywalk Plot 5.11 Main Works Contract BOQ (1).xlsx |  |  |  | CITYWALK PHASE-05, PLOT 5.11 | Residential | CITYWALK RESIDENTIAL 1 LLC
85 | T | C-SW-11; Tissue holder | 5 | Nr. | 141 | 705 | K — Accessories | K | K01 | K0102 | K1 Generally | 5.01 | Sanitary Appliances – Accessories | Number | AED | 85 | AI | ✓ |  | Citywalk Plot 5.11 Main Works Contract BOQ (1).xlsx |  |  |  | CITYWALK PHASE-05, PLOT 5.11 | Residential | CITYWALK RESIDENTIAL 1 LLC
87 | U | C-SW-12; Robe hook | 4 | Nr. | 56 | 224 | K — Accessories | K | K01 | K0102 | K1 Generally | 5.01 | Sanitary Appliances – Accessories | Number | AED | 85 | AI | ✓ |  | Citywalk Plot 5.11 Main Works Contract BOQ (1).xlsx |  |  |  | CITYWALK PHASE-05, PLOT 5.11 | Residential | CITYWALK RESIDENTIAL 1 LLC
89 | V | C-SW-13; ADA WC & seat cover | 1 | Nr. | 682 | 682 | Q — Mechanical Engineering Installations | Q | Q05 | Q0501 | Q5 Automatic controls | 5.01 | Sanitary Appliances – WC Suite | Number | AED | 91 | AI | ✓ |  | Citywalk Plot 5.11 Main Works Contract BOQ (1).xlsx |  |  |  | CITYWALK PHASE-05, PLOT 5.11 | Residential | CITYWALK RESIDENTIAL 1 LLC
91 | W | C-SW-14; ADA lavatory sink | 1 | Nr. | 928 | 928 | Q — Mechanical Engineering Installations | Q | Q05 | Q0501 | Q5 Automatic controls | 5.01 | Sanitary Appliances – Basin | Number | AED | 91 | AI | ✓ |  | Citywalk Plot 5.11 Main Works Contract BOQ (1).xlsx |  |  |  | CITYWALK PHASE-05, PLOT 5.11 | Residential | CITYWALK RESIDENTIAL 1 LLC
93 | X | C-SW-14A; ADA Mirror | 1 | Nr. | 600 | 600 | K — Accessories | K | K02 | K0201 | K2 Partitions | 3.01 | Accessories – Mirror | Enumerated (nr) | AED | 93 | Rule | ✓ |  | Citywalk Plot 5.11 Main Works Contract BOQ (1).xlsx |  |  |  | CITYWALK PHASE-05, PLOT 5.11 | Residential | CITYWALK RESIDENTIAL 1 LLC
95 | Y | C-SW-15; Shower drain | 4 | Nr. | 169 | 676 | Q — Mechanical Engineering Installations | Q | Q05 | Q0503 | Q5 Automatic controls | 5.03 | Disposal – Drainage | Number | AED | 90 | AI | ✓ |  | Citywalk Plot 5.11 Main Works Contract BOQ (1).xlsx |  |  |  | CITYWALK PHASE-05, PLOT 5.11 | Residential | CITYWALK RESIDENTIAL 1 LLC
98 |  |  |  | To Collection AED |  | 91111 | [8 empty] | AED |  |  |  |  | Citywalk Plot 5.11 Main Works Contract BOQ (1).xlsx |  |  |  | CITYWALK PHASE-05, PLOT 5.11 | Residential | CITYWALK RESIDENTIAL 1 LLC
▸ SANITARY FITTINGS AND FIXTURES (Cont'd)
104 | A | C-SW-16; Urinal | 1 | Nr. | 1301 | 1301 | Q — Mechanical Engineering Installations | Q | Q05 | Q0501 | Q5 Automatic controls | 5.01 | Sanitary Appliances – Urinal | Number | AED | 93 | AI | ✓ |  | Citywalk Plot 5.11 Main Works Contract BOQ (1).xlsx |  |  |  | CITYWALK PHASE-05, PLOT 5.11 | Residential | CITYWALK RESIDENTIAL 1 LLC
106 | B | C-SW-17; ADA fold down grab bar | 3 | Nr. | 434 | 1302 | K — Accessories | K | K01 | K0102 | K1 Generally | 5.01 | Sanitary Appliances – Accessories | Number | AED | 86 | AI | ✓ |  | Citywalk Plot 5.11 Main Works Contract BOQ (1).xlsx |  |  |  | CITYWALK PHASE-05, PLOT 5.11 | Residential | CITYWALK RESIDENTIAL 1 LLC
108 | C | C-SW-18; ADA straight support bar | 1 | Nr. | 149 | 149 | B — Site Work | B | B24 | B2401 | B24 Tunnel excavation | 8.01 | Site Works, Drainage, External Services & Landscaping | Volume (m³), Length (m), Area (m²), Enumerated (nr), Item | AED | 68 | Fuzzy | ⚠ |  | Citywalk Plot 5.11 Main Works Contract BOQ (1).xlsx |  |  |  | CITYWALK PHASE-05, PLOT 5.11 | Residential | CITYWALK RESIDENTIAL 1 LLC
110 | D | C-SW-19; Wall combination | 1 | Nr. | 2752 | 2752 | K — Accessories | K | K01 | K0102 | K1 Generally | 5.01 | Sanitary Appliances – Accessories | Number | AED | 82 | AI | ⚠ |  | Citywalk Plot 5.11 Main Works Contract BOQ (1).xlsx |  |  |  | CITYWALK PHASE-05, PLOT 5.11 | Residential | CITYWALK RESIDENTIAL 1 LLC
112 | E | C-SW-20; Floor drain | 6 | Nr. | 53 | 318 | Q — Mechanical Engineering Installations | Q | Q05 | Q0503 | Q5 Automatic controls | 5.03 | Disposal – Drainage | Number | AED | 90 | AI | ✓ |  | Citywalk Plot 5.11 Main Works Contract BOQ (1).xlsx |  |  |  | CITYWALK PHASE-05, PLOT 5.11 | Residential | CITYWALK RESIDENTIAL 1 LLC
114 | F | C-SW-22; Soap dispenser | 4 | Nr. | 335 | 1340 | K — Accessories | K | K01 | K0102 | K1 Generally | 5.01 | Sanitary Appliances – Accessories | Number | AED | 85 | AI | ✓ |  | Citywalk Plot 5.11 Main Works Contract BOQ (1).xlsx |  |  |  | CITYWALK PHASE-05, PLOT 5.11 | Residential | CITYWALK RESIDENTIAL 1 LLC
116 | G | C-SW-23; Paper towel dispenser | 2 | Nr. | 563 | 1126 | K — Accessories | K | K01 | K0102 | K1 Generally | 5.01 | Sanitary Appliances – Accessories | Number | AED | 85 | AI | ✓ |  | Citywalk Plot 5.11 Main Works Contract BOQ (1).xlsx |  |  |  | CITYWALK PHASE-05, PLOT 5.11 | Residential | CITYWALK RESIDENTIAL 1 LLC
118 | H | C-SW-24; Baby changing | 1 | Nr. | 1657 | 1657 | K — Accessories | K | K01 | K0102 | K1 Generally | 5.01 | Sanitary Appliances – Accessories | Number | AED | 83 | AI | ⚠ |  | Citywalk Plot 5.11 Main Works Contract BOQ (1).xlsx |  |  |  | CITYWALK PHASE-05, PLOT 5.11 | Residential | CITYWALK RESIDENTIAL 1 LLC
▸ Sanitary Fittings; including connections, supports, sealants, accessories and all ancillary works as necessary
122 | J | A-SW-02; Bidet spray | 197 | Nr. | 180 | 35460 | K — Accessories | K | K01 | K0102 | K1 Generally | 5.01 | Sanitary Appliances – Accessories | Number | AED | 85 | AI | ✓ |  | Citywalk Plot 5.11 Main Works Contract BOQ (1).xlsx |  |  |  | CITYWALK PHASE-05, PLOT 5.11 | Residential | CITYWALK RESIDENTIAL 1 LLC
124 | K | A-SW-05; Wall mounted shower head | 177 | Nr. | 774 | 136998 | Q — Mechanical Engineering Installations | Q | Q05 | Q0504 | Q5 Automatic controls | 5.04 | Water Installations – Shower | Number | AED | 89 | AI | ✓ |  | Citywalk Plot 5.11 Main Works Contract BOQ (1).xlsx |  |  |  | CITYWALK PHASE-05, PLOT 5.11 | Residential | CITYWALK RESIDENTIAL 1 LLC
126 | L | A-SW-06; Concealed hand shower | 177 | Nr. | 285 | 50445 | Q — Mechanical Engineering Installations | Q | Q05 | Q0504 | Q5 Automatic controls | 5.04 | Water Installations – Shower | Number | AED | 89 | AI | ✓ |  | Citywalk Plot 5.11 Main Works Contract BOQ (1).xlsx |  |  |  | CITYWALK PHASE-05, PLOT 5.11 | Residential | CITYWALK RESIDENTIAL 1 LLC
128 | M | A-SW-07; Concealed hand mixer | 177 | Nr. | 434 | 76818 | Q — Mechanical Engineering Installations | Q | Q05 | Q0504 | Q5 Automatic controls | 5.04 | Water Installations – Mixer | Number | AED | 89 | AI | ✓ |  | Citywalk Plot 5.11 Main Works Contract BOQ (1).xlsx |  |  |  | CITYWALK PHASE-05, PLOT 5.11 | Residential | CITYWALK RESIDENTIAL 1 LLC
130 | N | A-SW-09; Wall mounted basin mixer | 158 | Nr. | 756 | 119448 | Q — Mechanical Engineering Installations | Q | Q05 | Q0504 | Q5 Automatic controls | 5.01 | Sanitary Appliances – Basin Mixer (Wall-mounted) | Number | AED | 92 | AI | ✓ |  | Citywalk Plot 5.11 Main Works Contract BOQ (1).xlsx |  |  |  | CITYWALK PHASE-05, PLOT 5.11 | Residential | CITYWALK RESIDENTIAL 1 LLC
132 | P | A-SW-14; Basin mixer | 62 | Nr. | 470 | 29140 | Q — Mechanical Engineering Installations | Q | Q05 | Q0504 | Q5 Automatic controls | 5.01 | Sanitary Appliances – Basin Mixer | Number | AED | 92 | AI | ✓ |  | Citywalk Plot 5.11 Main Works Contract BOQ (1).xlsx |  |  |  | CITYWALK PHASE-05, PLOT 5.11 | Residential | CITYWALK RESIDENTIAL 1 LLC
134 | Q | A-SW-17; Tub mixer | 21 | Nr. | 589 | 12369 | Q — Mechanical Engineering Installations | Q | Q05 | Q0504 | Q5 Automatic controls | 5.01 | Sanitary Appliances – Bath Mixer | Number | AED | 92 | AI | ✓ |  | Citywalk Plot 5.11 Main Works Contract BOQ (1).xlsx |  |  |  | CITYWALK PHASE-05, PLOT 5.11 | Residential | CITYWALK RESIDENTIAL 1 LLC
136 | R | A-SW-19; Free standing mixer | 77 | Nr. | 470 | 36190 | Q — Mechanical Engineering Installations | Q | Q05 | Q0504 | Q5 Automatic controls | 5.01 | Sanitary Appliances – Free-standing Mixer | Number | AED | 90 | AI | ✓ |  | Citywalk Plot 5.11 Main Works Contract BOQ (1).xlsx |  |  |  | CITYWALK PHASE-05, PLOT 5.11 | Residential | CITYWALK RESIDENTIAL 1 LLC
138 | S | A-SW-31; Bidet spray to Maid bathroom | 34 | Nr. | 83 | 2822 | Q — Mechanical Engineering Installations | Q | Q05 | Q0504 | Q5 Automatic controls | 5.01 | Sanitary Appliances – Bidet Spray | Number | AED | 88 | AI | ✓ |  | Citywalk Plot 5.11 Main Works Contract BOQ (1).xlsx |  |  |  | CITYWALK PHASE-05, PLOT 5.11 | Residential | CITYWALK RESIDENTIAL 1 LLC
140 | T | A-SW-33; Hand shower | 34 | Nr. | 348 | 11832 | Q — Mechanical Engineering Installations | Q | Q05 | Q0504 | Q5 Automatic controls | 5.01 | Sanitary Appliances – Hand Shower | Number | AED | 92 | AI | ✓ |  | Citywalk Plot 5.11 Main Works Contract BOQ (1).xlsx |  |  |  | CITYWALK PHASE-05, PLOT 5.11 | Residential | CITYWALK RESIDENTIAL 1 LLC
142 | U | A-SW-35; Basin mixer | 34 | Nr. | 241 | 8194 | Q — Mechanical Engineering Installations | Q | Q05 | Q0504 | Q5 Automatic controls | 5.01 | Sanitary Appliances – Basin Mixer | Number | AED | 92 | AI | ✓ |  | Citywalk Plot 5.11 Main Works Contract BOQ (1).xlsx |  |  |  | CITYWALK PHASE-05, PLOT 5.11 | Residential | CITYWALK RESIDENTIAL 1 LLC
145 |  |  |  | To Collection AED |  | 529661 | [8 empty] | AED |  |  |  |  | Citywalk Plot 5.11 Main Works Contract BOQ (1).xlsx |  |  |  | CITYWALK PHASE-05, PLOT 5.11 | Residential | CITYWALK RESIDENTIAL 1 LLC
▸ SANITARY FITTINGS AND FIXTURES (Cont'd)
151 | A | C-SW-03; Sensor type mixers | 5 | Nr. | 1084 | 5420 | Q — Mechanical Engineering Installations | Q | Q05 | Q0504 | Q5 Automatic controls | 5.01 | Sanitary Appliances – Sensor Mixer | Number | AED | 90 | AI | ✓ |  | Citywalk Plot 5.11 Main Works Contract BOQ (1).xlsx |  |  |  | CITYWALK PHASE-05, PLOT 5.11 | Residential | CITYWALK RESIDENTIAL 1 LLC
153 | B | C-SW-03A; Pop up waste | 5 | Nr. | 110 | 550 | Q — Mechanical Engineering Installations | Q | Q05 | Q0504 | Q5 Automatic controls | 5.01 | Sanitary Appliances – Pop-up Waste | Number | AED | 88 | AI | ✓ |  | Citywalk Plot 5.11 Main Works Contract BOQ (1).xlsx |  |  |  | CITYWALK PHASE-05, PLOT 5.11 | Residential | CITYWALK RESIDENTIAL 1 LLC
155 | C | C-SW-07; Bidet spray | 5 | Nr. | 62 | 310 | Q — Mechanical Engineering Installations | Q | Q05 | Q0504 | Q5 Automatic controls | 5.01 | Sanitary Appliances – Bidet Spray | Number | AED | 88 | AI | ✓ |  | Citywalk Plot 5.11 Main Works Contract BOQ (1).xlsx |  |  |  | CITYWALK PHASE-05, PLOT 5.11 | Residential | CITYWALK RESIDENTIAL 1 LLC
157 | D | C-SW-07A; Angle valve | 5 | Nr. | 50 | 250 | Q — Mechanical Engineering Installations | Q | Q05 | Q0504 | Q5 Automatic controls | 5.01 | Sanitary Appliances – Angle Valve | Number | AED | 88 | AI | ✓ |  | Citywalk Plot 5.11 Main Works Contract BOQ (1).xlsx |  |  |  | CITYWALK PHASE-05, PLOT 5.11 | Residential | CITYWALK RESIDENTIAL 1 LLC
159 | E | C-SW-08; Shower head | 4 | Nr. | 1306 | 5224 | Q — Mechanical Engineering Installations | Q | Q05 | Q0504 | Q5 Automatic controls | 5.01 | Sanitary Appliances – Shower Head | Number | AED | 92 | AI | ✓ |  | Citywalk Plot 5.11 Main Works Contract BOQ (1).xlsx |  |  |  | CITYWALK PHASE-05, PLOT 5.11 | Residential | CITYWALK RESIDENTIAL 1 LLC
161 | F | C-SW-09; Concealed shower mixer | 8 | Nr. |  | Included in C-SW-08 | Q — Mechanical Engineering Installations | Q | Q05 | Q0504 | Q5 Automatic controls | 5.01 | Sanitary Appliances – Concealed Shower Mixer | Number | AED | 92 | AI | ✓ |  | Citywalk Plot 5.11 Main Works Contract BOQ (1).xlsx |  |  |  | CITYWALK PHASE-05, PLOT 5.11 | Residential | CITYWALK RESIDENTIAL 1 LLC
163 | G | C-SW-10; Concealed hand shower | 4 | Nr. | 0 | Included in C-SW-08 | Q — Mechanical Engineering Installations | Q | Q05 | Q0504 | Q5 Automatic controls | 5.01 | Sanitary Appliances – Concealed Hand Shower | Number | AED | 90 | AI | ✓ |  | Citywalk Plot 5.11 Main Works Contract BOQ (1).xlsx |  |  |  | CITYWALK PHASE-05, PLOT 5.11 | Residential | CITYWALK RESIDENTIAL 1 LLC
165 | H | C-SW-14B; ADA Basin faucet | 1 | Nr. | 236 | 236 | Q — Mechanical Engineering Installations | Q | Q05 | Q0504 | Q5 Automatic controls | 5.01 | Sanitary Appliances – ADA Basin Faucet | Number | AED | 92 | AI | ✓ |  | Citywalk Plot 5.11 Main Works Contract BOQ (1).xlsx |  |  |  | CITYWALK PHASE-05, PLOT 5.11 | Residential | CITYWALK RESIDENTIAL 1 LLC
167 | J | C-SW-14C; ADA Basin bottle trap | 1 | Nr. | 69 | 69 | Q — Mechanical Engineering Installations | Q | Q05 | Q0504 | Q5 Automatic controls | 5.01 | Sanitary Appliances – ADA Basin Bottle Trap | Number | AED | 88 | AI | ✓ |  | Citywalk Plot 5.11 Main Works Contract BOQ (1).xlsx |  |  |  | CITYWALK PHASE-05, PLOT 5.11 | Residential | CITYWALK RESIDENTIAL 1 LLC
169 | K | C-SW-14D; ADA Angle valve | 1 | Nr. | 50 | 50 | Q — Mechanical Engineering Installations | Q | Q05 | Q0504 | Q5 Automatic controls | 5.01 | Sanitary Appliances – ADA Angle Valve | Number | AED | 88 | AI | ✓ |  | Citywalk Plot 5.11 Main Works Contract BOQ (1).xlsx |  |  |  | CITYWALK PHASE-05, PLOT 5.11 | Residential | CITYWALK RESIDENTIAL 1 LLC
▸ Installation Only
▸ Sanitary fixtures; fixed to tiled or plastered concrete or block work; including all waste and overflow outlets, all connections and supports and sealing around with silicone-based sealants, accessories and all ancillary works as necessary
175 | L | A-SW-01; Concealed wall hung WC | 197 | Nr. | 117 | 23049 | Q — Mechanical Engineering Installations | Q | Q05 | Q0504 | Q5 Automatic controls | 5.01 | Sanitary Appliances – Wall-hung WC Installation | Number | AED | 90 | AI | ✓ |  | Citywalk Plot 5.11 Main Works Contract BOQ (1).xlsx |  |  |  | CITYWALK PHASE-05, PLOT 5.11 | Residential | CITYWALK RESIDENTIAL 1 LLC
177 | M | A-SW-03; Tissue roll holder | 197 | Nr. | 23 | 4531 | K — Accessories | K | K05 | K0504 |  | 5.01 | Sanitary Appliances – Tissue Roll Holder | Number | AED | 85 | AI | ✓ |  | Citywalk Plot 5.11 Main Works Contract BOQ (1).xlsx |  |  |  | CITYWALK PHASE-05, PLOT 5.11 | Residential | CITYWALK RESIDENTIAL 1 LLC
179 | N | A-SW-04; Dual flush plate | 197 | Nr. | 35 | 6895 | K — Accessories | K | K05 | K0504 |  | 5.01 | Sanitary Appliances – Dual Flush Plate | Number | AED | 88 | AI | ✓ |  | Citywalk Plot 5.11 Main Works Contract BOQ (1).xlsx |  |  |  | CITYWALK PHASE-05, PLOT 5.11 | Residential | CITYWALK RESIDENTIAL 1 LLC
181 | P | A-SW-08; Liner shower drain | 106 | Nr. | 18 | 1908 | Q — Mechanical Engineering Installations | Q | Q05 | Q0504 | Q5 Automatic controls | 5.01 | Sanitary Appliances – Liner Shower Drain | Number | AED | 88 | AI | ✓ |  | Citywalk Plot 5.11 Main Works Contract BOQ (1).xlsx |  |  |  | CITYWALK PHASE-05, PLOT 5.11 | Residential | CITYWALK RESIDENTIAL 1 LLC
183 | Q | A-SW-10; Double under mount sink | 65 | Nr. | 0 | Included | Q — Mechanical Engineering Installations | Q | Q05 | Q0504 | Q5 Automatic controls | 5.01 | Sanitary Appliances – Double Undermount Sink Installation | Number | AED | 90 | AI | ✓ |  | Citywalk Plot 5.11 Main Works Contract BOQ (1).xlsx |  |  |  | CITYWALK PHASE-05, PLOT 5.11 | Residential | CITYWALK RESIDENTIAL 1 LLC
185 | R | A-SW-11; Tower rails | 92 | Nr. | 23 | 2116 | K — Accessories | K | K05 | K0504 |  | 5.01 | Sanitary Appliances – Towel Rail | Number | AED | 85 | AI | ✓ |  | Citywalk Plot 5.11 Main Works Contract BOQ (1).xlsx |  |  |  | CITYWALK PHASE-05, PLOT 5.11 | Residential | CITYWALK RESIDENTIAL 1 LLC
188 |  |  |  | To Collection AED |  | 50608 | [8 empty] | AED |  |  |  |  | Citywalk Plot 5.11 Main Works Contract BOQ (1).xlsx |  |  |  | CITYWALK PHASE-05, PLOT 5.11 | Residential | CITYWALK RESIDENTIAL 1 LLC
▸ SANITARY FITTINGS AND FIXTURES (Cont'd)
194 | A | A-SW-12; Robe hook | 115 | Nr. | 23 | 2645 | K — Accessories | K | K05 | K0504 |  | 5.01 | Sanitary Appliances – Robe Hook | Number | AED | 85 | AI | ✓ |  | Citywalk Plot 5.11 Main Works Contract BOQ (1).xlsx |  |  |  | CITYWALK PHASE-05, PLOT 5.11 | Residential | CITYWALK RESIDENTIAL 1 LLC
196 | B | A-SW-13; Under mount sink | 112 | Nr. | 146 | 16352 | Q — Mechanical Engineering Installations | Q | Q05 | Q0504 | Q5 Automatic controls | 5.01 | Sanitary Appliances – Undermount Sink | Number | AED | 90 | AI | ✓ |  | Citywalk Plot 5.11 Main Works Contract BOQ (1).xlsx |  |  |  | CITYWALK PHASE-05, PLOT 5.11 | Residential | CITYWALK RESIDENTIAL 1 LLC
198 | C | A-SW-15; 150x150mm square drain | 226 | Nr. | 0 | Included | Q — Mechanical Engineering Installations | Q | Q05 | Q0504 | Q5 Automatic controls | 5.01 | Sanitary Appliances – Square Drain | Number | AED | 88 | AI | ✓ |  | Citywalk Plot 5.11 Main Works Contract BOQ (1).xlsx |  |  |  | CITYWALK PHASE-05, PLOT 5.11 | Residential | CITYWALK RESIDENTIAL 1 LLC
200 | D | A-SW-16; Bathtub | 49 | Nr. | 176 | 8624 | Q — Mechanical Engineering Installations | Q | Q05 | Q0504 | Q5 Automatic controls | 5.01 | Sanitary Appliances – Bathtub | Number | AED | 95 | AI | ✓ |  | Citywalk Plot 5.11 Main Works Contract BOQ (1).xlsx |  |  |  | CITYWALK PHASE-05, PLOT 5.11 | Residential | CITYWALK RESIDENTIAL 1 LLC
202 | E | A-SW-18; Washbasin@ Powder room | 20 | Nr. | 0 | Included | Q — Mechanical Engineering Installations | Q | Q05 | Q0504 | Q5 Automatic controls | 5.01 | Sanitary Appliances – Washbasin | Number | AED | 95 | AI | ✓ |  | Citywalk Plot 5.11 Main Works Contract BOQ (1).xlsx |  |  |  | CITYWALK PHASE-05, PLOT 5.11 | Residential | CITYWALK RESIDENTIAL 1 LLC
204 | F | A-SW-20; Door handle towel rail | 37 | Nr. | 0 | Included | H — Doors And Windows | H | H01 | H0100 | H1 Doors | 2.06 | Windows and External Doors | Enumerated (nr), Area (m²), Length (m) | AED | 62 | Fuzzy | ⚠ |  | Citywalk Plot 5.11 Main Works Contract BOQ (1).xlsx |  |  |  | CITYWALK PHASE-05, PLOT 5.11 | Residential | CITYWALK RESIDENTIAL 1 LLC
206 | G | A-SW-21; Towel rail length 331 | 197 | Nr. | 23 | 4531 | K — Accessories | K | K05 | K0504 |  | 5.01 | Sanitary Appliances – Towel Rail | Number | AED | 85 | AI | ✓ |  | Citywalk Plot 5.11 Main Works Contract BOQ (1).xlsx |  |  |  | CITYWALK PHASE-05, PLOT 5.11 | Residential | CITYWALK RESIDENTIAL 1 LLC
208 | H | A-SW-22; Robe Hook | 92 | Nr. | 23 | 2116 | K — Accessories | K | K05 | K0504 |  | 5.01 | Sanitary Appliances – Robe Hook | Number | AED | 85 | AI | ✓ |  | Citywalk Plot 5.11 Main Works Contract BOQ (1).xlsx |  |  |  | CITYWALK PHASE-05, PLOT 5.11 | Residential | CITYWALK RESIDENTIAL 1 LLC
210 | J | A-SW-24; Glass to wall clamp | 12 | Nr. | 0 | Included | H — Doors And Windows | H | H05 | H0500 | H5 Glass | 2.06 | Windows and External Doors | Enumerated (nr), Area (m²), Length (m) | AED | 78 | Fuzzy | ⚠ |  | Citywalk Plot 5.11 Main Works Contract BOQ (1).xlsx |  |  |  | CITYWALK PHASE-05, PLOT 5.11 | Residential | CITYWALK RESIDENTIAL 1 LLC
212 | K | A-SW-25; Glass to glass clamp | 13 | Nr. | 0 | Included | H — Doors And Windows | H | H05 | H0500 | H5 Glass | 2.06 | Windows and External Doors | Enumerated (nr), Area (m²), Length (m) | AED | 79 | Fuzzy | ⚠ |  | Citywalk Plot 5.11 Main Works Contract BOQ (1).xlsx |  |  |  | CITYWALK PHASE-05, PLOT 5.11 | Residential | CITYWALK RESIDENTIAL 1 LLC
214 | L | A-SW-30; Free standing toilet | 34 | Nr. | 117 | 3978 | Q — Mechanical Engineering Installations | Q | Q05 | Q0504 | Q5 Automatic controls | 5.01 | Sanitary Appliances – Free-standing WC | Number | AED | 92 | AI | ✓ |  | Citywalk Plot 5.11 Main Works Contract BOQ (1).xlsx |  |  |  | CITYWALK PHASE-05, PLOT 5.11 | Residential | CITYWALK RESIDENTIAL 1 LLC
216 | M | A-SW-32; Tissue holder | 34 | Nr. | 23 | 782 | K — Accessories | K | K05 | K0504 |  | 5.01 | Sanitary Appliances – Tissue Holder | Number | AED | 85 | AI | ✓ |  | Citywalk Plot 5.11 Main Works Contract BOQ (1).xlsx |  |  |  | CITYWALK PHASE-05, PLOT 5.11 | Residential | CITYWALK RESIDENTIAL 1 LLC
218 | N | A-SW-34; Wall mount basin including tap | 34 | Nr. | 117 | 3978 | Q — Mechanical Engineering Installations | Q | Q05 | Q0504 | Q5 Automatic controls | 5.01 | Sanitary Appliances – Wall-mounted Basin with Tap | Number | AED | 92 | AI | ✓ |  | Citywalk Plot 5.11 Main Works Contract BOQ (1).xlsx |  |  |  | CITYWALK PHASE-05, PLOT 5.11 | Residential | CITYWALK RESIDENTIAL 1 LLC
220 | P | A-SW-36; Robe hook | 34 | Nr. | 23 | 782 | K — Accessories | K | K05 | K0504 |  | 5.01 | Sanitary Appliances – Robe Hook | Number | AED | 85 | AI | ✓ |  | Citywalk Plot 5.11 Main Works Contract BOQ (1).xlsx |  |  |  | CITYWALK PHASE-05, PLOT 5.11 | Residential | CITYWALK RESIDENTIAL 1 LLC
222 | Q | A-SW-37; Towel rail@ maid room | 21 | Nr. | 23 | 483 | K — Accessories | K | K05 | K0504 |  | 5.01 | Sanitary Appliances – Towel Rail | Number | AED | 85 | AI | ✓ |  | Citywalk Plot 5.11 Main Works Contract BOQ (1).xlsx |  |  |  | CITYWALK PHASE-05, PLOT 5.11 | Residential | CITYWALK RESIDENTIAL 1 LLC
224 | R | A-SW-38; Towel rail@ maid room | 13 | Nr. | 23 | 299 | K — Accessories | K | K05 | K0504 |  | 5.01 | Sanitary Appliances – Towel Rail | Number | AED | 85 | AI | ✓ |  | Citywalk Plot 5.11 Main Works Contract BOQ (1).xlsx |  |  |  | CITYWALK PHASE-05, PLOT 5.11 | Residential | CITYWALK RESIDENTIAL 1 LLC
226 | S | C-SW-01; Counter top basin | 5 | Nr. | 146 | 730 | Q — Mechanical Engineering Installations | Q | Q05 | Q0504 | Q5 Automatic controls | 5.01 | Sanitary Appliances – Counter-top Basin | Number | AED | 92 | AI | ✓ |  | Citywalk Plot 5.11 Main Works Contract BOQ (1).xlsx |  |  |  | CITYWALK PHASE-05, PLOT 5.11 | Residential | CITYWALK RESIDENTIAL 1 LLC
228 | T | C-SW-02; Bottle trap | 5 | Nr. | 23 | 115 | Q — Mechanical Engineering Installations | Q | Q05 | Q0504 | Q5 Automatic controls | 5.01 | Sanitary Appliances – Bottle Trap | Number | AED | 88 | AI | ✓ |  | Citywalk Plot 5.11 Main Works Contract BOQ (1).xlsx |  |  |  | CITYWALK PHASE-05, PLOT 5.11 | Residential | CITYWALK RESIDENTIAL 1 LLC
230 | U | C-SW-04; Concealed wall mounted WC | 4 | Nr. | 117 | 468 | Q — Mechanical Engineering Installations | Q | Q05 | Q0504 | Q5 Automatic controls | 5.01 | Sanitary Appliances – Concealed WC | Number | AED | 92 | AI | ✓ |  | Citywalk Plot 5.11 Main Works Contract BOQ (1).xlsx |  |  |  | CITYWALK PHASE-05, PLOT 5.11 | Residential | CITYWALK RESIDENTIAL 1 LLC
232 | V | C-SW-04A; Soft close seat & cover | 4 | Nr. | 0 | Not Applicable. Please refer to section for Additional item | K — Accessories | K | K05 | K0504 |  | 5.01 | Sanitary Appliances – Soft Close Seat & Cover | Number | AED | 88 | AI | ✓ |  | Citywalk Plot 5.11 Main Works Contract BOQ (1).xlsx |  |  |  | CITYWALK PHASE-05, PLOT 5.11 | Residential | CITYWALK RESIDENTIAL 1 LLC
234 | W | C-SW-06; Sensor flush plate | 5 | Nr. | 59 | 295 | K — Accessories | K | K05 | K0501 |  | 5.01 | Sanitary Appliances – Sensor Flush Plate | No. | AED | 85 | AI | ✓ |  | Citywalk Plot 5.11 Main Works Contract BOQ (1).xlsx |  |  |  | CITYWALK PHASE-05, PLOT 5.11 | Residential | CITYWALK RESIDENTIAL 1 LLC
236 | X | C-SW-11; Tissue holder | 5 | Nr. | 23 | 115 | K — Accessories | K | K05 | K0501 |  | 5.01 | Sanitary Appliances – Tissue Holder | No. | AED | 85 | AI | ✓ |  | Citywalk Plot 5.11 Main Works Contract BOQ (1).xlsx |  |  |  | CITYWALK PHASE-05, PLOT 5.11 | Residential | CITYWALK RESIDENTIAL 1 LLC
238 | Y | C-SW-12; Robe hook | 4 | Nr. | 23 | 92 | K — Accessories | K | K05 | K0501 |  | 5.01 | Sanitary Appliances – Robe Hook | No. | AED | 80 | AI | ⚠ |  | Citywalk Plot 5.11 Main Works Contract BOQ (1).xlsx |  |  |  | CITYWALK PHASE-05, PLOT 5.11 | Residential | CITYWALK RESIDENTIAL 1 LLC
241 |  |  |  | To Collection AED |  | 46385 | [8 empty] | AED |  |  |  |  | Citywalk Plot 5.11 Main Works Contract BOQ (1).xlsx |  |  |  | CITYWALK PHASE-05, PLOT 5.11 | Residential | CITYWALK RESIDENTIAL 1 LLC
▸ SANITARY FITTINGS AND FIXTURES (Cont'd)
247 | A | C-SW-13; ADA WC & seat cover | 1 | Nr. | 117 | 117 | K — Accessories | K | K05 | K0501 |  | 5.01 | Sanitary Appliances – ADA WC & Seat Cover | No. | AED | 90 | AI | ✓ |  | Citywalk Plot 5.11 Main Works Contract BOQ (1).xlsx |  |  |  | CITYWALK PHASE-05, PLOT 5.11 | Residential | CITYWALK RESIDENTIAL 1 LLC
249 | B | C-SW-14; ADA lavatory sink | 1 | Nr. | 117 | 117 | K — Accessories | K | K05 | K0501 |  | 5.01 | Sanitary Appliances – ADA Lavatory Sink | No. | AED | 90 | AI | ✓ |  | Citywalk Plot 5.11 Main Works Contract BOQ (1).xlsx |  |  |  | CITYWALK PHASE-05, PLOT 5.11 | Residential | CITYWALK RESIDENTIAL 1 LLC
251 | C | C-SW-14A; ADA Mirror | 1 | Nr. | 50 | 50 | K — Accessories | K | K02 | K0201 | K2 Partitions | 3.01 | Accessories – Mirror | Enumerated (nr) | AED | 93 | Rule | ✓ |  | Citywalk Plot 5.11 Main Works Contract BOQ (1).xlsx |  |  |  | CITYWALK PHASE-05, PLOT 5.11 | Residential | CITYWALK RESIDENTIAL 1 LLC
253 | D | C-SW-15; Shower drain | 4 | Nr. | 18 | 72 | K — Accessories | K | K05 | K0501 |  | 5.01 | Sanitary Appliances – Shower Drain | No. | AED | 85 | AI | ✓ |  | Citywalk Plot 5.11 Main Works Contract BOQ (1).xlsx |  |  |  | CITYWALK PHASE-05, PLOT 5.11 | Residential | CITYWALK RESIDENTIAL 1 LLC
255 | E | C-SW-16; Urinal | 1 | Nr. | 117 | 117 | K — Accessories | K | K05 | K0501 |  | 5.01 | Sanitary Appliances – Urinal | No. | AED | 95 | AI | ✓ |  | Citywalk Plot 5.11 Main Works Contract BOQ (1).xlsx |  |  |  | CITYWALK PHASE-05, PLOT 5.11 | Residential | CITYWALK RESIDENTIAL 1 LLC
257 | F | C-SW-17; ADA fold down grab bar | 3 | Nr. | 23 | 69 | K — Accessories | K | K05 | K0501 |  | 5.01 | Sanitary Appliances – ADA Fold Down Grab Bar | No. | AED | 85 | AI | ✓ |  | Citywalk Plot 5.11 Main Works Contract BOQ (1).xlsx |  |  |  | CITYWALK PHASE-05, PLOT 5.11 | Residential | CITYWALK RESIDENTIAL 1 LLC
259 | G | C-SW-18; ADA straight support bar | 1 | Nr. | 23 | 23 | B — Site Work | B | B24 | B2401 | B24 Tunnel excavation | 8.01 | Site Works, Drainage, External Services & Landscaping | Volume (m³), Length (m), Area (m²), Enumerated (nr), Item | AED | 68 | Fuzzy | ⚠ |  | Citywalk Plot 5.11 Main Works Contract BOQ (1).xlsx |  |  |  | CITYWALK PHASE-05, PLOT 5.11 | Residential | CITYWALK RESIDENTIAL 1 LLC
261 | H | C-SW-19; Wall combination | 1 | Nr. | 59 | 59 | K — Accessories | K | K05 | K0501 |  | 5.01 | Sanitary Appliances – Wall Combination Unit | No. | AED | 80 | AI | ⚠ |  | Citywalk Plot 5.11 Main Works Contract BOQ (1).xlsx |  |  |  | CITYWALK PHASE-05, PLOT 5.11 | Residential | CITYWALK RESIDENTIAL 1 LLC
263 | J | C-SW-20; Floor drain | 6 | Nr. | 8 | 48 | K — Accessories | K | K05 | K0503 |  | 5.03 | Waste Disposal – Floor Drain | No. | AED | 90 | AI | ✓ |  | Citywalk Plot 5.11 Main Works Contract BOQ (1).xlsx |  |  |  | CITYWALK PHASE-05, PLOT 5.11 | Residential | CITYWALK RESIDENTIAL 1 LLC
265 | K | C-SW-22; Soap dispenser | 4 | Nr. | 59 | 236 | K — Accessories | K | K05 | K0501 |  | 5.01 | Sanitary Appliances – Soap Dispenser | No. | AED | 80 | AI | ⚠ |  | Citywalk Plot 5.11 Main Works Contract BOQ (1).xlsx |  |  |  | CITYWALK PHASE-05, PLOT 5.11 | Residential | CITYWALK RESIDENTIAL 1 LLC
267 | L | C-SW-23; Paper towel dispenser | 2 | Nr. | 117 | 234 | K — Accessories | K | K05 | K0501 |  | 5.01 | Sanitary Appliances – Paper Towel Dispenser | No. | AED | 80 | AI | ⚠ |  | Citywalk Plot 5.11 Main Works Contract BOQ (1).xlsx |  |  |  | CITYWALK PHASE-05, PLOT 5.11 | Residential | CITYWALK RESIDENTIAL 1 LLC
269 | M | C-SW-24; Baby changing | 1 | Nr. | 117 | 117 | K — Accessories | K | K05 | K0501 |  | 5.01 | Sanitary Appliances – Baby Changing Unit | No. | AED | 85 | AI | ✓ |  | Citywalk Plot 5.11 Main Works Contract BOQ (1).xlsx |  |  |  | CITYWALK PHASE-05, PLOT 5.11 | Residential | CITYWALK RESIDENTIAL 1 LLC
▸ Sanitary Fittings; including connections, supports, sealants, accessories and all ancillary works as necessary
273 | N | A-SW-02; Bidet spray | 197 | Nr. | 35 | 6895 | K — Accessories | K | K05 | K0501 |  | 5.01 | Sanitary Appliances – Bidet Spray | No. | AED | 90 | AI | ✓ |  | Citywalk Plot 5.11 Main Works Contract BOQ (1).xlsx |  |  |  | CITYWALK PHASE-05, PLOT 5.11 | Residential | CITYWALK RESIDENTIAL 1 LLC
275 | P | A-SW-05; Wall mounted shower head | 177 | Nr. | 23 | 4071 | K — Accessories | K | K05 | K0501 |  | 5.01 | Sanitary Appliances – Wall Mounted Shower Head | No. | AED | 90 | AI | ✓ |  | Citywalk Plot 5.11 Main Works Contract BOQ (1).xlsx |  |  |  | CITYWALK PHASE-05, PLOT 5.11 | Residential | CITYWALK RESIDENTIAL 1 LLC
277 | Q | A-SW-06; Concealed hand shower | 177 | Nr. | 23 | 4071 | K — Accessories | K | K05 | K0501 |  | 5.01 | Sanitary Appliances – Concealed Hand Shower | No. | AED | 90 | AI | ✓ |  | Citywalk Plot 5.11 Main Works Contract BOQ (1).xlsx |  |  |  | CITYWALK PHASE-05, PLOT 5.11 | Residential | CITYWALK RESIDENTIAL 1 LLC
279 | R | A-SW-07; Concealed hand mixer | 177 | Nr. | 23 | 4071 | K — Accessories | K | K05 | K0501 |  | 5.01 | Sanitary Appliances – Concealed Hand Mixer | No. | AED | 90 | AI | ✓ |  | Citywalk Plot 5.11 Main Works Contract BOQ (1).xlsx |  |  |  | CITYWALK PHASE-05, PLOT 5.11 | Residential | CITYWALK RESIDENTIAL 1 LLC
281 | S | A-SW-09; Wall mounted basin mixer | 158 | Nr. | 59 | 9322 | K — Accessories | K | K05 | K0501 |  | 5.01 | Sanitary Appliances – Wall Mounted Basin Mixer | No. | AED | 90 | AI | ✓ |  | Citywalk Plot 5.11 Main Works Contract BOQ (1).xlsx |  |  |  | CITYWALK PHASE-05, PLOT 5.11 | Residential | CITYWALK RESIDENTIAL 1 LLC
283 | T | A-SW-14; Basin mixer | 62 | Nr. | 35 | 2170 | K — Accessories | K | K05 | K0501 |  | 5.01 | Sanitary Appliances – Basin Mixer | No. | AED | 90 | AI | ✓ |  | Citywalk Plot 5.11 Main Works Contract BOQ (1).xlsx |  |  |  | CITYWALK PHASE-05, PLOT 5.11 | Residential | CITYWALK RESIDENTIAL 1 LLC
285 | U | A-SW-17; Tub mixer | 21 | Nr. | 59 | 1239 | K — Accessories | K | K05 | K0501 |  | 5.01 | Sanitary Appliances – Bath Tub Mixer | No. | AED | 90 | AI | ✓ |  | Citywalk Plot 5.11 Main Works Contract BOQ (1).xlsx |  |  |  | CITYWALK PHASE-05, PLOT 5.11 | Residential | CITYWALK RESIDENTIAL 1 LLC
288 |  |  |  | To Collection AED |  | 33098 | [8 empty] | AED |  |  |  |  | Citywalk Plot 5.11 Main Works Contract BOQ (1).xlsx |  |  |  | CITYWALK PHASE-05, PLOT 5.11 | Residential | CITYWALK RESIDENTIAL 1 LLC
▸ SANITARY FITTINGS AND FIXTURES (Cont'd)
294 | A | A-SW-19; Free standing mixer | 77 | Nr. | 35 | 2695 | K — Accessories | K | K05 | K0501 |  | 5.01 | Sanitary Appliances – Free Standing Mixer | No. | AED | 85 | AI | ✓ |  | Citywalk Plot 5.11 Main Works Contract BOQ (1).xlsx |  |  |  | CITYWALK PHASE-05, PLOT 5.11 | Residential | CITYWALK RESIDENTIAL 1 LLC
296 | B | A-SW-31; Bidet spray to Maid bathroom | 34 | Nr. | 35 | 1190 | K — Accessories | K | K05 | K0501 |  | 5.01 | Sanitary Appliances – Bidet Spray to Maid Bathroom | No. | AED | 90 | AI | ✓ |  | Citywalk Plot 5.11 Main Works Contract BOQ (1).xlsx |  |  |  | CITYWALK PHASE-05, PLOT 5.11 | Residential | CITYWALK RESIDENTIAL 1 LLC
298 | C | A-SW-33; Hand shower | 34 | Nr. | 59 | 2006 | K — Accessories | K | K05 | K0501 |  | 5.01 | Sanitary Appliances – Hand Shower | No. | AED | 90 | AI | ✓ |  | Citywalk Plot 5.11 Main Works Contract BOQ (1).xlsx |  |  |  | CITYWALK PHASE-05, PLOT 5.11 | Residential | CITYWALK RESIDENTIAL 1 LLC
300 | D | A-SW-35; Basin mixer | 34 | Nr. | 35 | 1190 | K — Accessories | K | K05 | K0501 |  | 5.01 | Sanitary Appliances – Basin Mixer | No. | AED | 90 | AI | ✓ |  | Citywalk Plot 5.11 Main Works Contract BOQ (1).xlsx |  |  |  | CITYWALK PHASE-05, PLOT 5.11 | Residential | CITYWALK RESIDENTIAL 1 LLC
302 | E | C-SW-03; Sensor type mixers | 5 | Nr. | 59 | 295 | K — Accessories | K | K05 | K0501 |  | 5.01 | Sanitary Appliances – Sensor Type Mixers | No. | AED | 90 | AI | ✓ |  | Citywalk Plot 5.11 Main Works Contract BOQ (1).xlsx |  |  |  | CITYWALK PHASE-05, PLOT 5.11 | Residential | CITYWALK RESIDENTIAL 1 LLC
304 | F | C-SW-03A; Pop up waste | 5 | Nr. | 23 | 115 | K — Accessories | K | K05 | K0503 |  | 5.03 | Waste Disposal – Pop Up Waste | No. | AED | 85 | AI | ✓ |  | Citywalk Plot 5.11 Main Works Contract BOQ (1).xlsx |  |  |  | CITYWALK PHASE-05, PLOT 5.11 | Residential | CITYWALK RESIDENTIAL 1 LLC
306 | G | C-SW-07; Bidet spray | 5 | Nr. | 35 | 175 | K — Accessories | K | K05 | K0501 |  | 5.01 | Sanitary Appliances – Bidet Spray | No. | AED | 90 | AI | ✓ |  | Citywalk Plot 5.11 Main Works Contract BOQ (1).xlsx |  |  |  | CITYWALK PHASE-05, PLOT 5.11 | Residential | CITYWALK RESIDENTIAL 1 LLC
308 | H | C-SW-07A; Angle valve | 5 | Nr. | 6 | 30 | K — Accessories | K | K05 | K0504 |  | 5.04 | Water Installations – Angle Valve | No. | AED | 90 | AI | ✓ |  | Citywalk Plot 5.11 Main Works Contract BOQ (1).xlsx |  |  |  | CITYWALK PHASE-05, PLOT 5.11 | Residential | CITYWALK RESIDENTIAL 1 LLC
310 | J | C-SW-08; Shower head | 4 | Nr. | 70 | 280 | K — Accessories | K | K05 | K0501 |  | 5.01 | Sanitary Appliances – Shower Head | No. | AED | 90 | AI | ✓ |  | Citywalk Plot 5.11 Main Works Contract BOQ (1).xlsx |  |  |  | CITYWALK PHASE-05, PLOT 5.11 | Residential | CITYWALK RESIDENTIAL 1 LLC
312 | K | C-SW-09; Concealed shower mixer | 8 | Nr. | 0 | Included in C-SW-08 | K — Accessories | K | K05 | K0501 |  | 5.01 | Sanitary Appliances – Concealed Shower Mixer | No. | AED | 90 | AI | ✓ |  | Citywalk Plot 5.11 Main Works Contract BOQ (1).xlsx |  |  |  | CITYWALK PHASE-05, PLOT 5.11 | Residential | CITYWALK RESIDENTIAL 1 LLC
314 | L | C-SW-10; Concealed hand shower | 4 | Nr. | 0 | Included in C-SW-08 | K — Accessories | K | K05 | K0501 |  | 5.01 | Sanitary Appliances – Concealed Hand Shower | No. | AED | 90 | AI | ✓ |  | Citywalk Plot 5.11 Main Works Contract BOQ (1).xlsx |  |  |  | CITYWALK PHASE-05, PLOT 5.11 | Residential | CITYWALK RESIDENTIAL 1 LLC
316 | M | C-SW-14B; ADA Basin faucet | 1 | Nr. | 35 | 35 | K — Accessories | K | K05 | K0501 |  | 5.01 | Sanitary Appliances – ADA Basin Faucet | No. | AED | 90 | AI | ✓ |  | Citywalk Plot 5.11 Main Works Contract BOQ (1).xlsx |  |  |  | CITYWALK PHASE-05, PLOT 5.11 | Residential | CITYWALK RESIDENTIAL 1 LLC
318 | N | C-SW-14C; ADA Basin bottle trap | 1 | Nr. | 23 | 23 | K — Accessories | K | K05 | K0503 |  | 5.03 | Waste Disposal – ADA Basin Bottle Trap | No. | AED | 85 | AI | ✓ |  | Citywalk Plot 5.11 Main Works Contract BOQ (1).xlsx |  |  |  | CITYWALK PHASE-05, PLOT 5.11 | Residential | CITYWALK RESIDENTIAL 1 LLC
320 | P | C-SW-14D; ADA Angle valve | 1 | Nr. | 6 | 6 | K — Accessories | K | K05 | K0504 |  | 5.04 | Water Installations – ADA Angle Valve | No. | AED | 90 | AI | ✓ |  | Citywalk Plot 5.11 Main Works Contract BOQ (1).xlsx |  |  |  | CITYWALK PHASE-05, PLOT 5.11 | Residential | CITYWALK RESIDENTIAL 1 LLC
336 |  |  |  | To Collection AED |  | 8040 | [8 empty] | AED |  |  |  |  | Citywalk Plot 5.11 Main Works Contract BOQ (1).xlsx |  |  |  | CITYWALK PHASE-05, PLOT 5.11 | Residential | CITYWALK RESIDENTIAL 1 LLC
▸ DISPOSAL INSTALLATIONS
▸ Note: Refer to the following.
▸ 1. Drainage Drawings DHRE0017-GC-XX-01-PLN-MD-101004 to 101014
▸ 2. Drainage Drawings DHRE0017-GC-XX-ZZ-DWG-MD-101016 to 101018
▸ 3. Mockup Drawings DHRE0017-GC-XX-ZZ-MUP-ME-101001 to 101032
▸ 4. Specification DHRE0017-GCE-XX-XX-SPC-MEP-108004
▸ Storm Water Drainage Installations
▸ UPVC pipes including fittings, hangers, supports, fixings, couplers and all ancillary works as necessary
▸ Storm water pipes
358 | A | 82mm diameter | 36 | m | 126 | 4536 | B — Site Work | B | B19 | B1904 | B19 Underground drainage | 8.01 | Site Works, Drainage, External Services & Landscaping | Volume (m³), Length (m), Area (m²), Enumerated (nr), Item | AED | 70 | Fuzzy | ⚠ |  | Citywalk Plot 5.11 Main Works Contract BOQ (1).xlsx |  |  |  | CITYWALK PHASE-05, PLOT 5.11 | Residential | CITYWALK RESIDENTIAL 1 LLC
360 | B | 110mm diameter | 268 | m | 177 | 47436 | Q — Mechanical Engineering Installations | Q | Q02 | Q0201 | Q2 Pipework and gutterwork | 3.01 | Mechanical – Drainage Pipe | Length (m) | AED | 90 | Rule | ✓ |  | Citywalk Plot 5.11 Main Works Contract BOQ (1).xlsx |  |  |  | CITYWALK PHASE-05, PLOT 5.11 | Residential | CITYWALK RESIDENTIAL 1 LLC
362 | C | 160mm diameter | 54 | m | 266 | 14364 | B — Site Work | B | B19 | B1904 | B19 Underground drainage | 8.01 | Site Works, Drainage, External Services & Landscaping | Volume (m³), Length (m), Area (m²), Enumerated (nr), Item | AED | 73 | Fuzzy | ⚠ |  | Citywalk Plot 5.11 Main Works Contract BOQ (1).xlsx |  |  |  | CITYWALK PHASE-05, PLOT 5.11 | Residential | CITYWALK RESIDENTIAL 1 LLC
▸ UPVC pipes to BS 4514 with sound proof triple layered polypropylene to DIN 4109 with density 1.6 g/cm³, fixings and supports, all necessary accessories and connections
▸ Storm water silent pipes
368 | D | 82mm diameter | 18 | m | 159 | 2862 | B — Site Work | B | B19 | B1904 | B19 Underground drainage | 8.01 | Site Works, Drainage, External Services & Landscaping | Volume (m³), Length (m), Area (m²), Enumerated (nr), Item | AED | 70 | Fuzzy | ⚠ |  | Citywalk Plot 5.11 Main Works Contract BOQ (1).xlsx |  |  |  | CITYWALK PHASE-05, PLOT 5.11 | Residential | CITYWALK RESIDENTIAL 1 LLC
370 | E | 110mm diameter | 21 | m | 253 | 5313 | Q — Mechanical Engineering Installations | Q | Q02 | Q0201 | Q2 Pipework and gutterwork | 3.01 | Mechanical – Drainage Pipe | Length (m) | AED | 90 | Rule | ✓ |  | Citywalk Plot 5.11 Main Works Contract BOQ (1).xlsx |  |  |  | CITYWALK PHASE-05, PLOT 5.11 | Residential | CITYWALK RESIDENTIAL 1 LLC
375 |  |  |  | To Collection AED |  | 74511 | [8 empty] | AED |  |  |  |  | Citywalk Plot 5.11 Main Works Contract BOQ (1).xlsx |  |  |  | CITYWALK PHASE-05, PLOT 5.11 | Residential | CITYWALK RESIDENTIAL 1 LLC
▸ DISPOSAL INSTALLATIONS (Cont'd)
▸ Accessories including hangers, supports and all ancillary works as necessary
▸ Rain water outlet (RWO); square type
385 | A | 110mm diameter | 10 | Nr. | 280 | 2800 | Q — Mechanical Engineering Installations | Q | Q02 | Q0201 | Q2 Pipework and gutterwork | 3.01 | Mechanical – Drainage Pipe | Length (m) | AED | 90 | Rule | ✓ |  | Citywalk Plot 5.11 Main Works Contract BOQ (1).xlsx |  |  |  | CITYWALK PHASE-05, PLOT 5.11 | Residential | CITYWALK RESIDENTIAL 1 LLC
▸ Rain water outlet (RWO); Scupper
389 | B | 110mm diameter | 5 | Nr. | 280 | 1400 | Q — Mechanical Engineering Installations | Q | Q02 | Q0201 | Q2 Pipework and gutterwork | 3.01 | Mechanical – Drainage Pipe | Length (m) | AED | 90 | Rule | ✓ |  | Citywalk Plot 5.11 Main Works Contract BOQ (1).xlsx |  |  |  | CITYWALK PHASE-05, PLOT 5.11 | Residential | CITYWALK RESIDENTIAL 1 LLC
▸ Balcony Drain outlet (BDO);
393 | C | 50mm diameter | 106 | Nr. | 42 | 4452 | Q — Mechanical Engineering Installations | Q | Q02 | Q0201 | Q2 Pipework and gutterwork | 3.01 | Mechanical – Drainage Pipe | Length (m) | AED | 88 | Rule | ✓ |  | Citywalk Plot 5.11 Main Works Contract BOQ (1).xlsx |  |  |  | CITYWALK PHASE-05, PLOT 5.11 | Residential | CITYWALK RESIDENTIAL 1 LLC
▸ Rain water free discharge outlet
397 | D | 82mm diameter | 5 | Nr. | 84 | 420 | B — Site Work | B | B19 | B1904 | B19 Underground drainage | 8.01 | Site Works, Drainage, External Services & Landscaping | Volume (m³), Length (m), Area (m²), Enumerated (nr), Item | AED | 70 | Fuzzy | ⚠ |  | Citywalk Plot 5.11 Main Works Contract BOQ (1).xlsx |  |  |  | CITYWALK PHASE-05, PLOT 5.11 | Residential | CITYWALK RESIDENTIAL 1 LLC
▸ Soil, Waste, Vent and Condensate Drain Installations
▸ MuPVC pipes; including fittings, hangers, supports, fixings, couplers and all ancillary works as necessary
▸ Waste pipes
405 | E | 40mm diameter | 1487 | m | 92 | 136804 | Q — Mechanical Engineering Installations | Q | Q02 | Q0201 | Q2 Pipework and gutterwork | 3.01 | Mechanical – Pipe | Length (m) | AED | 90 | Rule | ✓ |  | Citywalk Plot 5.11 Main Works Contract BOQ (1).xlsx |  |  |  | CITYWALK PHASE-05, PLOT 5.11 | Residential | CITYWALK RESIDENTIAL 1 LLC
407 | F | 50mm diameter | 13 | m | 105 | 1365 | Q — Mechanical Engineering Installations | Q | Q02 | Q0201 | Q2 Pipework and gutterwork | 3.01 | Mechanical – Drainage Pipe | Length (m) | AED | 88 | Rule | ✓ |  | Citywalk Plot 5.11 Main Works Contract BOQ (1).xlsx |  |  |  | CITYWALK PHASE-05, PLOT 5.11 | Residential | CITYWALK RESIDENTIAL 1 LLC
▸ Vent Pipes
411 | G | 50mm diameter | 269 | m | 105 | 28245 | Q — Mechanical Engineering Installations | Q | Q02 | Q0201 | Q2 Pipework and gutterwork | 3.01 | Mechanical – Drainage Pipe | Length (m) | AED | 88 | Rule | ✓ |  | Citywalk Plot 5.11 Main Works Contract BOQ (1).xlsx |  |  |  | CITYWALK PHASE-05, PLOT 5.11 | Residential | CITYWALK RESIDENTIAL 1 LLC
▸ UPVC pipes; including fittings, hangers, supports, fixings, couplers and all ancillary works as necessary
▸ Soil pipes
417 | H | 110mm diameter | 876 | m | 177 | 155052 | Q — Mechanical Engineering Installations | Q | Q02 | Q0201 | Q2 Pipework and gutterwork | 3.01 | Mechanical – Drainage Pipe | Length (m) | AED | 90 | Rule | ✓ |  | Citywalk Plot 5.11 Main Works Contract BOQ (1).xlsx |  |  |  | CITYWALK PHASE-05, PLOT 5.11 | Residential | CITYWALK RESIDENTIAL 1 LLC
419 | J | 160mm diameter | 958 | m | 266 | 254828 | B — Site Work | B | B19 | B1904 | B19 Underground drainage | 8.01 | Site Works, Drainage, External Services & Landscaping | Volume (m³), Length (m), Area (m²), Enumerated (nr), Item | AED | 73 | Fuzzy | ⚠ |  | Citywalk Plot 5.11 Main Works Contract BOQ (1).xlsx |  |  |  | CITYWALK PHASE-05, PLOT 5.11 | Residential | CITYWALK RESIDENTIAL 1 LLC
421 | K | 200mm diameter | 153 | m | 314 | 48042 | Q — Mechanical Engineering Installations | Q | Q02 | Q0201 | Q2 Pipework and gutterwork | 3.01 | Mechanical – Drainage Pipe | Length (m) | AED | 90 | Rule | ✓ |  | Citywalk Plot 5.11 Main Works Contract BOQ (1).xlsx |  |  |  | CITYWALK PHASE-05, PLOT 5.11 | Residential | CITYWALK RESIDENTIAL 1 LLC
424 |  |  |  | To Collection AED |  | 633408 | [8 empty] | AED |  |  |  |  | Citywalk Plot 5.11 Main Works Contract BOQ (1).xlsx |  |  |  | CITYWALK PHASE-05, PLOT 5.11 | Residential | CITYWALK RESIDENTIAL 1 LLC
▸ DISPOSAL INSTALLATIONS (Cont'd)
▸ Balcony drain pipes
432 | A | 82mm diameter | 895 | m | 126 | 112770 | B — Site Work | B | B19 | B1904 | B19 Underground drainage | 8.01 | Site Works, Drainage, External Services & Landscaping | Volume (m³), Length (m), Area (m²), Enumerated (nr), Item | AED | 70 | Fuzzy | ⚠ |  | Citywalk Plot 5.11 Main Works Contract BOQ (1).xlsx |  |  |  | CITYWALK PHASE-05, PLOT 5.11 | Residential | CITYWALK RESIDENTIAL 1 LLC
434 | B | 110mm diameter | 372 | m | 177 | 65844 | Q — Mechanical Engineering Installations | Q | Q02 | Q0201 | Q2 Pipework and gutterwork | 3.01 | Mechanical – Drainage Pipe | Length (m) | AED | 90 | Rule | ✓ |  | Citywalk Plot 5.11 Main Works Contract BOQ (1).xlsx |  |  |  | CITYWALK PHASE-05, PLOT 5.11 | Residential | CITYWALK RESIDENTIAL 1 LLC
▸ Waste pipes
438 | C | 82mm diameter | 769 | m | 126 | 96894 | B — Site Work | B | B19 | B1904 | B19 Underground drainage | 8.01 | Site Works, Drainage, External Services & Landscaping | Volume (m³), Length (m), Area (m²), Enumerated (nr), Item | AED | 70 | Fuzzy | ⚠ |  | Citywalk Plot 5.11 Main Works Contract BOQ (1).xlsx |  |  |  | CITYWALK PHASE-05, PLOT 5.11 | Residential | CITYWALK RESIDENTIAL 1 LLC
440 | D | 110mm diameter | 514 | m | 177 | 90978 | Q — Mechanical Engineering Installations | Q | Q02 | Q0201 | Q2 Pipework and gutterwork | 3.01 | Mechanical – Drainage Pipe | Length (m) | AED | 90 | Rule | ✓ |  | Citywalk Plot 5.11 Main Works Contract BOQ (1).xlsx |  |  |  | CITYWALK PHASE-05, PLOT 5.11 | Residential | CITYWALK RESIDENTIAL 1 LLC
442 | E | 160mm diameter | 1483 | m | 266 | 394478 | B — Site Work | B | B19 | B1904 | B19 Underground drainage | 8.01 | Site Works, Drainage, External Services & Landscaping | Volume (m³), Length (m), Area (m²), Enumerated (nr), Item | AED | 73 | Fuzzy | ⚠ |  | Citywalk Plot 5.11 Main Works Contract BOQ (1).xlsx |  |  |  | CITYWALK PHASE-05, PLOT 5.11 | Residential | CITYWALK RESIDENTIAL 1 LLC
444 | F | 200mm diameter | 187 | m | 314 | 58718 | Q — Mechanical Engineering Installations | Q | Q02 | Q0201 | Q2 Pipework and gutterwork | 3.01 | Mechanical – Drainage Pipe | Length (m) | AED | 90 | Rule | ✓ |  | Citywalk Plot 5.11 Main Works Contract BOQ (1).xlsx |  |  |  | CITYWALK PHASE-05, PLOT 5.11 | Residential | CITYWALK RESIDENTIAL 1 LLC
▸ Vent pipes
448 | G | 82mm diameter | 8 | m | 126 | 1008 | B — Site Work | B | B19 | B1904 | B19 Underground drainage | 8.01 | Site Works, Drainage, External Services & Landscaping | Volume (m³), Length (m), Area (m²), Enumerated (nr), Item | AED | 70 | Fuzzy | ⚠ |  | Citywalk Plot 5.11 Main Works Contract BOQ (1).xlsx |  |  |  | CITYWALK PHASE-05, PLOT 5.11 | Residential | CITYWALK RESIDENTIAL 1 LLC
450 | H | 110mm diameter | 1377 | m | 177 | 243729 | Q — Mechanical Engineering Installations | Q | Q02 | Q0201 | Q2 Pipework and gutterwork | 3.01 | Mechanical – Drainage Pipe | Length (m) | AED | 90 | Rule | ✓ |  | Citywalk Plot 5.11 Main Works Contract BOQ (1).xlsx |  |  |  | CITYWALK PHASE-05, PLOT 5.11 | Residential | CITYWALK RESIDENTIAL 1 LLC
452 | J | 160mm diameter | 198 | m | 266 | 52668 | B — Site Work | B | B19 | B1904 | B19 Underground drainage | 8.01 | Site Works, Drainage, External Services & Landscaping | Volume (m³), Length (m), Area (m²), Enumerated (nr), Item | AED | 73 | Fuzzy | ⚠ |  | Citywalk Plot 5.11 Main Works Contract BOQ (1).xlsx |  |  |  | CITYWALK PHASE-05, PLOT 5.11 | Residential | CITYWALK RESIDENTIAL 1 LLC
▸ Pressurized pipes
456 | K | 50mm diameter | 42 | m | 154 | 6468 | Q — Mechanical Engineering Installations | Q | Q02 | Q0201 | Q2 Pipework and gutterwork | 3.01 | Mechanical – Drainage Pipe | Length (m) | AED | 88 | Rule | ✓ |  | Citywalk Plot 5.11 Main Works Contract BOQ (1).xlsx |  |  |  | CITYWALK PHASE-05, PLOT 5.11 | Residential | CITYWALK RESIDENTIAL 1 LLC
458 | L | 82mm diameter | 139 | m | 199 | 27661 | B — Site Work | B | B19 | B1904 | B19 Underground drainage | 8.01 | Site Works, Drainage, External Services & Landscaping | Volume (m³), Length (m), Area (m²), Enumerated (nr), Item | AED | 70 | Fuzzy | ⚠ |  | Citywalk Plot 5.11 Main Works Contract BOQ (1).xlsx |  |  |  | CITYWALK PHASE-05, PLOT 5.11 | Residential | CITYWALK RESIDENTIAL 1 LLC
▸ MUPVC pipes to BS 4514 with sound proof triple layered polypropylene to DIN 4109 with density 1.6 g/cm³, fixings and supports, all necessary accessories and connections
462 | M | 40mm diameter | 300 | m | 117 | 35100 | Q — Mechanical Engineering Installations | Q | Q02 | Q0201 | Q2 Pipework and gutterwork | 3.01 | Mechanical – Pipe | Length (m) | AED | 90 | Rule | ✓ |  | Citywalk Plot 5.11 Main Works Contract BOQ (1).xlsx |  |  |  | CITYWALK PHASE-05, PLOT 5.11 | Residential | CITYWALK RESIDENTIAL 1 LLC
471 |  |  |  | To Collection AED |  | 1186316 | [8 empty] | AED |  |  |  |  | Citywalk Plot 5.11 Main Works Contract BOQ (1).xlsx |  |  |  | CITYWALK PHASE-05, PLOT 5.11 | Residential | CITYWALK RESIDENTIAL 1 LLC
▸ DISPOSAL INSTALLATIONS (Cont'd)
▸ UPVC pipes to BS 4514 with sound proof triple layered polypropylene to DIN 4109 with density 1.6 g/cm³, fixings and supports, all necessary accessories and connections
▸ Soil pipes
481 | A | 110mm diameter | 452 | m | 253 | 114356 | Q — Mechanical Engineering Installations | Q | Q02 | Q0201 | Q2 Pipework and gutterwork | 3.01 | Mechanical – Drainage Pipe | Length (m) | AED | 90 | Rule | ✓ |  | Citywalk Plot 5.11 Main Works Contract BOQ (1).xlsx |  |  |  | CITYWALK PHASE-05, PLOT 5.11 | Residential | CITYWALK RESIDENTIAL 1 LLC
▸ Waste silent pipes
485 | B | 82mm diameter | 175 | m | 159 | 27825 | B — Site Work | B | B19 | B1904 | B19 Underground drainage | 8.01 | Site Works, Drainage, External Services & Landscaping | Volume (m³), Length (m), Area (m²), Enumerated (nr), Item | AED | 70 | Fuzzy | ⚠ |  | Citywalk Plot 5.11 Main Works Contract BOQ (1).xlsx |  |  |  | CITYWALK PHASE-05, PLOT 5.11 | Residential | CITYWALK RESIDENTIAL 1 LLC
487 | C | 110mm diameter | 25 | m | 253 | 6325 | Q — Mechanical Engineering Installations | Q | Q02 | Q0201 | Q2 Pipework and gutterwork | 3.01 | Mechanical – Drainage Pipe | Length (m) | AED | 90 | Rule | ✓ |  | Citywalk Plot 5.11 Main Works Contract BOQ (1).xlsx |  |  |  | CITYWALK PHASE-05, PLOT 5.11 | Residential | CITYWALK RESIDENTIAL 1 LLC
▸ HDPE with 25mm thick; 90-100kg/m3 foil faced rockwool acoustic lagging insulation with 2mm thick barrier material, fixings and supports, all necessary accessories and connections
▸ Planter drain pipes
493 | D | 50mm diameter | 15 | m | 140 | 2100 | Q — Mechanical Engineering Installations | Q | Q02 | Q0201 | Q2 Pipework and gutterwork | 3.01 | Mechanical – Drainage Pipe | Length (m) | AED | 88 | Rule | ✓ |  | Citywalk Plot 5.11 Main Works Contract BOQ (1).xlsx |  |  |  | CITYWALK PHASE-05, PLOT 5.11 | Residential | CITYWALK RESIDENTIAL 1 LLC
▸ Soil water pipes
497 | E | 82mm diameter | 1 | m | 192 | 192 | B — Site Work | B | B19 | B1904 | B19 Underground drainage | 8.01 | Site Works, Drainage, External Services & Landscaping | Volume (m³), Length (m), Area (m²), Enumerated (nr), Item | AED | 70 | Fuzzy | ⚠ |  | Citywalk Plot 5.11 Main Works Contract BOQ (1).xlsx |  |  |  | CITYWALK PHASE-05, PLOT 5.11 | Residential | CITYWALK RESIDENTIAL 1 LLC
499 | F | 110mm diameter | 38 | m | 262 | 9956 | Q — Mechanical Engineering Installations | Q | Q02 | Q0201 | Q2 Pipework and gutterwork | 3.01 | Mechanical – Drainage Pipe | Length (m) | AED | 90 | Rule | ✓ |  | Citywalk Plot 5.11 Main Works Contract BOQ (1).xlsx |  |  |  | CITYWALK PHASE-05, PLOT 5.11 | Residential | CITYWALK RESIDENTIAL 1 LLC
501 | G | 160mm diameter | 36 | m | 318 | 11448 | B — Site Work | B | B19 | B1904 | B19 Underground drainage | 8.01 | Site Works, Drainage, External Services & Landscaping | Volume (m³), Length (m), Area (m²), Enumerated (nr), Item | AED | 73 | Fuzzy | ⚠ |  | Citywalk Plot 5.11 Main Works Contract BOQ (1).xlsx |  |  |  | CITYWALK PHASE-05, PLOT 5.11 | Residential | CITYWALK RESIDENTIAL 1 LLC
503 | H | 200mm diameter | 2 | m | 362 | 724 | Q — Mechanical Engineering Installations | Q | Q02 | Q0201 | Q2 Pipework and gutterwork | 3.01 | Mechanical – Drainage Pipe | Length (m) | AED | 90 | Rule | ✓ |  | Citywalk Plot 5.11 Main Works Contract BOQ (1).xlsx |  |  |  | CITYWALK PHASE-05, PLOT 5.11 | Residential | CITYWALK RESIDENTIAL 1 LLC
▸ Balcony drain pipes
507 | J | 82mm diameter | 21 | m | 192 | 4032 | B — Site Work | B | B19 | B1904 | B19 Underground drainage | 8.01 | Site Works, Drainage, External Services & Landscaping | Volume (m³), Length (m), Area (m²), Enumerated (nr), Item | AED | 70 | Fuzzy | ⚠ |  | Citywalk Plot 5.11 Main Works Contract BOQ (1).xlsx |  |  |  | CITYWALK PHASE-05, PLOT 5.11 | Residential | CITYWALK RESIDENTIAL 1 LLC
▸ Waste water pipes
511 | K | 40mm diameter | 43 | m | 104 | 4472 | Q — Mechanical Engineering Installations | Q | Q02 | Q0201 | Q2 Pipework and gutterwork | 3.01 | Mechanical – Pipe | Length (m) | AED | 90 | Rule | ✓ |  | Citywalk Plot 5.11 Main Works Contract BOQ (1).xlsx |  |  |  | CITYWALK PHASE-05, PLOT 5.11 | Residential | CITYWALK RESIDENTIAL 1 LLC
513 | L | 50mm diameter | 7 | m | 140 | 980 | Q — Mechanical Engineering Installations | Q | Q02 | Q0201 | Q2 Pipework and gutterwork | 3.01 | Mechanical – Drainage Pipe | Length (m) | AED | 88 | Rule | ✓ |  | Citywalk Plot 5.11 Main Works Contract BOQ (1).xlsx |  |  |  | CITYWALK PHASE-05, PLOT 5.11 | Residential | CITYWALK RESIDENTIAL 1 LLC
515 | M | 82mm diameter | 30 | m | 192 | 5760 | B — Site Work | B | B19 | B1904 | B19 Underground drainage | 8.01 | Site Works, Drainage, External Services & Landscaping | Volume (m³), Length (m), Area (m²), Enumerated (nr), Item | AED | 70 | Fuzzy | ⚠ |  | Citywalk Plot 5.11 Main Works Contract BOQ (1).xlsx |  |  |  | CITYWALK PHASE-05, PLOT 5.11 | Residential | CITYWALK RESIDENTIAL 1 LLC
517 | N | 110mm diameter | 36 | m | 262 | 9432 | Q — Mechanical Engineering Installations | Q | Q02 | Q0201 | Q2 Pipework and gutterwork | 3.01 | Mechanical – Drainage Pipe | Length (m) | AED | 90 | Rule | ✓ |  | Citywalk Plot 5.11 Main Works Contract BOQ (1).xlsx |  |  |  | CITYWALK PHASE-05, PLOT 5.11 | Residential | CITYWALK RESIDENTIAL 1 LLC
520 |  |  |  | To Collection AED |  | 197602 | [8 empty] | AED |  |  |  |  | Citywalk Plot 5.11 Main Works Contract BOQ (1).xlsx |  |  |  | CITYWALK PHASE-05, PLOT 5.11 | Residential | CITYWALK RESIDENTIAL 1 LLC
▸ DISPOSAL INSTALLATIONS (Cont'd)
526 | A | 160mm diameter | 52 | m | 318 | 16536 | B — Site Work | B | B19 | B1904 | B19 Underground drainage | 8.01 | Site Works, Drainage, External Services & Landscaping | Volume (m³), Length (m), Area (m²), Enumerated (nr), Item | AED | 73 | Fuzzy | ⚠ |  | Citywalk Plot 5.11 Main Works Contract BOQ (1).xlsx |  |  |  | CITYWALK PHASE-05, PLOT 5.11 | Residential | CITYWALK RESIDENTIAL 1 LLC
528 | B | 200mm diameter | 14 | m | 362 | 5068 | Q — Mechanical Engineering Installations | Q | Q02 | Q0201 | Q2 Pipework and gutterwork | 3.01 | Mechanical – Drainage Pipe | Length (m) | AED | 90 | Rule | ✓ |  | Citywalk Plot 5.11 Main Works Contract BOQ (1).xlsx |  |  |  | CITYWALK PHASE-05, PLOT 5.11 | Residential | CITYWALK RESIDENTIAL 1 LLC
▸ UPVC pipes Class E to BS 3505 pipes including fittings, hangers, supports, fixings, couplers and all ancillary works as necessary
▸ Condensate drain pipes
534 | C | 15mm diameter | 21 | m | 44 | 924 | Q — Mechanical Engineering Installations | Q | Q02 | Q0201 | Q2 Pipework and gutterwork | 3.01 | Mechanical – Pipe | Length (m) | AED | 90 | Rule | ✓ |  | Citywalk Plot 5.11 Main Works Contract BOQ (1).xlsx |  |  |  | CITYWALK PHASE-05, PLOT 5.11 | Residential | CITYWALK RESIDENTIAL 1 LLC
536 | D | 25mm diameter | 702 | m | 56 | 39312 | Q — Mechanical Engineering Installations | Q | Q02 | Q0201 | Q2 Pipework and gutterwork | 3.01 | Mechanical – Pipe | Length (m) | AED | 90 | Rule | ✓ |  | Citywalk Plot 5.11 Main Works Contract BOQ (1).xlsx |  |  |  | CITYWALK PHASE-05, PLOT 5.11 | Residential | CITYWALK RESIDENTIAL 1 LLC
▸ UPVC pipes Class E to BS 3505 pipes with 13mm polypropylene insulation including fittings, hangers, supports, fixings, couplers and all ancillary works as necessary
▸ Condensate drain pipes
542 | E | 15mm diameter | 8 | m | 44 | 352 | Q — Mechanical Engineering Installations | Q | Q02 | Q0201 | Q2 Pipework and gutterwork | 3.01 | Mechanical – Pipe | Length (m) | AED | 90 | Rule | ✓ |  | Citywalk Plot 5.11 Main Works Contract BOQ (1).xlsx |  |  |  | CITYWALK PHASE-05, PLOT 5.11 | Residential | CITYWALK RESIDENTIAL 1 LLC
544 | F | 25mm diameter | 300 | m | 56 | 16800 | Q — Mechanical Engineering Installations | Q | Q02 | Q0201 | Q2 Pipework and gutterwork | 3.01 | Mechanical – Pipe | Length (m) | AED | 90 | Rule | ✓ |  | Citywalk Plot 5.11 Main Works Contract BOQ (1).xlsx |  |  |  | CITYWALK PHASE-05, PLOT 5.11 | Residential | CITYWALK RESIDENTIAL 1 LLC
546 | G | 50mm diameter | 102 | m | 154 | 15708 | Q — Mechanical Engineering Installations | Q | Q02 | Q0201 | Q2 Pipework and gutterwork | 3.01 | Mechanical – Drainage Pipe | Length (m) | AED | 88 | Rule | ✓ |  | Citywalk Plot 5.11 Main Works Contract BOQ (1).xlsx |  |  |  | CITYWALK PHASE-05, PLOT 5.11 | Residential | CITYWALK RESIDENTIAL 1 LLC
548 | H | 82mm diameter | 35 | m | 199 | 6965 | B — Site Work | B | B19 | B1904 | B19 Underground drainage | 8.01 | Site Works, Drainage, External Services & Landscaping | Volume (m³), Length (m), Area (m²), Enumerated (nr), Item | AED | 70 | Fuzzy | ⚠ |  | Citywalk Plot 5.11 Main Works Contract BOQ (1).xlsx |  |  |  | CITYWALK PHASE-05, PLOT 5.11 | Residential | CITYWALK RESIDENTIAL 1 LLC
▸ GI condensate drain pipes; with 13mm thick polypropylene insulation and metal jacketing including fittings, hangers, supports, fixings, couplers and all ancillary works as necessary
552 | J | 82mm diameter | 15 | m | 199 | 2985 | B — Site Work | B | B19 | B1904 | B19 Underground drainage | 8.01 | Site Works, Drainage, External Services & Landscaping | Volume (m³), Length (m), Area (m²), Enumerated (nr), Item | AED | 70 | Fuzzy | ⚠ |  | Citywalk Plot 5.11 Main Works Contract BOQ (1).xlsx |  |  |  | CITYWALK PHASE-05, PLOT 5.11 | Residential | CITYWALK RESIDENTIAL 1 LLC
▸ Accessories including hangers, supports and all ancillary works as necessary
▸ Clean out (CO)
558 | K | 40mm diameter | 18 | Nr. | 12 | 216 | Q — Mechanical Engineering Installations | Q | Q02 | Q0201 | Q2 Pipework and gutterwork | 3.01 | Mechanical – Pipe | Length (m) | AED | 90 | Rule | ✓ |  | Citywalk Plot 5.11 Main Works Contract BOQ (1).xlsx |  |  |  | CITYWALK PHASE-05, PLOT 5.11 | Residential | CITYWALK RESIDENTIAL 1 LLC
560 | L | 82mm diameter | 365 | Nr. | 26 | 9490 | B — Site Work | B | B19 | B1904 | B19 Underground drainage | 8.01 | Site Works, Drainage, External Services & Landscaping | Volume (m³), Length (m), Area (m²), Enumerated (nr), Item | AED | 70 | Fuzzy | ⚠ |  | Citywalk Plot 5.11 Main Works Contract BOQ (1).xlsx |  |  |  | CITYWALK PHASE-05, PLOT 5.11 | Residential | CITYWALK RESIDENTIAL 1 LLC
563 |  |  |  | To Collection AED |  | 114356 | [8 empty] | AED |  |  |  |  | Citywalk Plot 5.11 Main Works Contract BOQ (1).xlsx |  |  |  | CITYWALK PHASE-05, PLOT 5.11 | Residential | CITYWALK RESIDENTIAL 1 LLC
▸ DISPOSAL INSTALLATIONS (Cont'd)
569 | A | 110mm diameter | 359 | Nr. | 28 | 10052 | Q — Mechanical Engineering Installations | Q | Q02 | Q0201 | Q2 Pipework and gutterwork | 3.01 | Mechanical – Drainage Pipe | Length (m) | AED | 90 | Rule | ✓ |  | Citywalk Plot 5.11 Main Works Contract BOQ (1).xlsx |  |  |  | CITYWALK PHASE-05, PLOT 5.11 | Residential | CITYWALK RESIDENTIAL 1 LLC
571 | B | 160mm diameter | 52 | Nr. | 34 | 1768 | B — Site Work | B | B19 | B1904 | B19 Underground drainage | 8.01 | Site Works, Drainage, External Services & Landscaping | Volume (m³), Length (m), Area (m²), Enumerated (nr), Item | AED | 73 | Fuzzy | ⚠ |  | Citywalk Plot 5.11 Main Works Contract BOQ (1).xlsx |  |  |  | CITYWALK PHASE-05, PLOT 5.11 | Residential | CITYWALK RESIDENTIAL 1 LLC
573 | C | 200mm diameter | 25 | Nr. | 39 | 975 | Q — Mechanical Engineering Installations | Q | Q02 | Q0201 | Q2 Pipework and gutterwork | 3.01 | Mechanical – Drainage Pipe | Length (m) | AED | 90 | Rule | ✓ |  | Citywalk Plot 5.11 Main Works Contract BOQ (1).xlsx |  |  |  | CITYWALK PHASE-05, PLOT 5.11 | Residential | CITYWALK RESIDENTIAL 1 LLC
▸ Clean out (CO), GI type
577 | D | 110mm diameter | 4 | Nr. | 28 | 112 | Q — Mechanical Engineering Installations | Q | Q02 | Q0201 | Q2 Pipework and gutterwork | 3.01 | Mechanical – Drainage Pipe | Length (m) | AED | 90 | Rule | ✓ |  | Citywalk Plot 5.11 Main Works Contract BOQ (1).xlsx |  |  |  | CITYWALK PHASE-05, PLOT 5.11 | Residential | CITYWALK RESIDENTIAL 1 LLC
▸ U trap, GI type
581 | E | 82mm diameter | 19 | Nr. | 28 | 532 | B — Site Work | B | B19 | B1904 | B19 Underground drainage | 8.01 | Site Works, Drainage, External Services & Landscaping | Volume (m³), Length (m), Area (m²), Enumerated (nr), Item | AED | 70 | Fuzzy | ⚠ |  | Citywalk Plot 5.11 Main Works Contract BOQ (1).xlsx |  |  |  | CITYWALK PHASE-05, PLOT 5.11 | Residential | CITYWALK RESIDENTIAL 1 LLC
▸ Floor Drain (FD)
585 | F | 82mm diameter | 496 | Nr. | 0 | Included in Section-Sanitary fittings and fixtures | B — Site Work | B | B19 | B1904 | B19 Underground drainage | 8.01 | Site Works, Drainage, External Services & Landscaping | Volume (m³), Length (m), Area (m²), Enumerated (nr), Item | AED | 70 | Fuzzy | ⚠ |  | Citywalk Plot 5.11 Main Works Contract BOQ (1).xlsx |  |  |  | CITYWALK PHASE-05, PLOT 5.11 | Residential | CITYWALK RESIDENTIAL 1 LLC
▸ Shower Drain (SD)
589 | G | 40mm diameter | 137 | Nr. | 0 | Included in Section-Sanitary fittings and fixtures | Q — Mechanical Engineering Installations | Q | Q02 | Q0201 | Q2 Pipework and gutterwork | 3.01 | Mechanical – Pipe | Length (m) | AED | 90 | Rule | ✓ |  | Citywalk Plot 5.11 Main Works Contract BOQ (1).xlsx |  |  |  | CITYWALK PHASE-05, PLOT 5.11 | Residential | CITYWALK RESIDENTIAL 1 LLC
▸ Funnel Drain
593 | H | 82mm diameter | 1 | Nr. | 420 | 420 | B — Site Work | B | B19 | B1904 | B19 Underground drainage | 8.01 | Site Works, Drainage, External Services & Landscaping | Volume (m³), Length (m), Area (m²), Enumerated (nr), Item | AED | 70 | Fuzzy | ⚠ |  | Citywalk Plot 5.11 Main Works Contract BOQ (1).xlsx |  |  |  | CITYWALK PHASE-05, PLOT 5.11 | Residential | CITYWALK RESIDENTIAL 1 LLC
▸ Planter Drain (PT)
597 | J | 82mm diameter | 5 | Nr. | 420 | 2100 | B — Site Work | B | B19 | B1904 | B19 Underground drainage | 8.01 | Site Works, Drainage, External Services & Landscaping | Volume (m³), Length (m), Area (m²), Enumerated (nr), Item | AED | 70 | Fuzzy | ⚠ |  | Citywalk Plot 5.11 Main Works Contract BOQ (1).xlsx |  |  |  | CITYWALK PHASE-05, PLOT 5.11 | Residential | CITYWALK RESIDENTIAL 1 LLC
▸ Vent cowl
601 | K | 160mm diameter | 12 | Nr. | 35 | 420 | B — Site Work | B | B19 | B1904 | B19 Underground drainage | 8.01 | Site Works, Drainage, External Services & Landscaping | Volume (m³), Length (m), Area (m²), Enumerated (nr), Item | AED | 73 | Fuzzy | ⚠ |  | Citywalk Plot 5.11 Main Works Contract BOQ (1).xlsx |  |  |  | CITYWALK PHASE-05, PLOT 5.11 | Residential | CITYWALK RESIDENTIAL 1 LLC
607 |  |  |  | To Collection AED |  | 16379 | [8 empty] | AED |  |  |  |  | Citywalk Plot 5.11 Main Works Contract BOQ (1).xlsx |  |  |  | CITYWALK PHASE-05, PLOT 5.11 | Residential | CITYWALK RESIDENTIAL 1 LLC
▸ WATER SUPPLY INSTALLATION
▸ Note: Refer to the following:
▸ 1. Specification;
▸ DHRE0017-GCE-XX-XX-SPC-MEP-108004_00 - Division 22 - Plumbing
▸ 2. Drawings;
▸ DHRE0017-GC-XX-ZZ-MUP-ME-101001 to 101032
▸ DHRE0017-GC-XX-01-PLN-MW-101003 to 101011
▸ DHRE0017-GC-XX-XX-DWG-MW-101017 to 101019
▸ DHRE0017-GC-XX-ZZ-DWG-MW-101016
▸ DHRE0017-GC-XX-ZZ-DWG-MW-101016
▸ Cold and Hot Water Installations
▸ PPR PN16 pipes to DIN 8077 and DIN 8078; including fittings, fixings and supports, all necessary accessories and connections
▸ Booster cold water supply (BCWS) pipes
637 | A | 20mm diameter | 226 | m | 130 | 29380 | Q — Mechanical Engineering Installations | Q | Q02 | Q0201 | Q2 Pipework and gutterwork | 3.01 | Mechanical – Pipe | Length (m) | AED | 90 | Rule | ✓ |  | Citywalk Plot 5.11 Main Works Contract BOQ (1).xlsx |  |  |  | CITYWALK PHASE-05, PLOT 5.11 | Residential | CITYWALK RESIDENTIAL 1 LLC
639 | B | 25mm diameter | 113 | m | 177 | 20001 | Q — Mechanical Engineering Installations | Q | Q02 | Q0201 | Q2 Pipework and gutterwork | 3.01 | Mechanical – Pipe | Length (m) | AED | 90 | Rule | ✓ |  | Citywalk Plot 5.11 Main Works Contract BOQ (1).xlsx |  |  |  | CITYWALK PHASE-05, PLOT 5.11 | Residential | CITYWALK RESIDENTIAL 1 LLC
641 | C | 32mm diameter | 151 | m | 264 | 39864 | Q — Mechanical Engineering Installations | Q | Q02 | Q0201 | Q2 Pipework and gutterwork | 3.01 | Mechanical – Pipe | Length (m) | AED | 90 | Rule | ✓ |  | Citywalk Plot 5.11 Main Works Contract BOQ (1).xlsx |  |  |  | CITYWALK PHASE-05, PLOT 5.11 | Residential | CITYWALK RESIDENTIAL 1 LLC
643 | D | 100mm diameter | 81 | m | 749 | 60669 | Q — Mechanical Engineering Installations | Q | Q02 | Q0201 | Q2 Pipework and gutterwork | 3.01 | Mechanical – Drainage Pipe | Length (m) | AED | 90 | Rule | ✓ |  | Citywalk Plot 5.11 Main Works Contract BOQ (1).xlsx |  |  |  | CITYWALK PHASE-05, PLOT 5.11 | Residential | CITYWALK RESIDENTIAL 1 LLC
▸ Gravity cold water supply (GCWS) pipes
647 | E | 20mm diameter | 2122 | m | 130 | 275860 | Q — Mechanical Engineering Installations | Q | Q02 | Q0201 | Q2 Pipework and gutterwork | 3.01 | Mechanical – Pipe | Length (m) | AED | 90 | Rule | ✓ |  | Citywalk Plot 5.11 Main Works Contract BOQ (1).xlsx |  |  |  | CITYWALK PHASE-05, PLOT 5.11 | Residential | CITYWALK RESIDENTIAL 1 LLC
649 | F | 25mm diameter | 2891 | m | 177 | 511707 | Q — Mechanical Engineering Installations | Q | Q02 | Q0201 | Q2 Pipework and gutterwork | 3.01 | Mechanical – Pipe | Length (m) | AED | 90 | Rule | ✓ |  | Citywalk Plot 5.11 Main Works Contract BOQ (1).xlsx |  |  |  | CITYWALK PHASE-05, PLOT 5.11 | Residential | CITYWALK RESIDENTIAL 1 LLC
651 | G | 32mm diameter | 1323 | m | 264 | 349272 | Q — Mechanical Engineering Installations | Q | Q02 | Q0201 | Q2 Pipework and gutterwork | 3.01 | Mechanical – Pipe | Length (m) | AED | 90 | Rule | ✓ |  | Citywalk Plot 5.11 Main Works Contract BOQ (1).xlsx |  |  |  | CITYWALK PHASE-05, PLOT 5.11 | Residential | CITYWALK RESIDENTIAL 1 LLC
654 |  |  |  | To Collection AED |  | 1286753 | [8 empty] | AED |  |  |  |  | Citywalk Plot 5.11 Main Works Contract BOQ (1).xlsx |  |  |  | CITYWALK PHASE-05, PLOT 5.11 | Residential | CITYWALK RESIDENTIAL 1 LLC
▸ WATER SUPPLY INSTALLATION (Cont'd)
660 | A | 50mm diameter | 43 | m | 347 | 14921 | Q — Mechanical Engineering Installations | Q | Q02 | Q0201 | Q2 Pipework and gutterwork | 3.01 | Mechanical – Drainage Pipe | Length (m) | AED | 88 | Rule | ✓ |  | Citywalk Plot 5.11 Main Works Contract BOQ (1).xlsx |  |  |  | CITYWALK PHASE-05, PLOT 5.11 | Residential | CITYWALK RESIDENTIAL 1 LLC
662 | B | 80mm diameter | 68 | m | 647 | 43996 | Q — Mechanical Engineering Installations | Q | Q02 | Q0201 | Q2 Pipework and gutterwork | 3.01 | Mechanical – Drainage Pipe | Length (m) | AED | 90 | Rule | ✓ |  | Citywalk Plot 5.11 Main Works Contract BOQ (1).xlsx |  |  |  | CITYWALK PHASE-05, PLOT 5.11 | Residential | CITYWALK RESIDENTIAL 1 LLC
▸ Water transfer (WTP) pipes
666 | C | 65mm diameter | 54 | m | 435 | 23490 | Q — Mechanical Engineering Installations | Q | Q02 | Q0201 | Q2 Pipework and gutterwork | 3.01 | Mechanical – Drainage Pipe | Length (m) | AED | 88 | Rule | ✓ |  | Citywalk Plot 5.11 Main Works Contract BOQ (1).xlsx |  |  |  | CITYWALK PHASE-05, PLOT 5.11 | Residential | CITYWALK RESIDENTIAL 1 LLC
▸ Hot water supply (HWS) pipes
670 | D | 20mm diameter | 1973 | m | 130 | 256490 | Q — Mechanical Engineering Installations | Q | Q02 | Q0201 | Q2 Pipework and gutterwork | 3.01 | Mechanical – Pipe | Length (m) | AED | 90 | Rule | ✓ |  | Citywalk Plot 5.11 Main Works Contract BOQ (1).xlsx |  |  |  | CITYWALK PHASE-05, PLOT 5.11 | Residential | CITYWALK RESIDENTIAL 1 LLC
672 | E | 25mm diameter | 121 | m | 177 | 21417 | Q — Mechanical Engineering Installations | Q | Q02 | Q0201 | Q2 Pipework and gutterwork | 3.01 | Mechanical – Pipe | Length (m) | AED | 90 | Rule | ✓ |  | Citywalk Plot 5.11 Main Works Contract BOQ (1).xlsx |  |  |  | CITYWALK PHASE-05, PLOT 5.11 | Residential | CITYWALK RESIDENTIAL 1 LLC
▸ PEX pipes and fittings embedded within wall and run within corrugated PVC conduit; including fittings, fixings and supports, all necessary accessories and connections
▸ Cold water supply pipes
678 | F | 15mm diameter | 2758 | m | 48 | 132384 | Q — Mechanical Engineering Installations | Q | Q02 | Q0201 | Q2 Pipework and gutterwork | 3.01 | Mechanical – Pipe | Length (m) | AED | 90 | Rule | ✓ |  | Citywalk Plot 5.11 Main Works Contract BOQ (1).xlsx |  |  |  | CITYWALK PHASE-05, PLOT 5.11 | Residential | CITYWALK RESIDENTIAL 1 LLC
▸ Hot water supply pipes
682 | G | 15mm diameter | 1313 | m | 48 | 63024 | Q — Mechanical Engineering Installations | Q | Q02 | Q0201 | Q2 Pipework and gutterwork | 3.01 | Mechanical – Pipe | Length (m) | AED | 90 | Rule | ✓ |  | Citywalk Plot 5.11 Main Works Contract BOQ (1).xlsx |  |  |  | CITYWALK PHASE-05, PLOT 5.11 | Residential | CITYWALK RESIDENTIAL 1 LLC
▸ FLEX pipes and fittings; including fixings and supports, all necessary accessories and connections
▸ Cold water supply pipes
688 | H | 16mm diameter | 189 | m | 48 | 9072 | B — Site Work | B | B19 | B1904 | B19 Underground drainage | 8.01 | Site Works, Drainage, External Services & Landscaping | Volume (m³), Length (m), Area (m²), Enumerated (nr), Item | AED | 70 | Fuzzy | ⚠ |  | Citywalk Plot 5.11 Main Works Contract BOQ (1).xlsx |  |  |  | CITYWALK PHASE-05, PLOT 5.11 | Residential | CITYWALK RESIDENTIAL 1 LLC
▸ Hot water supply pipes
692 | J | 16mm diameter | 82 | m | 48 | 3936 | B — Site Work | B | B19 | B1904 | B19 Underground drainage | 8.01 | Site Works, Drainage, External Services & Landscaping | Volume (m³), Length (m), Area (m²), Enumerated (nr), Item | AED | 70 | Fuzzy | ⚠ |  | Citywalk Plot 5.11 Main Works Contract BOQ (1).xlsx |  |  |  | CITYWALK PHASE-05, PLOT 5.11 | Residential | CITYWALK RESIDENTIAL 1 LLC
697 |  |  |  | To Collection AED |  | 568730 | [8 empty] | AED |  |  |  |  | Citywalk Plot 5.11 Main Works Contract BOQ (1).xlsx |  |  |  | CITYWALK PHASE-05, PLOT 5.11 | Residential | CITYWALK RESIDENTIAL 1 LLC
▸ WATER SUPPLY INSTALLATION (Cont'd)
▸ Closed cell elastomeric Foam insulation; 55-70 Kg/m3 density; including fixings and all necessary accessories
▸ Cold water supply pipes
▸ 25mm thick insulation
709 | A | 20mm diameter | 2335 | m | 14 | 32690 | Q — Mechanical Engineering Installations | Q | Q02 | Q0201 | Q2 Pipework and gutterwork | 3.01 | Mechanical – Pipe | Length (m) | AED | 90 | Rule | ✓ |  | Citywalk Plot 5.11 Main Works Contract BOQ (1).xlsx |  |  |  | CITYWALK PHASE-05, PLOT 5.11 | Residential | CITYWALK RESIDENTIAL 1 LLC
711 | B | 25mm diameter | 3003 | m | 15 | 45045 | Q — Mechanical Engineering Installations | Q | Q02 | Q0201 | Q2 Pipework and gutterwork | 3.01 | Mechanical – Pipe | Length (m) | AED | 90 | Rule | ✓ |  | Citywalk Plot 5.11 Main Works Contract BOQ (1).xlsx |  |  |  | CITYWALK PHASE-05, PLOT 5.11 | Residential | CITYWALK RESIDENTIAL 1 LLC
▸ 40mm thick insulation
715 | C | 32mm diameter | 1427 | m | 22 | 31394 | Q — Mechanical Engineering Installations | Q | Q02 | Q0201 | Q2 Pipework and gutterwork | 3.01 | Mechanical – Pipe | Length (m) | AED | 90 | Rule | ✓ |  | Citywalk Plot 5.11 Main Works Contract BOQ (1).xlsx |  |  |  | CITYWALK PHASE-05, PLOT 5.11 | Residential | CITYWALK RESIDENTIAL 1 LLC
717 | D | 50mm diameter | 43 | m | 28 | 1204 | Q — Mechanical Engineering Installations | Q | Q02 | Q0201 | Q2 Pipework and gutterwork | 3.01 | Mechanical – Drainage Pipe | Length (m) | AED | 88 | Rule | ✓ |  | Citywalk Plot 5.11 Main Works Contract BOQ (1).xlsx |  |  |  | CITYWALK PHASE-05, PLOT 5.11 | Residential | CITYWALK RESIDENTIAL 1 LLC
▸ 50mm thick insulation
721 | E | 65mm diameter | 29 | m | 35 | 1015 | Q — Mechanical Engineering Installations | Q | Q02 | Q0201 | Q2 Pipework and gutterwork | 3.01 | Mechanical – Drainage Pipe | Length (m) | AED | 88 | Rule | ✓ |  | Citywalk Plot 5.11 Main Works Contract BOQ (1).xlsx |  |  |  | CITYWALK PHASE-05, PLOT 5.11 | Residential | CITYWALK RESIDENTIAL 1 LLC
723 | F | 80mm diameter | 29 | m | 39 | 1131 | Q — Mechanical Engineering Installations | Q | Q02 | Q0201 | Q2 Pipework and gutterwork | 3.01 | Mechanical – Drainage Pipe | Length (m) | AED | 90 | Rule | ✓ |  | Citywalk Plot 5.11 Main Works Contract BOQ (1).xlsx |  |  |  | CITYWALK PHASE-05, PLOT 5.11 | Residential | CITYWALK RESIDENTIAL 1 LLC
725 | G | 100mm diameter | 19 | m | 46 | 874 | Q — Mechanical Engineering Installations | Q | Q02 | Q0201 | Q2 Pipework and gutterwork | 3.01 | Mechanical – Drainage Pipe | Length (m) | AED | 90 | Rule | ✓ |  | Citywalk Plot 5.11 Main Works Contract BOQ (1).xlsx |  |  |  | CITYWALK PHASE-05, PLOT 5.11 | Residential | CITYWALK RESIDENTIAL 1 LLC
▸ 25mm thick insulation with 0.9mm thick aluminium cladding
729 | H | 20mm diameter | 14 | m | 20 | 280 | Q — Mechanical Engineering Installations | Q | Q02 | Q0201 | Q2 Pipework and gutterwork | 3.01 | Mechanical – Pipe | Length (m) | AED | 90 | Rule | ✓ |  | Citywalk Plot 5.11 Main Works Contract BOQ (1).xlsx |  |  |  | CITYWALK PHASE-05, PLOT 5.11 | Residential | CITYWALK RESIDENTIAL 1 LLC
731 | J | 25mm diameter | 1 | m | 21 | 21 | Q — Mechanical Engineering Installations | Q | Q02 | Q0201 | Q2 Pipework and gutterwork | 3.01 | Mechanical – Pipe | Length (m) | AED | 90 | Rule | ✓ |  | Citywalk Plot 5.11 Main Works Contract BOQ (1).xlsx |  |  |  | CITYWALK PHASE-05, PLOT 5.11 | Residential | CITYWALK RESIDENTIAL 1 LLC
▸ 40mm thick insulation with 0.9mm thick aluminium cladding
735 | K | 32mm diameter | 47 | m | 30 | 1410 | Q — Mechanical Engineering Installations | Q | Q02 | Q0201 | Q2 Pipework and gutterwork | 3.01 | Mechanical – Pipe | Length (m) | AED | 90 | Rule | ✓ |  | Citywalk Plot 5.11 Main Works Contract BOQ (1).xlsx |  |  |  | CITYWALK PHASE-05, PLOT 5.11 | Residential | CITYWALK RESIDENTIAL 1 LLC
▸ 50mm thick insulation with 0.9mm thick aluminium cladding
739 | L | 65mm diameter | 25 | m | 49 | 1225 | Q — Mechanical Engineering Installations | Q | Q02 | Q0201 | Q2 Pipework and gutterwork | 3.01 | Mechanical – Drainage Pipe | Length (m) | AED | 88 | Rule | ✓ |  | Citywalk Plot 5.11 Main Works Contract BOQ (1).xlsx |  |  |  | CITYWALK PHASE-05, PLOT 5.11 | Residential | CITYWALK RESIDENTIAL 1 LLC
741 | M | 80mm diameter | 39 | m | 56 | 2184 | Q — Mechanical Engineering Installations | Q | Q02 | Q0201 | Q2 Pipework and gutterwork | 3.01 | Mechanical – Drainage Pipe | Length (m) | AED | 90 | Rule | ✓ |  | Citywalk Plot 5.11 Main Works Contract BOQ (1).xlsx |  |  |  | CITYWALK PHASE-05, PLOT 5.11 | Residential | CITYWALK RESIDENTIAL 1 LLC
743 | N | 100mm diameter | 62 | m | 64 | 3968 | Q — Mechanical Engineering Installations | Q | Q02 | Q0201 | Q2 Pipework and gutterwork | 3.01 | Mechanical – Drainage Pipe | Length (m) | AED | 90 | Rule | ✓ |  | Citywalk Plot 5.11 Main Works Contract BOQ (1).xlsx |  |  |  | CITYWALK PHASE-05, PLOT 5.11 | Residential | CITYWALK RESIDENTIAL 1 LLC
747 |  |  |  | To Collection AED |  | 122441 | [8 empty] | AED |  |  |  |  | Citywalk Plot 5.11 Main Works Contract BOQ (1).xlsx |  |  |  | CITYWALK PHASE-05, PLOT 5.11 | Residential | CITYWALK RESIDENTIAL 1 LLC
▸ WATER SUPPLY INSTALLATION (Cont'd)
▸ Closed cell elastomeric Foam insulation; 55-70 Kg/m3 density; including fixings and all necessary accessories
▸ Hot water supply pipes
▸ 25mm thick insulation
759 | A | 20mm diameter | 1973 | m | 14 | 27622 | Q — Mechanical Engineering Installations | Q | Q02 | Q0201 | Q2 Pipework and gutterwork | 3.01 | Mechanical – Pipe | Length (m) | AED | 90 | Rule | ✓ |  | Citywalk Plot 5.11 Main Works Contract BOQ (1).xlsx |  |  |  | CITYWALK PHASE-05, PLOT 5.11 | Residential | CITYWALK RESIDENTIAL 1 LLC
761 | B | 25mm diameter | 121 | m | 15 | 1815 | Q — Mechanical Engineering Installations | Q | Q02 | Q0201 | Q2 Pipework and gutterwork | 3.01 | Mechanical – Pipe | Length (m) | AED | 90 | Rule | ✓ |  | Citywalk Plot 5.11 Main Works Contract BOQ (1).xlsx |  |  |  | CITYWALK PHASE-05, PLOT 5.11 | Residential | CITYWALK RESIDENTIAL 1 LLC
▸ Accessories including all hangers, supports, fixings, pipe connections, flexible connections and ancillary works as necessary
▸ Isolation valve
767 | C | 20mm diameter | 763 | Nr. | 130 | 99190 | Q — Mechanical Engineering Installations | Q | Q02 | Q0201 | Q2 Pipework and gutterwork | 3.01 | Mechanical – Pipe | Length (m) | AED | 90 | Rule | ✓ |  | Citywalk Plot 5.11 Main Works Contract BOQ (1).xlsx |  |  |  | CITYWALK PHASE-05, PLOT 5.11 | Residential | CITYWALK RESIDENTIAL 1 LLC
769 | D | 25mm diameter | 539 | Nr. | 166 | 89474 | Q — Mechanical Engineering Installations | Q | Q02 | Q0201 | Q2 Pipework and gutterwork | 3.01 | Mechanical – Pipe | Length (m) | AED | 90 | Rule | ✓ |  | Citywalk Plot 5.11 Main Works Contract BOQ (1).xlsx |  |  |  | CITYWALK PHASE-05, PLOT 5.11 | Residential | CITYWALK RESIDENTIAL 1 LLC
771 | E | 32mm diameter | 121 | Nr. | 235 | 28435 | Q — Mechanical Engineering Installations | Q | Q02 | Q0201 | Q2 Pipework and gutterwork | 3.01 | Mechanical – Pipe | Length (m) | AED | 90 | Rule | ✓ |  | Citywalk Plot 5.11 Main Works Contract BOQ (1).xlsx |  |  |  | CITYWALK PHASE-05, PLOT 5.11 | Residential | CITYWALK RESIDENTIAL 1 LLC
773 | F | 50mm diameter | 29 | Nr. | 473 | 13717 | Q — Mechanical Engineering Installations | Q | Q02 | Q0201 | Q2 Pipework and gutterwork | 3.01 | Mechanical – Drainage Pipe | Length (m) | AED | 88 | Rule | ✓ |  | Citywalk Plot 5.11 Main Works Contract BOQ (1).xlsx |  |  |  | CITYWALK PHASE-05, PLOT 5.11 | Residential | CITYWALK RESIDENTIAL 1 LLC
775 | G | 65mm diameter | 2 | Nr. | 1102 | 2204 | Q — Mechanical Engineering Installations | Q | Q02 | Q0201 | Q2 Pipework and gutterwork | 3.01 | Mechanical – Drainage Pipe | Length (m) | AED | 88 | Rule | ✓ |  | Citywalk Plot 5.11 Main Works Contract BOQ (1).xlsx |  |  |  | CITYWALK PHASE-05, PLOT 5.11 | Residential | CITYWALK RESIDENTIAL 1 LLC
777 | H | 100mm diameter | 6 | Nr. | 1522 | 9132 | Q — Mechanical Engineering Installations | Q | Q02 | Q0201 | Q2 Pipework and gutterwork | 3.01 | Mechanical – Drainage Pipe | Length (m) | AED | 90 | Rule | ✓ |  | Citywalk Plot 5.11 Main Works Contract BOQ (1).xlsx |  |  |  | CITYWALK PHASE-05, PLOT 5.11 | Residential | CITYWALK RESIDENTIAL 1 LLC
▸ Float valve
781 | J | 65mm diameter | 2 | Nr. | 2519 | 5038 | Q — Mechanical Engineering Installations | Q | Q02 | Q0201 | Q2 Pipework and gutterwork | 3.01 | Mechanical – Drainage Pipe | Length (m) | AED | 88 | Rule | ✓ |  | Citywalk Plot 5.11 Main Works Contract BOQ (1).xlsx |  |  |  | CITYWALK PHASE-05, PLOT 5.11 | Residential | CITYWALK RESIDENTIAL 1 LLC
▸ Motorized valve
785 | K | 65mm diameter | 2 | Nr. | 2519 | 5038 | Q — Mechanical Engineering Installations | Q | Q02 | Q0201 | Q2 Pipework and gutterwork | 3.01 | Mechanical – Drainage Pipe | Length (m) | AED | 88 | Rule | ✓ |  | Citywalk Plot 5.11 Main Works Contract BOQ (1).xlsx |  |  |  | CITYWALK PHASE-05, PLOT 5.11 | Residential | CITYWALK RESIDENTIAL 1 LLC
▸ Non-return valve
789 | L | 100mm diameter | 1 | Nr. | 1522 | 1522 | Q — Mechanical Engineering Installations | Q | Q02 | Q0201 | Q2 Pipework and gutterwork | 3.01 | Mechanical – Drainage Pipe | Length (m) | AED | 90 | Rule | ✓ |  | Citywalk Plot 5.11 Main Works Contract BOQ (1).xlsx |  |  |  | CITYWALK PHASE-05, PLOT 5.11 | Residential | CITYWALK RESIDENTIAL 1 LLC
793 |  |  |  | To Collection AED |  | 283187 | [8 empty] | AED |  |  |  |  | Citywalk Plot 5.11 Main Works Contract BOQ (1).xlsx |  |  |  | CITYWALK PHASE-05, PLOT 5.11 | Residential | CITYWALK RESIDENTIAL 1 LLC
▸ WATER SUPPLY INSTALLATION (Cont'd)
▸ Bib tap
801 | A | 15mm diameter | 12 | Nr. | 209 | 2508 | Q — Mechanical Engineering Installations | Q | Q02 | Q0201 | Q2 Pipework and gutterwork | 3.01 | Mechanical – Pipe | Length (m) | AED | 90 | Rule | ✓ |  | Citywalk Plot 5.11 Main Works Contract BOQ (1).xlsx |  |  |  | CITYWALK PHASE-05, PLOT 5.11 | Residential | CITYWALK RESIDENTIAL 1 LLC
▸ Pressure reducing valve station with PRV, isolation valves, drain valves and pressure gauges
805 | B | 50mm diameter | 29 | Nr. | 1450 | 42050 | Q — Mechanical Engineering Installations | Q | Q02 | Q0201 | Q2 Pipework and gutterwork | 3.01 | Mechanical – Drainage Pipe | Length (m) | AED | 88 | Rule | ✓ |  | Citywalk Plot 5.11 Main Works Contract BOQ (1).xlsx |  |  |  | CITYWALK PHASE-05, PLOT 5.11 | Residential | CITYWALK RESIDENTIAL 1 LLC
▸ Water hammer arrestor
809 | C | 20mm diameter | 1455 | Nr. | 0 | Not Applicable as per Tender Query Response-1, SL No. 45 | Q — Mechanical Engineering Installations | Q | Q02 | Q0201 | Q2 Pipework and gutterwork | 3.01 | Mechanical – Pipe | Length (m) | AED | 90 | Rule | ✓ |  | Citywalk Plot 5.11 Main Works Contract BOQ (1).xlsx |  |  |  | CITYWALK PHASE-05, PLOT 5.11 | Residential | CITYWALK RESIDENTIAL 1 LLC
▸ Water meter wall mounted including valves, meter box (water meter by DEWA), metal cover to match facade, conduiting for interconnecting communication cable to electrical meter for intelligent metering, complete with supports, fittings, fixings and all ancillary work as necessary
813 | D | 20mm diameter | 7 | Nr. | 42 | 294 | Q — Mechanical Engineering Installations | Q | Q02 | Q0201 | Q2 Pipework and gutterwork | 3.01 | Mechanical – Pipe | Length (m) | AED | 90 | Rule | ✓ |  | Citywalk Plot 5.11 Main Works Contract BOQ (1).xlsx |  |  |  | CITYWALK PHASE-05, PLOT 5.11 | Residential | CITYWALK RESIDENTIAL 1 LLC
815 | E | 25mm diameter | 73 | Nr. | 42 | 3066 | Q — Mechanical Engineering Installations | Q | Q02 | Q0201 | Q2 Pipework and gutterwork | 3.01 | Mechanical – Pipe | Length (m) | AED | 90 | Rule | ✓ |  | Citywalk Plot 5.11 Main Works Contract BOQ (1).xlsx |  |  |  | CITYWALK PHASE-05, PLOT 5.11 | Residential | CITYWALK RESIDENTIAL 1 LLC
817 | F | 32mm diameter | 43 | Nr. | 42 | 1806 | Q — Mechanical Engineering Installations | Q | Q02 | Q0201 | Q2 Pipework and gutterwork | 3.01 | Mechanical – Pipe | Length (m) | AED | 90 | Rule | ✓ |  | Citywalk Plot 5.11 Main Works Contract BOQ (1).xlsx |  |  |  | CITYWALK PHASE-05, PLOT 5.11 | Residential | CITYWALK RESIDENTIAL 1 LLC
▸ Electric water heater, vessel of glasslined steel, tank insulated with fiberglass or PU foam, including thermostat, supports, fixing accessories, control panel and all ancillary works as necessary
821 | G | EWH 80 litre | 180 | Nr. | 686 | 123480 | K — Accessories | K | K05 | K0504 |  | 5.04 | Water Installations – Water Hammer Arrestor 80L | No. | AED | 85 | AI | ✓ |  | Citywalk Plot 5.11 Main Works Contract BOQ (1).xlsx |  |  |  | CITYWALK PHASE-05, PLOT 5.11 | Residential | CITYWALK RESIDENTIAL 1 LLC
823 | H | EWH 100 litre | 6 | Nr. | 854 | 5124 | K — Accessories | K | K05 | K0504 |  | 5.04 | Water Installations – Water Hammer Arrestor 100L | No. | AED | 85 | AI | ✓ |  | Citywalk Plot 5.11 Main Works Contract BOQ (1).xlsx |  |  |  | CITYWALK PHASE-05, PLOT 5.11 | Residential | CITYWALK RESIDENTIAL 1 LLC
▸ Pumps; complete with driving motor, local control panels, base and anti-vibration mounting, wiring and controls, insulation, valve package, and all necessary ancillaries, accessories and connections
827 | J | Water booster pump set (BP-01); (1 duty + 1 assist) of 6L/S flow at 2.5 BAR head, including expansion tank and built in VFD; base mounted | 1 | Nr. | 41980 | 41980 | Q — Mechanical Engineering Installations | Q | Q07 | Q0700 | Q7 Insulation, including linings and protective coverings | 5.06 | Mechanical Engineering Installations | Length (m), Weight (t), Area (m²), Enumerated (nr), Item | AED | 65 | Fuzzy | ⚠ |  | Citywalk Plot 5.11 Main Works Contract BOQ (1).xlsx |  |  |  | CITYWALK PHASE-05, PLOT 5.11 | Residential | CITYWALK RESIDENTIAL 1 LLC
830 |  |  |  | To Collection AED |  | 220308 | [8 empty] | AED |  |  |  |  | Citywalk Plot 5.11 Main Works Contract BOQ (1).xlsx |  |  |  | CITYWALK PHASE-05, PLOT 5.11 | Residential | CITYWALK RESIDENTIAL 1 LLC
▸ WATER SUPPLY INSTALLATION (Cont'd)
▸ GRP Water tanks; including access hatches; valve package; float switches; base mount; all necessary ancillaries, accessories and connections
838 | A | GRP tank, capacity 47m3; size: 5.0 x 3.5 x 3.0m | 1 | Nr. | 132236 | 132236 | K — Accessories | K | K05 | K0504 |  | 5.04 | Water Installations – GRP Tank 47m³ | No. | AED | 90 | AI | ✓ |  | Citywalk Plot 5.11 Main Works Contract BOQ (1).xlsx |  |  |  | CITYWALK PHASE-05, PLOT 5.11 | Residential | CITYWALK RESIDENTIAL 1 LLC
▸ Allow for all necessary tank ancillaries/ accessories and connections (Civil works measured separately)
842 | B | For RCC domestic water tank | 1 | Item | 5597 | 5597 | K — Accessories | K | K05 | K0504 |  | 5.04 | Water Installations – RCC Domestic Water Tank | No. | AED | 90 | AI | ✓ |  | Citywalk Plot 5.11 Main Works Contract BOQ (1).xlsx |  |  |  | CITYWALK PHASE-05, PLOT 5.11 | Residential | CITYWALK RESIDENTIAL 1 LLC
873 |  |  |  | To Collection AED |  | 137833 | [8 empty] | AED |  |  |  |  | Citywalk Plot 5.11 Main Works Contract BOQ (1).xlsx |  |  |  | CITYWALK PHASE-05, PLOT 5.11 | Residential | CITYWALK RESIDENTIAL 1 LLC
▸ FIRE PROTECTION SYSTEM INSTALLATIONS
▸ Note: Refer to the following:
▸ 1. Specification;
▸ DHRE0017-GCE-XX-XX-SPC-MEP-108004
▸ 2. Drawings;
▸ DHRE0017-GC-XX-01-PLN-FF-101003 to DHRE0017-GC-XX-08-PLN-FF-101010
▸ DHRE0017-GC-XX-ZZ-MUP-ME-101001 to DHRE0017-GC-XX-ZZ-MUP-ME-101032
▸ DHRE0017-GC-XX-ZZ-DWG-FF-101016
▸ DHRE0017-GC-XX-XX-DWG-FF-101017 to 101018
▸ Galvanized steel pipes, ERW type to ASTM A 53, schedule 40, grade B, screwed and socketed, including fittings, hangers, supports, fixings, couplers and all ancillary works as necessary
▸ Sprinkler pipes
899 | A | 25mm diameter | 2689 | m | 112 | 301168 | Q — Mechanical Engineering Installations | Q | Q02 | Q0201 | Q2 Pipework and gutterwork | 3.01 | Mechanical – Pipe | Length (m) | AED | 90 | Rule | ✓ |  | Citywalk Plot 5.11 Main Works Contract BOQ (1).xlsx |  |  |  | CITYWALK PHASE-05, PLOT 5.11 | Residential | CITYWALK RESIDENTIAL 1 LLC
901 | B | 32mm diameter | 418 | m | 143 | 59774 | Q — Mechanical Engineering Installations | Q | Q02 | Q0201 | Q2 Pipework and gutterwork | 3.01 | Mechanical – Pipe | Length (m) | AED | 90 | Rule | ✓ |  | Citywalk Plot 5.11 Main Works Contract BOQ (1).xlsx |  |  |  | CITYWALK PHASE-05, PLOT 5.11 | Residential | CITYWALK RESIDENTIAL 1 LLC
903 | C | 40mm diameter | 158 | m | 179 | 28282 | Q — Mechanical Engineering Installations | Q | Q02 | Q0201 | Q2 Pipework and gutterwork | 3.01 | Mechanical – Pipe | Length (m) | AED | 90 | Rule | ✓ |  | Citywalk Plot 5.11 Main Works Contract BOQ (1).xlsx |  |  |  | CITYWALK PHASE-05, PLOT 5.11 | Residential | CITYWALK RESIDENTIAL 1 LLC
905 | D | 50mm diameter | 513 | m | 227 | 116451 | Q — Mechanical Engineering Installations | Q | Q02 | Q0201 | Q2 Pipework and gutterwork | 3.01 | Mechanical – Drainage Pipe | Length (m) | AED | 88 | Rule | ✓ |  | Citywalk Plot 5.11 Main Works Contract BOQ (1).xlsx |  |  |  | CITYWALK PHASE-05, PLOT 5.11 | Residential | CITYWALK RESIDENTIAL 1 LLC
907 | E | 65mm diameter | 306 | m | 347 | 106182 | Q — Mechanical Engineering Installations | Q | Q02 | Q0201 | Q2 Pipework and gutterwork | 3.01 | Mechanical – Drainage Pipe | Length (m) | AED | 88 | Rule | ✓ |  | Citywalk Plot 5.11 Main Works Contract BOQ (1).xlsx |  |  |  | CITYWALK PHASE-05, PLOT 5.11 | Residential | CITYWALK RESIDENTIAL 1 LLC
909 | F | 80mm diameter | 241 | m | 473 | 113993 | Q — Mechanical Engineering Installations | Q | Q02 | Q0201 | Q2 Pipework and gutterwork | 3.01 | Mechanical – Drainage Pipe | Length (m) | AED | 90 | Rule | ✓ |  | Citywalk Plot 5.11 Main Works Contract BOQ (1).xlsx |  |  |  | CITYWALK PHASE-05, PLOT 5.11 | Residential | CITYWALK RESIDENTIAL 1 LLC
911 | G | 100mm diameter | 385 | m | 644 | 247940 | Q — Mechanical Engineering Installations | Q | Q02 | Q0201 | Q2 Pipework and gutterwork | 3.01 | Mechanical – Drainage Pipe | Length (m) | AED | 90 | Rule | ✓ |  | Citywalk Plot 5.11 Main Works Contract BOQ (1).xlsx |  |  |  | CITYWALK PHASE-05, PLOT 5.11 | Residential | CITYWALK RESIDENTIAL 1 LLC
913 | H | 150mm diameter | 74 | m | 1066 | 78884 | Q — Mechanical Engineering Installations | Q | Q02 | Q0201 | Q2 Pipework and gutterwork | 3.01 | Mechanical – Drainage Pipe | Length (m) | AED | 90 | Rule | ✓ |  | Citywalk Plot 5.11 Main Works Contract BOQ (1).xlsx |  |  |  | CITYWALK PHASE-05, PLOT 5.11 | Residential | CITYWALK RESIDENTIAL 1 LLC
918 |  |  |  | To Collection AED |  | 1052674 | [8 empty] | AED |  |  |  |  | Citywalk Plot 5.11 Main Works Contract BOQ (1).xlsx |  |  |  | CITYWALK PHASE-05, PLOT 5.11 | Residential | CITYWALK RESIDENTIAL 1 LLC
▸ FIRE PROTECTION SYSTEM INSTALLATIONS (Cont'd)
▸ Wet riser pipes
926 | A | 65mm diameter | 1 | m | 347 | 347 | Q — Mechanical Engineering Installations | Q | Q02 | Q0201 | Q2 Pipework and gutterwork | 3.01 | Mechanical – Drainage Pipe | Length (m) | AED | 88 | Rule | ✓ |  | Citywalk Plot 5.11 Main Works Contract BOQ (1).xlsx |  |  |  | CITYWALK PHASE-05, PLOT 5.11 | Residential | CITYWALK RESIDENTIAL 1 LLC
928 | B | 150mm diameter | 194 | m | 1066 | 206804 | Q — Mechanical Engineering Installations | Q | Q02 | Q0201 | Q2 Pipework and gutterwork | 3.01 | Mechanical – Drainage Pipe | Length (m) | AED | 90 | Rule | ✓ |  | Citywalk Plot 5.11 Main Works Contract BOQ (1).xlsx |  |  |  | CITYWALK PHASE-05, PLOT 5.11 | Residential | CITYWALK RESIDENTIAL 1 LLC
▸ Drain pipes
932 | C | 50mm diameter | 34 | m | 227 | 7718 | Q — Mechanical Engineering Installations | Q | Q02 | Q0201 | Q2 Pipework and gutterwork | 3.01 | Mechanical – Drainage Pipe | Length (m) | AED | 88 | Rule | ✓ |  | Citywalk Plot 5.11 Main Works Contract BOQ (1).xlsx |  |  |  | CITYWALK PHASE-05, PLOT 5.11 | Residential | CITYWALK RESIDENTIAL 1 LLC
▸ Accessories including hangers, supports and all ancillary works as necessary
▸ Zone control valve assembly complete with supervisory butterfly valve and supervisory switch including flow switch, test and drain assembly, pressure gauge and all ancillary works as necessary
938 | D | 100mm diameter | 1 | Nr. | 1749 | 1749 | Q — Mechanical Engineering Installations | Q | Q02 | Q0201 | Q2 Pipework and gutterwork | 3.01 | Mechanical – Drainage Pipe | Length (m) | AED | 90 | Rule | ✓ |  | Citywalk Plot 5.11 Main Works Contract BOQ (1).xlsx |  |  |  | CITYWALK PHASE-05, PLOT 5.11 | Residential | CITYWALK RESIDENTIAL 1 LLC
940 | E | 150mm diameter | 8 | Nr. | 1959 | 15672 | Q — Mechanical Engineering Installations | Q | Q02 | Q0201 | Q2 Pipework and gutterwork | 3.01 | Mechanical – Drainage Pipe | Length (m) | AED | 90 | Rule | ✓ |  | Citywalk Plot 5.11 Main Works Contract BOQ (1).xlsx |  |  |  | CITYWALK PHASE-05, PLOT 5.11 | Residential | CITYWALK RESIDENTIAL 1 LLC
▸ Automatic air release valve (AAV)
944 | F | Fixed to 50mm diameter | 2 | Nr. | 483 | 966 | Q — Mechanical Engineering Installations | Q | Q02 | Q0201 | Q2 Pipework and gutterwork | 3.01 | Mechanical – Drainage Pipe | Length (m) | AED | 88 | Rule | ✓ |  | Citywalk Plot 5.11 Main Works Contract BOQ (1).xlsx |  |  |  | CITYWALK PHASE-05, PLOT 5.11 | Residential | CITYWALK RESIDENTIAL 1 LLC
946 | G | Fixed to 150mm diameter | 4 | Nr. | 587 | 2348 | Q — Mechanical Engineering Installations | Q | Q02 | Q0201 | Q2 Pipework and gutterwork | 3.01 | Mechanical – Drainage Pipe | Length (m) | AED | 90 | Rule | ✓ |  | Citywalk Plot 5.11 Main Works Contract BOQ (1).xlsx |  |  |  | CITYWALK PHASE-05, PLOT 5.11 | Residential | CITYWALK RESIDENTIAL 1 LLC
▸ Sprinkler heads
950 | H | Upright sprinkler head | 208 | Nr. | 33 | 6864 | Q — Mechanical Engineering Installations | Q | Q05 | Q0501 | Q5 Automatic controls | 3.01 | Mechanical – Sprinkler Head | Enumerated (nr) | AED | 97 | Rule | ✓ |  | Citywalk Plot 5.11 Main Works Contract BOQ (1).xlsx |  |  |  | CITYWALK PHASE-05, PLOT 5.11 | Residential | CITYWALK RESIDENTIAL 1 LLC
952 | J | Concealed sprinkler head | 858 | Nr. | 44 | 37752 | Q — Mechanical Engineering Installations | Q | Q05 | Q0501 | Q5 Automatic controls | 3.01 | Mechanical – Sprinkler Head | Enumerated (nr) | AED | 97 | Rule | ✓ |  | Citywalk Plot 5.11 Main Works Contract BOQ (1).xlsx |  |  |  | CITYWALK PHASE-05, PLOT 5.11 | Residential | CITYWALK RESIDENTIAL 1 LLC
954 | K | Side wall sprinkler head | 20 | Nr. | 53 | 1060 | Q — Mechanical Engineering Installations | Q | Q05 | Q0501 | Q5 Automatic controls | 3.01 | Mechanical – Sprinkler Head | Enumerated (nr) | AED | 97 | Rule | ✓ |  | Citywalk Plot 5.11 Main Works Contract BOQ (1).xlsx |  |  |  | CITYWALK PHASE-05, PLOT 5.11 | Residential | CITYWALK RESIDENTIAL 1 LLC
956 | L | Concealed side wall sprinkler head | 225 | Nr. | 59 | 13275 | Q — Mechanical Engineering Installations | Q | Q05 | Q0501 | Q5 Automatic controls | 3.01 | Mechanical – Sprinkler Head | Enumerated (nr) | AED | 97 | Rule | ✓ |  | Citywalk Plot 5.11 Main Works Contract BOQ (1).xlsx |  |  |  | CITYWALK PHASE-05, PLOT 5.11 | Residential | CITYWALK RESIDENTIAL 1 LLC
958 | M | Extended side wall sprinkler head | 145 | Nr. | 55 | 7975 | Q — Mechanical Engineering Installations | Q | Q05 | Q0501 | Q5 Automatic controls | 3.01 | Mechanical – Sprinkler Head | Enumerated (nr) | AED | 97 | Rule | ✓ |  | Citywalk Plot 5.11 Main Works Contract BOQ (1).xlsx |  |  |  | CITYWALK PHASE-05, PLOT 5.11 | Residential | CITYWALK RESIDENTIAL 1 LLC
961 |  |  |  | To Collection AED |  | 302530 | [8 empty] | AED |  |  |  |  | Citywalk Plot 5.11 Main Works Contract BOQ (1).xlsx |  |  |  | CITYWALK PHASE-05, PLOT 5.11 | Residential | CITYWALK RESIDENTIAL 1 LLC
▸ FIRE PROTECTION SYSTEM INSTALLATIONS (Cont'd)
▸ Fire blanket
969 | A | Fire blanket | 114 | Nr. | 77 | 8778 | K — Accessories | K | K05 | K0511 |  | 5.11 | Fire & Lightning Protection – Fire Blanket | No. | AED | 90 | AI | ✓ |  | Citywalk Plot 5.11 Main Works Contract BOQ (1).xlsx |  |  |  | CITYWALK PHASE-05, PLOT 5.11 | Residential | CITYWALK RESIDENTIAL 1 LLC
▸ Fire extinguisher
973 | B | 2.5Kg dry powder fire extinguisher | 114 | Nr. | 91 | 10374 | K — Accessories | K | K05 | K0511 |  | 5.11 | Fire & Lightning Protection – Dry Powder Fire Extinguisher 2.5kg | No. | AED | 95 | AI | ✓ |  | Citywalk Plot 5.11 Main Works Contract BOQ (1).xlsx |  |  |  | CITYWALK PHASE-05, PLOT 5.11 | Residential | CITYWALK RESIDENTIAL 1 LLC
975 | C | 5kg CO2 fire extinguisher | 20 | Nr. | 259 | 5180 | Q — Mechanical Engineering Installations | Q | Q05 | Q0501 | Q5 Automatic controls | 5.11 | Fire & Lightning Protection – Fire Extinguishers | Number | AED | 85 | AI | ✓ |  | Citywalk Plot 5.11 Main Works Contract BOQ (1).xlsx |  |  |  | CITYWALK PHASE-05, PLOT 5.11 | Residential | CITYWALK RESIDENTIAL 1 LLC
977 | D | 6kg dry powder fire extinguisher | 2 | Nr. | 147 | 294 | Q — Mechanical Engineering Installations | Q | Q05 | Q0501 | Q5 Automatic controls | 5.11 | Fire & Lightning Protection – Fire Extinguishers | Number | AED | 85 | AI | ✓ |  | Citywalk Plot 5.11 Main Works Contract BOQ (1).xlsx |  |  |  | CITYWALK PHASE-05, PLOT 5.11 | Residential | CITYWALK RESIDENTIAL 1 LLC
▸ Fire hose reel cabinet including hose reel with nozzle, pressure regulating valve, landing valve, isolating valve, fire extinguishers and all ancillary works as necessary
981 | E | FHC; fire hose reel cabinet | 27 | Nr. | 6017 | 162459 | Q — Mechanical Engineering Installations | Q | Q05 | Q0501 | Q5 Automatic controls | 5.11 | Fire & Lightning Protection – Fire Hose Reels | Number | AED | 88 | AI | ✓ |  | Citywalk Plot 5.11 Main Works Contract BOQ (1).xlsx |  |  |  | CITYWALK PHASE-05, PLOT 5.11 | Residential | CITYWALK RESIDENTIAL 1 LLC
▸ Clean agent fire suppression system (FM 200) including valve assembly, manual station, discharge nozzle, supports and all ancillary works as necessary
985 | F | For GSM Room (approximately; 11m²) | 1 | Item | 38919 | 38919 | Q — Mechanical Engineering Installations | Q | Q05 | Q0501 | Q5 Automatic controls | 5.11 | Fire & Lightning Protection – Fire Safety for GSM Room | Area (m²) | AED | 82 | AI | ⚠ |  | Citywalk Plot 5.11 Main Works Contract BOQ (1).xlsx |  |  |  | CITYWALK PHASE-05, PLOT 5.11 | Residential | CITYWALK RESIDENTIAL 1 LLC
987 | G | For MCC Room (approximately; 27m²) | 1 | Item | 52475 | 52475 | Q — Mechanical Engineering Installations | Q | Q05 | Q0501 | Q5 Automatic controls | 5.11 | Fire & Lightning Protection – Fire Safety for MCC Room | Area (m²) | AED | 82 | AI | ⚠ |  | Citywalk Plot 5.11 Main Works Contract BOQ (1).xlsx |  |  |  | CITYWALK PHASE-05, PLOT 5.11 | Residential | CITYWALK RESIDENTIAL 1 LLC
1002 |  |  |  | To Collection AED |  | 278479 | [8 empty] | AED |  |  |  |  | Citywalk Plot 5.11 Main Works Contract BOQ (1).xlsx |  |  |  | CITYWALK PHASE-05, PLOT 5.11 | Residential | CITYWALK RESIDENTIAL 1 LLC
▸ HEATING, VENTILATION AND AIR CONDITIONING INSTALLATIONS
▸ Note: Refer to the following:
▸ 1. Specification;
▸ DHRE0017-GCE-XX-XX-SPC-MEP-108004
▸ 2. Drawings;
▸ DHRE0017-GC-XX-01-PLN-MA-101003 to 101010
▸ DHRE0017-GC-XX-ZZ-DWG-MA-101016
▸ DHRE0017-GC-XX-01-PLN-MV-101003 to 101011
▸ DHRE0017-GC-XX-ZZ-DWG-MV-101016
▸ DHRE0017-GC-XX-01-PLN-SC-101003 to 101011
▸ DHRE0017-GC-XX-ZZ-DWG-SC-101016
▸ DHRE0017-GC-XX-ZZ-MUP-ME-101001 to 101029
▸ Chilled Water Installations
▸ Black mild steel pipes and fittings, including supports, fixings, couplers and all ancillary works as necessary
1034 | A | 20mm diameter | 1843 | m | 171 | 315153 | Q — Mechanical Engineering Installations | Q | Q02 | Q0201 | Q2 Pipework and gutterwork | 3.01 | Mechanical – Pipe | Length (m) | AED | 90 | Rule | ✓ |  | Citywalk Plot 5.11 Main Works Contract BOQ (1).xlsx |  |  |  | CITYWALK PHASE-05, PLOT 5.11 | Residential | CITYWALK RESIDENTIAL 1 LLC
1036 | B | 25mm diameter | 786 | m | 229 | 179994 | Q — Mechanical Engineering Installations | Q | Q02 | Q0201 | Q2 Pipework and gutterwork | 3.01 | Mechanical – Pipe | Length (m) | AED | 90 | Rule | ✓ |  | Citywalk Plot 5.11 Main Works Contract BOQ (1).xlsx |  |  |  | CITYWALK PHASE-05, PLOT 5.11 | Residential | CITYWALK RESIDENTIAL 1 LLC
1038 | C | 32mm diameter | 241 | m | 287 | 69167 | Q — Mechanical Engineering Installations | Q | Q02 | Q0201 | Q2 Pipework and gutterwork | 3.01 | Mechanical – Pipe | Length (m) | AED | 90 | Rule | ✓ |  | Citywalk Plot 5.11 Main Works Contract BOQ (1).xlsx |  |  |  | CITYWALK PHASE-05, PLOT 5.11 | Residential | CITYWALK RESIDENTIAL 1 LLC
1040 | D | 40mm diameter | 293 | m | 337 | 98741 | Q — Mechanical Engineering Installations | Q | Q02 | Q0201 | Q2 Pipework and gutterwork | 3.01 | Mechanical – Pipe | Length (m) | AED | 90 | Rule | ✓ |  | Citywalk Plot 5.11 Main Works Contract BOQ (1).xlsx |  |  |  | CITYWALK PHASE-05, PLOT 5.11 | Residential | CITYWALK RESIDENTIAL 1 LLC
1042 | E | 50mm diameter | 432 | m | 449 | 193968 | Q — Mechanical Engineering Installations | Q | Q02 | Q0201 | Q2 Pipework and gutterwork | 3.01 | Mechanical – Drainage Pipe | Length (m) | AED | 88 | Rule | ✓ |  | Citywalk Plot 5.11 Main Works Contract BOQ (1).xlsx |  |  |  | CITYWALK PHASE-05, PLOT 5.11 | Residential | CITYWALK RESIDENTIAL 1 LLC
1044 | F | 65mm diameter | 254 | m | 658 | 167132 | Q — Mechanical Engineering Installations | Q | Q02 | Q0201 | Q2 Pipework and gutterwork | 3.01 | Mechanical – Drainage Pipe | Length (m) | AED | 88 | Rule | ✓ |  | Citywalk Plot 5.11 Main Works Contract BOQ (1).xlsx |  |  |  | CITYWALK PHASE-05, PLOT 5.11 | Residential | CITYWALK RESIDENTIAL 1 LLC
1047 |  |  |  | To Collection AED |  | 1024155 | [8 empty] | AED |  |  |  |  | Citywalk Plot 5.11 Main Works Contract BOQ (1).xlsx |  |  |  | CITYWALK PHASE-05, PLOT 5.11 | Residential | CITYWALK RESIDENTIAL 1 LLC
▸ HEATING, VENTILATION AND AIR CONDITIONING INSTALLATIONS (Cont'd)
1053 | A | 80mm diameter | 106 | m | 856 | 90736 | Q — Mechanical Engineering Installations | Q | Q02 | Q0201 | Q2 Pipework and gutterwork | 3.01 | Mechanical – Drainage Pipe | Length (m) | AED | 90 | Rule | ✓ |  | Citywalk Plot 5.11 Main Works Contract BOQ (1).xlsx |  |  |  | CITYWALK PHASE-05, PLOT 5.11 | Residential | CITYWALK RESIDENTIAL 1 LLC
1055 | B | 100mm diameter | 7 | m | 1212 | 8484 | Q — Mechanical Engineering Installations | Q | Q02 | Q0201 | Q2 Pipework and gutterwork | 3.01 | Mechanical – Drainage Pipe | Length (m) | AED | 90 | Rule | ✓ |  | Citywalk Plot 5.11 Main Works Contract BOQ (1).xlsx |  |  |  | CITYWALK PHASE-05, PLOT 5.11 | Residential | CITYWALK RESIDENTIAL 1 LLC
1057 | C | 125mm diameter | 16 | m | 1433 | 22928 | Q — Mechanical Engineering Installations | Q | Q02 | Q0201 | Q2 Pipework and gutterwork | 3.01 | Mechanical – Pipe | Length (m) | AED | 90 | Rule | ✓ |  | Citywalk Plot 5.11 Main Works Contract BOQ (1).xlsx |  |  |  | CITYWALK PHASE-05, PLOT 5.11 | Residential | CITYWALK RESIDENTIAL 1 LLC
1059 | D | 150mm diameter | 27 | m | 1719 | 46413 | Q — Mechanical Engineering Installations | Q | Q02 | Q0201 | Q2 Pipework and gutterwork | 3.01 | Mechanical – Drainage Pipe | Length (m) | AED | 90 | Rule | ✓ |  | Citywalk Plot 5.11 Main Works Contract BOQ (1).xlsx |  |  |  | CITYWALK PHASE-05, PLOT 5.11 | Residential | CITYWALK RESIDENTIAL 1 LLC
1061 | E | 200mm diameter | 20 | m | 2126 | 42520 | Q — Mechanical Engineering Installations | Q | Q02 | Q0201 | Q2 Pipework and gutterwork | 3.01 | Mechanical – Drainage Pipe | Length (m) | AED | 90 | Rule | ✓ |  | Citywalk Plot 5.11 Main Works Contract BOQ (1).xlsx |  |  |  | CITYWALK PHASE-05, PLOT 5.11 | Residential | CITYWALK RESIDENTIAL 1 LLC
1063 | F | 250mm diameter | 156 | m | 2190 | 341640 | Q — Mechanical Engineering Installations | Q | Q02 | Q0201 | Q2 Pipework and gutterwork | 3.01 | Mechanical – Drainage Pipe | Length (m) | AED | 88 | Rule | ✓ |  | Citywalk Plot 5.11 Main Works Contract BOQ (1).xlsx |  |  |  | CITYWALK PHASE-05, PLOT 5.11 | Residential | CITYWALK RESIDENTIAL 1 LLC
▸ Closed cell elastomeric rubber pipe insulation; 55-70 Kg/m3 density; including all ancillary works as necessary
▸ 19mm thick
1069 | G | 20mm diameter | 1750 | m | 90 | 157500 | Q — Mechanical Engineering Installations | Q | Q02 | Q0201 | Q2 Pipework and gutterwork | 3.01 | Mechanical – Pipe | Length (m) | AED | 90 | Rule | ✓ |  | Citywalk Plot 5.11 Main Works Contract BOQ (1).xlsx |  |  |  | CITYWALK PHASE-05, PLOT 5.11 | Residential | CITYWALK RESIDENTIAL 1 LLC
1071 | H | 25mm diameter | 786 | m | 104 | 81744 | Q — Mechanical Engineering Installations | Q | Q02 | Q0201 | Q2 Pipework and gutterwork | 3.01 | Mechanical – Pipe | Length (m) | AED | 90 | Rule | ✓ |  | Citywalk Plot 5.11 Main Works Contract BOQ (1).xlsx |  |  |  | CITYWALK PHASE-05, PLOT 5.11 | Residential | CITYWALK RESIDENTIAL 1 LLC
1073 | J | 32mm diameter | 241 | m | 137 | 33017 | Q — Mechanical Engineering Installations | Q | Q02 | Q0201 | Q2 Pipework and gutterwork | 3.01 | Mechanical – Pipe | Length (m) | AED | 90 | Rule | ✓ |  | Citywalk Plot 5.11 Main Works Contract BOQ (1).xlsx |  |  |  | CITYWALK PHASE-05, PLOT 5.11 | Residential | CITYWALK RESIDENTIAL 1 LLC
1075 | K | 40mm diameter | 293 | m | 151 | 44243 | Q — Mechanical Engineering Installations | Q | Q02 | Q0201 | Q2 Pipework and gutterwork | 3.01 | Mechanical – Pipe | Length (m) | AED | 90 | Rule | ✓ |  | Citywalk Plot 5.11 Main Works Contract BOQ (1).xlsx |  |  |  | CITYWALK PHASE-05, PLOT 5.11 | Residential | CITYWALK RESIDENTIAL 1 LLC
1077 | L | 50mm diameter | 414 | m | 192 | 79488 | Q — Mechanical Engineering Installations | Q | Q02 | Q0201 | Q2 Pipework and gutterwork | 3.01 | Mechanical – Drainage Pipe | Length (m) | AED | 88 | Rule | ✓ |  | Citywalk Plot 5.11 Main Works Contract BOQ (1).xlsx |  |  |  | CITYWALK PHASE-05, PLOT 5.11 | Residential | CITYWALK RESIDENTIAL 1 LLC
▸ 25mm thick
1081 | M | 65mm diameter | 254 | m | 349 | 88646 | Q — Mechanical Engineering Installations | Q | Q02 | Q0201 | Q2 Pipework and gutterwork | 3.01 | Mechanical – Drainage Pipe | Length (m) | AED | 88 | Rule | ✓ |  | Citywalk Plot 5.11 Main Works Contract BOQ (1).xlsx |  |  |  | CITYWALK PHASE-05, PLOT 5.11 | Residential | CITYWALK RESIDENTIAL 1 LLC
1083 | N | 80mm diameter | 106 | m | 422 | 44732 | Q — Mechanical Engineering Installations | Q | Q02 | Q0201 | Q2 Pipework and gutterwork | 3.01 | Mechanical – Drainage Pipe | Length (m) | AED | 90 | Rule | ✓ |  | Citywalk Plot 5.11 Main Works Contract BOQ (1).xlsx |  |  |  | CITYWALK PHASE-05, PLOT 5.11 | Residential | CITYWALK RESIDENTIAL 1 LLC
1085 | P | 100mm diameter | 7 | m | 545 | 3815 | Q — Mechanical Engineering Installations | Q | Q02 | Q0201 | Q2 Pipework and gutterwork | 3.01 | Mechanical – Drainage Pipe | Length (m) | AED | 90 | Rule | ✓ |  | Citywalk Plot 5.11 Main Works Contract BOQ (1).xlsx |  |  |  | CITYWALK PHASE-05, PLOT 5.11 | Residential | CITYWALK RESIDENTIAL 1 LLC
1087 | Q | 150mm diameter | 27 | m | 791 | 21357 | Q — Mechanical Engineering Installations | Q | Q02 | Q0201 | Q2 Pipework and gutterwork | 3.01 | Mechanical – Drainage Pipe | Length (m) | AED | 90 | Rule | ✓ |  | Citywalk Plot 5.11 Main Works Contract BOQ (1).xlsx |  |  |  | CITYWALK PHASE-05, PLOT 5.11 | Residential | CITYWALK RESIDENTIAL 1 LLC
1089 | R | 200mm diameter | 20 | m | 1051 | 21020 | Q — Mechanical Engineering Installations | Q | Q02 | Q0201 | Q2 Pipework and gutterwork | 3.01 | Mechanical – Drainage Pipe | Length (m) | AED | 90 | Rule | ✓ |  | Citywalk Plot 5.11 Main Works Contract BOQ (1).xlsx |  |  |  | CITYWALK PHASE-05, PLOT 5.11 | Residential | CITYWALK RESIDENTIAL 1 LLC
1094 |  |  |  | To Collection AED |  | 1128283 | [8 empty] | AED |  |  |  |  | Citywalk Plot 5.11 Main Works Contract BOQ (1).xlsx |  |  |  | CITYWALK PHASE-05, PLOT 5.11 | Residential | CITYWALK RESIDENTIAL 1 LLC
▸ HEATING, VENTILATION AND AIR CONDITIONING INSTALLATIONS (Cont'd)
▸ 32mm thick with 0.9mm thick plain aluminium cladding
1102 | A | 20mm diameter | 93 | m | 302 | 28086 | Q — Mechanical Engineering Installations | Q | Q02 | Q0201 | Q2 Pipework and gutterwork | 3.01 | Mechanical – Pipe | Length (m) | AED | 90 | Rule | ✓ |  | Citywalk Plot 5.11 Main Works Contract BOQ (1).xlsx |  |  |  | CITYWALK PHASE-05, PLOT 5.11 | Residential | CITYWALK RESIDENTIAL 1 LLC
1104 | B | 50mm diameter | 18 | m | 562 | 10116 | Q — Mechanical Engineering Installations | Q | Q02 | Q0201 | Q2 Pipework and gutterwork | 3.01 | Mechanical – Drainage Pipe | Length (m) | AED | 88 | Rule | ✓ |  | Citywalk Plot 5.11 Main Works Contract BOQ (1).xlsx |  |  |  | CITYWALK PHASE-05, PLOT 5.11 | Residential | CITYWALK RESIDENTIAL 1 LLC
▸ 50mm thick with 0.9mm thick plain aluminium cladding
1108 | C | 125mm diameter | 16 | m | 1587 | 25392 | Q — Mechanical Engineering Installations | Q | Q02 | Q0201 | Q2 Pipework and gutterwork | 3.01 | Mechanical – Pipe | Length (m) | AED | 90 | Rule | ✓ |  | Citywalk Plot 5.11 Main Works Contract BOQ (1).xlsx |  |  |  | CITYWALK PHASE-05, PLOT 5.11 | Residential | CITYWALK RESIDENTIAL 1 LLC
1110 | D | 250mm diameter | 156 | m | 2063 | 321828 | Q — Mechanical Engineering Installations | Q | Q02 | Q0201 | Q2 Pipework and gutterwork | 3.01 | Mechanical – Drainage Pipe | Length (m) | AED | 88 | Rule | ✓ |  | Citywalk Plot 5.11 Main Works Contract BOQ (1).xlsx |  |  |  | CITYWALK PHASE-05, PLOT 5.11 | Residential | CITYWALK RESIDENTIAL 1 LLC
▸ Accessories including hangers, supports and all ancillary works as necessary
▸ BTU meter
1116 | E | 25mm diameter | 112 | Nr. | 2868 | 321216 | Q — Mechanical Engineering Installations | Q | Q02 | Q0201 | Q2 Pipework and gutterwork | 3.01 | Mechanical – Pipe | Length (m) | AED | 90 | Rule | ✓ |  | Citywalk Plot 5.11 Main Works Contract BOQ (1).xlsx |  |  |  | CITYWALK PHASE-05, PLOT 5.11 | Residential | CITYWALK RESIDENTIAL 1 LLC
1118 | F | 32mm diameter | 5 | Nr. | 4791 | 23955 | Q — Mechanical Engineering Installations | Q | Q02 | Q0201 | Q2 Pipework and gutterwork | 3.01 | Mechanical – Pipe | Length (m) | AED | 90 | Rule | ✓ |  | Citywalk Plot 5.11 Main Works Contract BOQ (1).xlsx |  |  |  | CITYWALK PHASE-05, PLOT 5.11 | Residential | CITYWALK RESIDENTIAL 1 LLC
▸ Isolation valve (IV)
1122 | G | 20mm diameter | 226 | Nr. | 168 | 37968 | Q — Mechanical Engineering Installations | Q | Q02 | Q0201 | Q2 Pipework and gutterwork | 3.01 | Mechanical – Pipe | Length (m) | AED | 90 | Rule | ✓ |  | Citywalk Plot 5.11 Main Works Contract BOQ (1).xlsx |  |  |  | CITYWALK PHASE-05, PLOT 5.11 | Residential | CITYWALK RESIDENTIAL 1 LLC
1124 | H | 25mm diameter | 116 | Nr. | 236 | 27376 | Q — Mechanical Engineering Installations | Q | Q02 | Q0201 | Q2 Pipework and gutterwork | 3.01 | Mechanical – Pipe | Length (m) | AED | 90 | Rule | ✓ |  | Citywalk Plot 5.11 Main Works Contract BOQ (1).xlsx |  |  |  | CITYWALK PHASE-05, PLOT 5.11 | Residential | CITYWALK RESIDENTIAL 1 LLC
1126 | J | 32mm diameter | 5 | Nr. | 366 | 1830 | Q — Mechanical Engineering Installations | Q | Q02 | Q0201 | Q2 Pipework and gutterwork | 3.01 | Mechanical – Pipe | Length (m) | AED | 90 | Rule | ✓ |  | Citywalk Plot 5.11 Main Works Contract BOQ (1).xlsx |  |  |  | CITYWALK PHASE-05, PLOT 5.11 | Residential | CITYWALK RESIDENTIAL 1 LLC
1128 | K | 80mm diameter | 8 | Nr. | 2329 | 18632 | Q — Mechanical Engineering Installations | Q | Q02 | Q0201 | Q2 Pipework and gutterwork | 3.01 | Mechanical – Drainage Pipe | Length (m) | AED | 90 | Rule | ✓ |  | Citywalk Plot 5.11 Main Works Contract BOQ (1).xlsx |  |  |  | CITYWALK PHASE-05, PLOT 5.11 | Residential | CITYWALK RESIDENTIAL 1 LLC
1130 | L | 250mm diameter | 2 | Nr. | 7064 | 14128 | Q — Mechanical Engineering Installations | Q | Q02 | Q0201 | Q2 Pipework and gutterwork | 3.01 | Mechanical – Drainage Pipe | Length (m) | AED | 88 | Rule | ✓ |  | Citywalk Plot 5.11 Main Works Contract BOQ (1).xlsx |  |  |  | CITYWALK PHASE-05, PLOT 5.11 | Residential | CITYWALK RESIDENTIAL 1 LLC
▸ Double regulating valve (DRV)
1134 | M | 80mm diameter | 8 | Nr. | 4564 | 36512 | Q — Mechanical Engineering Installations | Q | Q02 | Q0201 | Q2 Pipework and gutterwork | 3.01 | Mechanical – Drainage Pipe | Length (m) | AED | 90 | Rule | ✓ |  | Citywalk Plot 5.11 Main Works Contract BOQ (1).xlsx |  |  |  | CITYWALK PHASE-05, PLOT 5.11 | Residential | CITYWALK RESIDENTIAL 1 LLC
▸ Pressure independent control valve (PICV)
1138 | N | 20mm diameter | 226 | Nr. | 1769 | 399794 | Q — Mechanical Engineering Installations | Q | Q02 | Q0201 | Q2 Pipework and gutterwork | 3.01 | Mechanical – Pipe | Length (m) | AED | 90 | Rule | ✓ |  | Citywalk Plot 5.11 Main Works Contract BOQ (1).xlsx |  |  |  | CITYWALK PHASE-05, PLOT 5.11 | Residential | CITYWALK RESIDENTIAL 1 LLC
1142 |  |  |  | To Collection AED |  | 1266833 | [8 empty] | AED |  |  |  |  | Citywalk Plot 5.11 Main Works Contract BOQ (1).xlsx |  |  |  | CITYWALK PHASE-05, PLOT 5.11 | Residential | CITYWALK RESIDENTIAL 1 LLC
▸ HEATING, VENTILATION AND AIR CONDITIONING INSTALLATIONS (Cont'd)
1148 | A | 25mm diameter | 12 | Nr. | 1970 | 23640 | Q — Mechanical Engineering Installations | Q | Q02 | Q0201 | Q2 Pipework and gutterwork | 3.01 | Mechanical – Pipe | Length (m) | AED | 90 | Rule | ✓ |  | Citywalk Plot 5.11 Main Works Contract BOQ (1).xlsx |  |  |  | CITYWALK PHASE-05, PLOT 5.11 | Residential | CITYWALK RESIDENTIAL 1 LLC
▸ Motorized valve (MV)
1152 | B | 250mm diameter | 1 | Nr. | 18135 | 18135 | Q — Mechanical Engineering Installations | Q | Q02 | Q0201 | Q2 Pipework and gutterwork | 3.01 | Mechanical – Drainage Pipe | Length (m) | AED | 88 | Rule | ✓ |  | Citywalk Plot 5.11 Main Works Contract BOQ (1).xlsx |  |  |  | CITYWALK PHASE-05, PLOT 5.11 | Residential | CITYWALK RESIDENTIAL 1 LLC
▸ Automatic air valve (AAV)
1156 | C | 200mm diameter | 2 | Nr. | 3746 | 7492 | Q — Mechanical Engineering Installations | Q | Q02 | Q0201 | Q2 Pipework and gutterwork | 3.01 | Mechanical – Drainage Pipe | Length (m) | AED | 90 | Rule | ✓ |  | Citywalk Plot 5.11 Main Works Contract BOQ (1).xlsx |  |  |  | CITYWALK PHASE-05, PLOT 5.11 | Residential | CITYWALK RESIDENTIAL 1 LLC
▸ Plant and equipment including hangers, supports, fixings, pipe connections, wire connections, flexible connections and all ancillary works as necessary
▸ Air cooled water screw chiller, VSD type or sliding valve type; complete with control panels, interconnecting unit piping and wiring, weatherproof casing and motor, including valve package, supports, fittings and all ancillary works as necessary
1162 | D | Chiller 01; cooling capacity 284.0TR each, electrical load 462.0kW | 2 | Nr. | 1073500 | 2147000 | R — Electrical Engineering Installations | R | R04 | R0401 | R4 Final sub-circuits and auxiliary installations | 5.08 | Electrical Engineering Installations | Length (m), Enumerated (nr), Item | AED | 66 | Fuzzy | ⚠ |  | Citywalk Plot 5.11 Main Works Contract BOQ (1).xlsx |  |  |  | CITYWALK PHASE-05, PLOT 5.11 | Residential | CITYWALK RESIDENTIAL 1 LLC
▸ Chilled water pump, end suction pump type complete with valve package, wire connection, control panel, supports, fittings and all ancillary works as necessary
1166 | E | CHWP-RF-01 (duty); 43.3L/s @ 400KPA head | 1 | Nr. | 104130 | 104130 | Q — Mechanical Engineering Installations | Q | Q04 | Q0403 | Q4 Equipment | 5.06 | Space Heating & Air Treatment – Pump Duty | Number | AED | 80 | AI | ⚠ |  | Citywalk Plot 5.11 Main Works Contract BOQ (1).xlsx |  |  |  | CITYWALK PHASE-05, PLOT 5.11 | Residential | CITYWALK RESIDENTIAL 1 LLC
1168 | F | CHWP-RF-02 (duty); 43.3L/s @ 400KPA head | 1 | Nr. | 104130 | 104130 | Q — Mechanical Engineering Installations | Q | Q04 | Q0403 | Q4 Equipment | 5.06 | Space Heating & Air Treatment – Pump Duty | Number | AED | 80 | AI | ⚠ |  | Citywalk Plot 5.11 Main Works Contract BOQ (1).xlsx |  |  |  | CITYWALK PHASE-05, PLOT 5.11 | Residential | CITYWALK RESIDENTIAL 1 LLC
1170 | G | CHWP-RF-03 (stand-by); 43.3L/s @ 400KPA head | 1 | Nr. | 104130 | 104130 | Q — Mechanical Engineering Installations | Q | Q04 | Q0403 | Q4 Equipment | 5.06 | Space Heating & Air Treatment – Pump Stand-by | Number | AED | 80 | AI | ⚠ |  | Citywalk Plot 5.11 Main Works Contract BOQ (1).xlsx |  |  |  | CITYWALK PHASE-05, PLOT 5.11 | Residential | CITYWALK RESIDENTIAL 1 LLC
▸ Automatic chemical dosing unit complete with valves, dosing pump set, sensor, controllers and all ancillary works as necessary
1174 | H | Automatic chemical dosing unit | 1 | Nr. | 69172 | 69172 | Q — Mechanical Engineering Installations | Q | Q05 | Q0500 | Q5 Automatic controls | 5.06 | Mechanical Engineering Installations | Length (m), Weight (t), Area (m²), Enumerated (nr), Item | AED | 62 | Fuzzy | ⚠ |  | Citywalk Plot 5.11 Main Works Contract BOQ (1).xlsx |  |  |  | CITYWALK PHASE-05, PLOT 5.11 | Residential | CITYWALK RESIDENTIAL 1 LLC
1177 |  |  |  | To Collection AED |  | 2577829 | [8 empty] | AED |  |  |  |  | Citywalk Plot 5.11 Main Works Contract BOQ (1).xlsx |  |  |  | CITYWALK PHASE-05, PLOT 5.11 | Residential | CITYWALK RESIDENTIAL 1 LLC
▸ HEATING, VENTILATION AND AIR CONDITIONING INSTALLATIONS (Cont'd)
▸ Manual chemical dosing unit complete with valves, dosing pump set, sensor, controllers and all ancillary works as necessary
1185 | A | Manual chemical dosing unit | 1 | Nr. | 28298 | 28298 | Q — Mechanical Engineering Installations | Q | Q04 | Q0404 | Q4 Equipment | 5.06 | Space Heating & Air Treatment – Chemical Dosing | Number | AED | 83 | AI | ⚠ |  | Citywalk Plot 5.11 Main Works Contract BOQ (1).xlsx |  |  |  | CITYWALK PHASE-05, PLOT 5.11 | Residential | CITYWALK RESIDENTIAL 1 LLC
▸ Dynamic pressurization system comprising of feed pump set (1D+1A/S), feed tank and expansion vessel, wire connection, control panel, fittings, supports and all ancillary works as necessary
1189 | B | Pressurization unit | 1 | Nr. | 42446 | 42446 | B — Site Work | B | B04 | B0400 | B4 Site preparation | 8.01 | Site Works, Drainage, External Services & Landscaping | Volume (m³), Length (m), Area (m²), Enumerated (nr), Item | AED | 62 | Fuzzy | ⚠ |  | Citywalk Plot 5.11 Main Works Contract BOQ (1).xlsx |  |  |  | CITYWALK PHASE-05, PLOT 5.11 | Residential | CITYWALK RESIDENTIAL 1 LLC
▸ Air separator, fittings, supports and all ancillary works as necessary
1193 | C | Air separator | 1 | Nr. | 10000 | 10000 | Q — Mechanical Engineering Installations | Q | Q04 | Q0405 | Q4 Equipment | 5.06 | Space Heating & Air Treatment – Air Separator | Number | AED | 85 | AI | ✓ |  | Citywalk Plot 5.11 Main Works Contract BOQ (1).xlsx |  |  |  | CITYWALK PHASE-05, PLOT 5.11 | Residential | CITYWALK RESIDENTIAL 1 LLC
▸ Air Conditioning Installations
▸ Galvanized steel ducts including fittings, splitter dampers with splitter rods, access panels, joints, stiffeners, supports and all ancillary works as necessary
1199 | D | Supply and return air ducts | 3044 | m² | 135 | 410940 | Q — Mechanical Engineering Installations | Q | Q03 | Q0303 | Q3 Ductwork | 5.06 | Mechanical Engineering Installations | Length (m), Weight (t), Area (m²), Enumerated (nr), Item | AED | 68 | Fuzzy | ⚠ |  | Citywalk Plot 5.11 Main Works Contract BOQ (1).xlsx |  |  |  | CITYWALK PHASE-05, PLOT 5.11 | Residential | CITYWALK RESIDENTIAL 1 LLC
▸ Closed cell elastomeric rubber foam duct insulation; 55-70 Kg/m3 density; including all ancillary works as necessary
▸ 19mm thick insulation
1205 | E | Supply and return air ducts | 2968 | m² | 37 | 109816 | Q — Mechanical Engineering Installations | Q | Q03 | Q0303 | Q3 Ductwork | 5.06 | Mechanical Engineering Installations | Length (m), Weight (t), Area (m²), Enumerated (nr), Item | AED | 68 | Fuzzy | ⚠ |  | Citywalk Plot 5.11 Main Works Contract BOQ (1).xlsx |  |  |  | CITYWALK PHASE-05, PLOT 5.11 | Residential | CITYWALK RESIDENTIAL 1 LLC
▸ 32mm thick insulation
1209 | F | Supply and return air ducts | 59 | m² | 50 | 2950 | Q — Mechanical Engineering Installations | Q | Q03 | Q0303 | Q3 Ductwork | 5.06 | Mechanical Engineering Installations | Length (m), Weight (t), Area (m²), Enumerated (nr), Item | AED | 68 | Fuzzy | ⚠ |  | Citywalk Plot 5.11 Main Works Contract BOQ (1).xlsx |  |  |  | CITYWALK PHASE-05, PLOT 5.11 | Residential | CITYWALK RESIDENTIAL 1 LLC
▸ 32mm thick insulation with 0.9mm aluminium cladding
1213 | G | Supply and return air ducts | 16 | m² | 188 | 3008 | Q — Mechanical Engineering Installations | Q | Q03 | Q0303 | Q3 Ductwork | 5.06 | Mechanical Engineering Installations | Length (m), Weight (t), Area (m²), Enumerated (nr), Item | AED | 68 | Fuzzy | ⚠ |  | Citywalk Plot 5.11 Main Works Contract BOQ (1).xlsx |  |  |  | CITYWALK PHASE-05, PLOT 5.11 | Residential | CITYWALK RESIDENTIAL 1 LLC
1216 |  |  |  | To Collection AED |  | 607458 | [8 empty] | AED |  |  |  |  | Citywalk Plot 5.11 Main Works Contract BOQ (1).xlsx |  |  |  | CITYWALK PHASE-05, PLOT 5.11 | Residential | CITYWALK RESIDENTIAL 1 LLC
▸ HEATING, VENTILATION AND AIR CONDITIONING INSTALLATIONS (Cont'd)
▸ Acoustic insulation, absorbent media shall be fiberglass-faced with a permeable covering, 24-32 Kg/m3; including all ancillary works as necessary
▸ 25mm thick
1226 | A | Acoustic insulation (considered 3m of duct per equipment) | 1400 | m² | 85 | 119000 | G — Thermal And Moisture Protection | G | G04 | G0400 | G4 Insulation | 2.03 | Roof / Thermal & Moisture Protection | Area (m²), Length (m), Enumerated (nr) | AED | 79 | Fuzzy | ⚠ |  | Citywalk Plot 5.11 Main Works Contract BOQ (1).xlsx |  |  |  | CITYWALK PHASE-05, PLOT 5.11 | Residential | CITYWALK RESIDENTIAL 1 LLC
▸ Duct accessories including all hangers, supports, fixings and all ancillary works as necessary
▸ Flexible duct
1232 | B | 150mm diameter; length 1.0m | 346 | Nr. | 63 | 21798 | Q — Mechanical Engineering Installations | Q | Q02 | Q0201 | Q2 Pipework and gutterwork | 3.01 | Mechanical – Drainage Pipe | Length (m) | AED | 90 | Rule | ✓ |  | Citywalk Plot 5.11 Main Works Contract BOQ (1).xlsx |  |  |  | CITYWALK PHASE-05, PLOT 5.11 | Residential | CITYWALK RESIDENTIAL 1 LLC
1234 | C | 200mm diameter; length 1.0m | 156 | Nr. | 83 | 12948 | Q — Mechanical Engineering Installations | Q | Q02 | Q0201 | Q2 Pipework and gutterwork | 3.01 | Mechanical – Drainage Pipe | Length (m) | AED | 90 | Rule | ✓ |  | Citywalk Plot 5.11 Main Works Contract BOQ (1).xlsx |  |  |  | CITYWALK PHASE-05, PLOT 5.11 | Residential | CITYWALK RESIDENTIAL 1 LLC
▸ Volume damper (VD)
1238 | D | 200mm diameter | 129 | Nr. | 207 | 26703 | Q — Mechanical Engineering Installations | Q | Q02 | Q0201 | Q2 Pipework and gutterwork | 3.01 | Mechanical – Drainage Pipe | Length (m) | AED | 90 | Rule | ✓ |  | Citywalk Plot 5.11 Main Works Contract BOQ (1).xlsx |  |  |  | CITYWALK PHASE-05, PLOT 5.11 | Residential | CITYWALK RESIDENTIAL 1 LLC
1240 | E | 150x150mm | 270 | Nr. | 215 | 58050 | Q — Mechanical Engineering Installations | Q | Q03 | Q0304 | Q3 Ductwork | 5.07 | Ventilation – Volume Damper 150x150mm | Number | AED | 87 | AI | ✓ |  | Citywalk Plot 5.11 Main Works Contract BOQ (1).xlsx |  |  |  | CITYWALK PHASE-05, PLOT 5.11 | Residential | CITYWALK RESIDENTIAL 1 LLC
1242 | F | 200x150mm | 15 | Nr. | 234 | 3510 | Q — Mechanical Engineering Installations | Q | Q03 | Q0304 | Q3 Ductwork | 5.07 | Ventilation – Volume Damper 200x150mm | Number | AED | 87 | AI | ✓ |  | Citywalk Plot 5.11 Main Works Contract BOQ (1).xlsx |  |  |  | CITYWALK PHASE-05, PLOT 5.11 | Residential | CITYWALK RESIDENTIAL 1 LLC
1244 | G | 200x200mm | 57 | Nr. | 301 | 17157 | Q — Mechanical Engineering Installations | Q | Q03 | Q0304 | Q3 Ductwork | 5.07 | Ventilation – Volume Damper 200x200mm | Number | AED | 87 | AI | ✓ |  | Citywalk Plot 5.11 Main Works Contract BOQ (1).xlsx |  |  |  | CITYWALK PHASE-05, PLOT 5.11 | Residential | CITYWALK RESIDENTIAL 1 LLC
1246 | H | 250x150mm | 24 | Nr. | 253 | 6072 | Q — Mechanical Engineering Installations | Q | Q03 | Q0304 | Q3 Ductwork | 5.07 | Ventilation – Volume Damper 250x150mm | Number | AED | 87 | AI | ✓ |  | Citywalk Plot 5.11 Main Works Contract BOQ (1).xlsx |  |  |  | CITYWALK PHASE-05, PLOT 5.11 | Residential | CITYWALK RESIDENTIAL 1 LLC
1248 | J | 250x200mm | 1 | Nr. | 321 | 321 | Q — Mechanical Engineering Installations | Q | Q03 | Q0304 | Q3 Ductwork | 5.07 | Ventilation – Volume Damper 250x200mm | Number | AED | 87 | AI | ✓ |  | Citywalk Plot 5.11 Main Works Contract BOQ (1).xlsx |  |  |  | CITYWALK PHASE-05, PLOT 5.11 | Residential | CITYWALK RESIDENTIAL 1 LLC
1250 | K | 300x150mm | 12 | Nr. | 275 | 3300 | Q — Mechanical Engineering Installations | Q | Q03 | Q0304 | Q3 Ductwork | 5.07 | Ventilation – Volume Damper 300x150mm | Number | AED | 87 | AI | ✓ |  | Citywalk Plot 5.11 Main Works Contract BOQ (1).xlsx |  |  |  | CITYWALK PHASE-05, PLOT 5.11 | Residential | CITYWALK RESIDENTIAL 1 LLC
1252 | L | 300x200mm | 1 | Nr. | 283 | 283 | Q — Mechanical Engineering Installations | Q | Q03 | Q0304 | Q3 Ductwork | 5.07 | Ventilation – Volume Damper 300x200mm | Number | AED | 87 | AI | ✓ |  | Citywalk Plot 5.11 Main Works Contract BOQ (1).xlsx |  |  |  | CITYWALK PHASE-05, PLOT 5.11 | Residential | CITYWALK RESIDENTIAL 1 LLC
1254 | M | 350x150mm | 9 | Nr. | 294 | 2646 | Q — Mechanical Engineering Installations | Q | Q03 | Q0304 | Q3 Ductwork | 5.07 | Ventilation – Volume Damper 350x150mm | Number | AED | 87 | AI | ✓ |  | Citywalk Plot 5.11 Main Works Contract BOQ (1).xlsx |  |  |  | CITYWALK PHASE-05, PLOT 5.11 | Residential | CITYWALK RESIDENTIAL 1 LLC
1256 | N | 400x150mm | 24 | Nr. | 312 | 7488 | Q — Mechanical Engineering Installations | Q | Q03 | Q0304 | Q3 Ductwork | 5.07 | Ventilation – Volume Damper 400x150mm | Number | AED | 87 | AI | ✓ |  | Citywalk Plot 5.11 Main Works Contract BOQ (1).xlsx |  |  |  | CITYWALK PHASE-05, PLOT 5.11 | Residential | CITYWALK RESIDENTIAL 1 LLC
1258 | P | 450x150mm | 10 | Nr. | 332 | 3320 | Q — Mechanical Engineering Installations | Q | Q03 | Q0304 | Q3 Ductwork | 5.07 | Ventilation – Volume Damper 450x150mm | Number | AED | 87 | AI | ✓ |  | Citywalk Plot 5.11 Main Works Contract BOQ (1).xlsx |  |  |  | CITYWALK PHASE-05, PLOT 5.11 | Residential | CITYWALK RESIDENTIAL 1 LLC
1260 | Q | 400x200mm | 8 | Nr. | 385 | 3080 | Q — Mechanical Engineering Installations | Q | Q03 | Q0304 | Q3 Ductwork | 5.07 | Ventilation – Volume Damper 400x200mm | Number | AED | 87 | AI | ✓ |  | Citywalk Plot 5.11 Main Works Contract BOQ (1).xlsx |  |  |  | CITYWALK PHASE-05, PLOT 5.11 | Residential | CITYWALK RESIDENTIAL 1 LLC
1262 | R | 500x150mm | 3 | Nr. | 351 | 1053 | Q — Mechanical Engineering Installations | Q | Q03 | Q0304 | Q3 Ductwork | 5.07 | Ventilation – Volume Damper 500x150mm | Number | AED | 87 | AI | ✓ |  | Citywalk Plot 5.11 Main Works Contract BOQ (1).xlsx |  |  |  | CITYWALK PHASE-05, PLOT 5.11 | Residential | CITYWALK RESIDENTIAL 1 LLC
1264 | S | 550x150mm | 7 | Nr. | 372 | 2604 | Q — Mechanical Engineering Installations | Q | Q03 | Q0304 | Q3 Ductwork | 5.07 | Ventilation – Volume Damper 550x150mm | Number | AED | 87 | AI | ✓ |  | Citywalk Plot 5.11 Main Works Contract BOQ (1).xlsx |  |  |  | CITYWALK PHASE-05, PLOT 5.11 | Residential | CITYWALK RESIDENTIAL 1 LLC
1267 |  |  |  | To Collection AED |  | 289333 | [8 empty] | AED |  |  |  |  | Citywalk Plot 5.11 Main Works Contract BOQ (1).xlsx |  |  |  | CITYWALK PHASE-05, PLOT 5.11 | Residential | CITYWALK RESIDENTIAL 1 LLC
▸ HEATING, VENTILATION AND AIR CONDITIONING INSTALLATIONS (Cont'd)
1273 | A | 550x250mm | 3 | Nr. | 483 | 1449 | Q — Mechanical Engineering Installations | Q | Q03 | Q0304 | Q3 Ductwork | 5.07 | Ventilation – Volume Damper 550x250mm | Number | AED | 87 | AI | ✓ |  | Citywalk Plot 5.11 Main Works Contract BOQ (1).xlsx |  |  |  | CITYWALK PHASE-05, PLOT 5.11 | Residential | CITYWALK RESIDENTIAL 1 LLC
1275 | B | 600x150mm | 58 | Nr. | 392 | 22736 | Q — Mechanical Engineering Installations | Q | Q03 | Q0304 | Q3 Ductwork | 5.07 | Ventilation – Volume Damper 600x150mm | Number | AED | 87 | AI | ✓ |  | Citywalk Plot 5.11 Main Works Contract BOQ (1).xlsx |  |  |  | CITYWALK PHASE-05, PLOT 5.11 | Residential | CITYWALK RESIDENTIAL 1 LLC
▸ Fire damper (FD)
1279 | C | 400x150mm | 14 | Nr. | 660 | 9240 | Q — Mechanical Engineering Installations | Q | Q03 | Q0305 | Q3 Ductwork | 5.07 | Ventilation – Fire Damper 400x150mm | Number | AED | 88 | AI | ✓ |  | Citywalk Plot 5.11 Main Works Contract BOQ (1).xlsx |  |  |  | CITYWALK PHASE-05, PLOT 5.11 | Residential | CITYWALK RESIDENTIAL 1 LLC
1281 | D | 400x200mm | 7 | Nr. | 698 | 4886 | Q — Mechanical Engineering Installations | Q | Q03 | Q0305 | Q3 Ductwork | 5.07 | Ventilation – Fire Damper 400x200mm | Number | AED | 88 | AI | ✓ |  | Citywalk Plot 5.11 Main Works Contract BOQ (1).xlsx |  |  |  | CITYWALK PHASE-05, PLOT 5.11 | Residential | CITYWALK RESIDENTIAL 1 LLC
1283 | E | 500x150mm | 2 | Nr. | 709 | 1418 | Q — Mechanical Engineering Installations | Q | Q03 | Q0305 | Q3 Ductwork | 5.07 | Ventilation – Fire Damper 500x150mm | Number | AED | 88 | AI | ✓ |  | Citywalk Plot 5.11 Main Works Contract BOQ (1).xlsx |  |  |  | CITYWALK PHASE-05, PLOT 5.11 | Residential | CITYWALK RESIDENTIAL 1 LLC
1285 | F | 600x200mm | 7 | Nr. | 799 | 5593 | Q — Mechanical Engineering Installations | Q | Q03 | Q0305 | Q3 Ductwork | 5.07 | Ventilation – Fire Damper 600x200mm | Number | AED | 88 | AI | ✓ |  | Citywalk Plot 5.11 Main Works Contract BOQ (1).xlsx |  |  |  | CITYWALK PHASE-05, PLOT 5.11 | Residential | CITYWALK RESIDENTIAL 1 LLC
1287 | G | 750x150mm | 2 | Nr. | 819 | 1638 | Q — Mechanical Engineering Installations | Q | Q03 | Q0305 | Q3 Ductwork | 5.07 | Ventilation – Fire Damper 750x150mm | Number | AED | 88 | AI | ✓ |  | Citywalk Plot 5.11 Main Works Contract BOQ (1).xlsx |  |  |  | CITYWALK PHASE-05, PLOT 5.11 | Residential | CITYWALK RESIDENTIAL 1 LLC
1289 | H | 800x300mm | 2 | Nr. | 985 | 1970 | Q — Mechanical Engineering Installations | Q | Q03 | Q0305 | Q3 Ductwork | 5.07 | Ventilation – Fire Damper 800x300mm | Number | AED | 88 | AI | ✓ |  | Citywalk Plot 5.11 Main Works Contract BOQ (1).xlsx |  |  |  | CITYWALK PHASE-05, PLOT 5.11 | Residential | CITYWALK RESIDENTIAL 1 LLC
▸ Motorized smoke and fire damper (MSFD)
1293 | J | 750x300mm | 2 | Nr. | 5806 | 11612 | Q — Mechanical Engineering Installations | Q | Q03 | Q0306 | Q3 Ductwork | 5.07 | Ventilation – Motorized Smoke & Fire Damper 750x300mm | Number | AED | 90 | AI | ✓ |  | Citywalk Plot 5.11 Main Works Contract BOQ (1).xlsx |  |  |  | CITYWALK PHASE-05, PLOT 5.11 | Residential | CITYWALK RESIDENTIAL 1 LLC
▸ Grilles, diffusers and louvers including deflecting dampers with straightening vanes, plenum with acoustic lining, fittings and all ancillary works as necessary
▸ Supply grills (SG)
1299 | K | 400x150mm | 21 | Nr. | 282 | 5922 | Q — Mechanical Engineering Installations | Q | Q03 | Q0303 | Q3 Ductwork | 5.07 | Ventilation – Supply Grill 400x150mm | Number | AED | 86 | AI | ✓ |  | Citywalk Plot 5.11 Main Works Contract BOQ (1).xlsx |  |  |  | CITYWALK PHASE-05, PLOT 5.11 | Residential | CITYWALK RESIDENTIAL 1 LLC
1301 | L | 450x150mm | 28 | Nr. | 316 | 8848 | Q — Mechanical Engineering Installations | Q | Q03 | Q0303 | Q3 Ductwork | 5.07 | Ventilation – Supply Grill 450x150mm | Number | AED | 86 | AI | ✓ |  | Citywalk Plot 5.11 Main Works Contract BOQ (1).xlsx |  |  |  | CITYWALK PHASE-05, PLOT 5.11 | Residential | CITYWALK RESIDENTIAL 1 LLC
1303 | M | 500x150mm | 60 | Nr. | 346 | 20760 | Q — Mechanical Engineering Installations | Q | Q03 | Q0303 | Q3 Ductwork | 5.07 | Ventilation – Supply Grill 500x150mm | Number | AED | 86 | AI | ✓ |  | Citywalk Plot 5.11 Main Works Contract BOQ (1).xlsx |  |  |  | CITYWALK PHASE-05, PLOT 5.11 | Residential | CITYWALK RESIDENTIAL 1 LLC
1305 | N | 550x150mm | 18 | Nr. | 374 | 6732 | Q — Mechanical Engineering Installations | Q | Q03 | Q0303 | Q3 Ductwork | 5.07 | Ventilation – Supply Grill 550x150mm | Number | AED | 86 | AI | ✓ |  | Citywalk Plot 5.11 Main Works Contract BOQ (1).xlsx |  |  |  | CITYWALK PHASE-05, PLOT 5.11 | Residential | CITYWALK RESIDENTIAL 1 LLC
1307 | P | 600x150mm | 54 | Nr. | 404 | 21816 | Q — Mechanical Engineering Installations | Q | Q03 | Q0303 | Q3 Ductwork | 5.07 | Ventilation – Supply Grill 600x150mm | Number | AED | 86 | AI | ✓ |  | Citywalk Plot 5.11 Main Works Contract BOQ (1).xlsx |  |  |  | CITYWALK PHASE-05, PLOT 5.11 | Residential | CITYWALK RESIDENTIAL 1 LLC
1309 | Q | 600x200mm | 7 | Nr. | 490 | 3430 | Q — Mechanical Engineering Installations | Q | Q03 | Q0303 | Q3 Ductwork | 5.07 | Ventilation – Supply Grill 600x200mm | Number | AED | 86 | AI | ✓ |  | Citywalk Plot 5.11 Main Works Contract BOQ (1).xlsx |  |  |  | CITYWALK PHASE-05, PLOT 5.11 | Residential | CITYWALK RESIDENTIAL 1 LLC
1311 | R | 650x150mm | 18 | Nr. | 433 | 7794 | Q — Mechanical Engineering Installations | Q | Q03 | Q0303 | Q3 Ductwork | 5.07 | Ventilation – Supply Grill 650x150mm | Number | AED | 86 | AI | ✓ |  | Citywalk Plot 5.11 Main Works Contract BOQ (1).xlsx |  |  |  | CITYWALK PHASE-05, PLOT 5.11 | Residential | CITYWALK RESIDENTIAL 1 LLC
1315 |  |  |  | To Collection AED |  | 135844 | [8 empty] | AED |  |  |  |  | Citywalk Plot 5.11 Main Works Contract BOQ (1).xlsx |  |  |  | CITYWALK PHASE-05, PLOT 5.11 | Residential | CITYWALK RESIDENTIAL 1 LLC
▸ HEATING, VENTILATION AND AIR CONDITIONING INSTALLATIONS (Cont'd)
1321 | A | 700x150mm | 1 | Nr. | 463 | 463 | Q — Mechanical Engineering Installations | Q | Q03 | Q0303 | Q3 Ductwork | 5.07 | Ventilation – Supply Grill 700x150mm | Number | AED | 86 | AI | ✓ |  | Citywalk Plot 5.11 Main Works Contract BOQ (1).xlsx |  |  |  | CITYWALK PHASE-05, PLOT 5.11 | Residential | CITYWALK RESIDENTIAL 1 LLC
1323 | B | 750x150mm | 23 | Nr. | 494 | 11362 | Q — Mechanical Engineering Installations | Q | Q05 | Q0507 | Q5 Automatic controls | 5.07 | Ventilation – Supply/Extract Grilles | Number | AED | 85 | AI | ✓ |  | Citywalk Plot 5.11 Main Works Contract BOQ (1).xlsx |  |  |  | CITYWALK PHASE-05, PLOT 5.11 | Residential | CITYWALK RESIDENTIAL 1 LLC
1325 | C | 750x300mm | 1 | Nr. | 810 | 810 | Q — Mechanical Engineering Installations | Q | Q05 | Q0507 | Q5 Automatic controls | 5.07 | Ventilation – Supply/Extract Grilles | Number | AED | 85 | AI | ✓ |  | Citywalk Plot 5.11 Main Works Contract BOQ (1).xlsx |  |  |  | CITYWALK PHASE-05, PLOT 5.11 | Residential | CITYWALK RESIDENTIAL 1 LLC
1327 | D | 800x150mm | 3 | Nr. | 522 | 1566 | Q — Mechanical Engineering Installations | Q | Q05 | Q0507 | Q5 Automatic controls | 5.07 | Ventilation – Supply/Extract Grilles | Number | AED | 85 | AI | ✓ |  | Citywalk Plot 5.11 Main Works Contract BOQ (1).xlsx |  |  |  | CITYWALK PHASE-05, PLOT 5.11 | Residential | CITYWALK RESIDENTIAL 1 LLC
1329 | E | 800x300mm | 1 | Nr. | 859 | 859 | Q — Mechanical Engineering Installations | Q | Q05 | Q0507 | Q5 Automatic controls | 5.07 | Ventilation – Supply/Extract Grilles | Number | AED | 85 | AI | ✓ |  | Citywalk Plot 5.11 Main Works Contract BOQ (1).xlsx |  |  |  | CITYWALK PHASE-05, PLOT 5.11 | Residential | CITYWALK RESIDENTIAL 1 LLC
1331 | F | 850x150mm | 50 | Nr. | 552 | 27600 | Q — Mechanical Engineering Installations | Q | Q05 | Q0507 | Q5 Automatic controls | 5.07 | Ventilation – Supply/Extract Grilles | Number | AED | 85 | AI | ✓ |  | Citywalk Plot 5.11 Main Works Contract BOQ (1).xlsx |  |  |  | CITYWALK PHASE-05, PLOT 5.11 | Residential | CITYWALK RESIDENTIAL 1 LLC
1333 | G | 900x200mm | 7 | Nr. | 704 | 4928 | Q — Mechanical Engineering Installations | Q | Q05 | Q0507 | Q5 Automatic controls | 5.07 | Ventilation – Supply/Extract Grilles | Number | AED | 85 | AI | ✓ |  | Citywalk Plot 5.11 Main Works Contract BOQ (1).xlsx |  |  |  | CITYWALK PHASE-05, PLOT 5.11 | Residential | CITYWALK RESIDENTIAL 1 LLC
1335 | H | 950x150mm | 1 | Nr. | 610 | 610 | Q — Mechanical Engineering Installations | Q | Q05 | Q0507 | Q5 Automatic controls | 5.07 | Ventilation – Supply/Extract Grilles | Number | AED | 85 | AI | ✓ |  | Citywalk Plot 5.11 Main Works Contract BOQ (1).xlsx |  |  |  | CITYWALK PHASE-05, PLOT 5.11 | Residential | CITYWALK RESIDENTIAL 1 LLC
1337 | J | 1100x150mm | 3 | Nr. | 700 | 2100 | Q — Mechanical Engineering Installations | Q | Q05 | Q0507 | Q5 Automatic controls | 5.07 | Ventilation – Supply/Extract Grilles | Number | AED | 85 | AI | ✓ |  | Citywalk Plot 5.11 Main Works Contract BOQ (1).xlsx |  |  |  | CITYWALK PHASE-05, PLOT 5.11 | Residential | CITYWALK RESIDENTIAL 1 LLC
1339 | K | 1100x200mm | 2 | Nr. | 851 | 1702 | Q — Mechanical Engineering Installations | Q | Q05 | Q0507 | Q5 Automatic controls | 5.07 | Ventilation – Supply/Extract Grilles | Number | AED | 85 | AI | ✓ |  | Citywalk Plot 5.11 Main Works Contract BOQ (1).xlsx |  |  |  | CITYWALK PHASE-05, PLOT 5.11 | Residential | CITYWALK RESIDENTIAL 1 LLC
1341 | L | 1150x200mm | 9 | Nr. | 885 | 7965 | Q — Mechanical Engineering Installations | Q | Q05 | Q0507 | Q5 Automatic controls | 5.07 | Ventilation – Supply/Extract Grilles | Number | AED | 85 | AI | ✓ |  | Citywalk Plot 5.11 Main Works Contract BOQ (1).xlsx |  |  |  | CITYWALK PHASE-05, PLOT 5.11 | Residential | CITYWALK RESIDENTIAL 1 LLC
1343 | M | 1200x150mm | 2 | Nr. | 758 | 1516 | Q — Mechanical Engineering Installations | Q | Q05 | Q0507 | Q5 Automatic controls | 5.07 | Ventilation – Supply/Extract Grilles | Number | AED | 85 | AI | ✓ |  | Citywalk Plot 5.11 Main Works Contract BOQ (1).xlsx |  |  |  | CITYWALK PHASE-05, PLOT 5.11 | Residential | CITYWALK RESIDENTIAL 1 LLC
1345 | N | 1400x150mm | 4 | Nr. | 879 | 3516 | Q — Mechanical Engineering Installations | Q | Q05 | Q0507 | Q5 Automatic controls | 5.07 | Ventilation – Supply/Extract Grilles | Number | AED | 85 | AI | ✓ |  | Citywalk Plot 5.11 Main Works Contract BOQ (1).xlsx |  |  |  | CITYWALK PHASE-05, PLOT 5.11 | Residential | CITYWALK RESIDENTIAL 1 LLC
1347 | P | 1400x200mm | 1 | Nr. | 1071 | 1071 | Q — Mechanical Engineering Installations | Q | Q05 | Q0507 | Q5 Automatic controls | 5.07 | Ventilation – Supply/Extract Grilles | Number | AED | 85 | AI | ✓ |  | Citywalk Plot 5.11 Main Works Contract BOQ (1).xlsx |  |  |  | CITYWALK PHASE-05, PLOT 5.11 | Residential | CITYWALK RESIDENTIAL 1 LLC
1349 | Q | 1600x150mm | 7 | Nr. | 998 | 6986 | Q — Mechanical Engineering Installations | Q | Q05 | Q0507 | Q5 Automatic controls | 5.07 | Ventilation – Supply/Extract Grilles | Number | AED | 85 | AI | ✓ |  | Citywalk Plot 5.11 Main Works Contract BOQ (1).xlsx |  |  |  | CITYWALK PHASE-05, PLOT 5.11 | Residential | CITYWALK RESIDENTIAL 1 LLC
1351 | R | 1900x150mm | 3 | Nr. | 1175 | 3525 | Q — Mechanical Engineering Installations | Q | Q05 | Q0507 | Q5 Automatic controls | 5.07 | Ventilation – Supply/Extract Grilles | Number | AED | 85 | AI | ✓ |  | Citywalk Plot 5.11 Main Works Contract BOQ (1).xlsx |  |  |  | CITYWALK PHASE-05, PLOT 5.11 | Residential | CITYWALK RESIDENTIAL 1 LLC
▸ Return grills (RG)
1355 | S | 400x150mm | 21 | Nr. | 171 | 3591 | Q — Mechanical Engineering Installations | Q | Q05 | Q0507 | Q5 Automatic controls | 5.07 | Ventilation – Return Grilles | Number | AED | 88 | AI | ✓ |  | Citywalk Plot 5.11 Main Works Contract BOQ (1).xlsx |  |  |  | CITYWALK PHASE-05, PLOT 5.11 | Residential | CITYWALK RESIDENTIAL 1 LLC
1357 | T | 450x150mm | 28 | Nr. | 192 | 5376 | Q — Mechanical Engineering Installations | Q | Q05 | Q0507 | Q5 Automatic controls | 5.07 | Ventilation – Return Grilles | Number | AED | 88 | AI | ✓ |  | Citywalk Plot 5.11 Main Works Contract BOQ (1).xlsx |  |  |  | CITYWALK PHASE-05, PLOT 5.11 | Residential | CITYWALK RESIDENTIAL 1 LLC
1359 | U | 500x150mm | 57 | Nr. | 209 | 11913 | Q — Mechanical Engineering Installations | Q | Q05 | Q0507 | Q5 Automatic controls | 5.07 | Ventilation – Return Grilles | Number | AED | 88 | AI | ✓ |  | Citywalk Plot 5.11 Main Works Contract BOQ (1).xlsx |  |  |  | CITYWALK PHASE-05, PLOT 5.11 | Residential | CITYWALK RESIDENTIAL 1 LLC
1361 | V | 550x150mm | 18 | Nr. | 226 | 4068 | Q — Mechanical Engineering Installations | Q | Q05 | Q0507 | Q5 Automatic controls | 5.07 | Ventilation – Return Grilles | Number | AED | 88 | AI | ✓ |  | Citywalk Plot 5.11 Main Works Contract BOQ (1).xlsx |  |  |  | CITYWALK PHASE-05, PLOT 5.11 | Residential | CITYWALK RESIDENTIAL 1 LLC
1364 |  |  |  | To Collection AED |  | 101527 | [8 empty] | AED |  |  |  |  | Citywalk Plot 5.11 Main Works Contract BOQ (1).xlsx |  |  |  | CITYWALK PHASE-05, PLOT 5.11 | Residential | CITYWALK RESIDENTIAL 1 LLC
▸ HEATING, VENTILATION AND AIR CONDITIONING INSTALLATIONS (Cont'd)
1370 | A | 600x150mm | 63 | Nr. | 242 | 15246 | Q — Mechanical Engineering Installations | Q | Q05 | Q0507 | Q5 Automatic controls | 5.07 | Ventilation – Supply/Extract Grilles | Number | AED | 85 | AI | ✓ |  | Citywalk Plot 5.11 Main Works Contract BOQ (1).xlsx |  |  |  | CITYWALK PHASE-05, PLOT 5.11 | Residential | CITYWALK RESIDENTIAL 1 LLC
1372 | B | 600x200mm | 7 | Nr. | 294 | 2058 | Q — Mechanical Engineering Installations | Q | Q05 | Q0507 | Q5 Automatic controls | 5.07 | Ventilation – Supply/Extract Grilles | Number | AED | 85 | AI | ✓ |  | Citywalk Plot 5.11 Main Works Contract BOQ (1).xlsx |  |  |  | CITYWALK PHASE-05, PLOT 5.11 | Residential | CITYWALK RESIDENTIAL 1 LLC
1374 | C | 650x150mm | 16 | Nr. | 260 | 4160 | Q — Mechanical Engineering Installations | Q | Q05 | Q0507 | Q5 Automatic controls | 5.07 | Ventilation – Supply/Extract Grilles | Number | AED | 85 | AI | ✓ |  | Citywalk Plot 5.11 Main Works Contract BOQ (1).xlsx |  |  |  | CITYWALK PHASE-05, PLOT 5.11 | Residential | CITYWALK RESIDENTIAL 1 LLC
1376 | D | 700x150mm | 1 | Nr. | 276 | 276 | Q — Mechanical Engineering Installations | Q | Q05 | Q0507 | Q5 Automatic controls | 5.07 | Ventilation – Supply/Extract Grilles | Number | AED | 85 | AI | ✓ |  | Citywalk Plot 5.11 Main Works Contract BOQ (1).xlsx |  |  |  | CITYWALK PHASE-05, PLOT 5.11 | Residential | CITYWALK RESIDENTIAL 1 LLC
1378 | E | 750x150mm | 21 | Nr. | 294 | 6174 | Q — Mechanical Engineering Installations | Q | Q05 | Q0507 | Q5 Automatic controls | 5.07 | Ventilation – Supply/Extract Grilles | Number | AED | 85 | AI | ✓ |  | Citywalk Plot 5.11 Main Works Contract BOQ (1).xlsx |  |  |  | CITYWALK PHASE-05, PLOT 5.11 | Residential | CITYWALK RESIDENTIAL 1 LLC
1380 | F | 750x300mm | 1 | Nr. | 476 | 476 | Q — Mechanical Engineering Installations | Q | Q05 | Q0507 | Q5 Automatic controls | 5.07 | Ventilation – Supply/Extract Grilles | Number | AED | 85 | AI | ✓ |  | Citywalk Plot 5.11 Main Works Contract BOQ (1).xlsx |  |  |  | CITYWALK PHASE-05, PLOT 5.11 | Residential | CITYWALK RESIDENTIAL 1 LLC
1382 | G | 800x150mm | 7 | Nr. | 311 | 2177 | Q — Mechanical Engineering Installations | Q | Q05 | Q0507 | Q5 Automatic controls | 5.07 | Ventilation – Supply/Extract Grilles | Number | AED | 85 | AI | ✓ |  | Citywalk Plot 5.11 Main Works Contract BOQ (1).xlsx |  |  |  | CITYWALK PHASE-05, PLOT 5.11 | Residential | CITYWALK RESIDENTIAL 1 LLC
1384 | H | 800x300mm | 1 | Nr. | 504 | 504 | Q — Mechanical Engineering Installations | Q | Q05 | Q0507 | Q5 Automatic controls | 5.07 | Ventilation – Supply/Extract Grilles | Number | AED | 85 | AI | ✓ |  | Citywalk Plot 5.11 Main Works Contract BOQ (1).xlsx |  |  |  | CITYWALK PHASE-05, PLOT 5.11 | Residential | CITYWALK RESIDENTIAL 1 LLC
1386 | J | 850x150mm | 43 | Nr. | 325 | 13975 | Q — Mechanical Engineering Installations | Q | Q05 | Q0507 | Q5 Automatic controls | 5.07 | Ventilation – Supply/Extract Grilles | Number | AED | 85 | AI | ✓ |  | Citywalk Plot 5.11 Main Works Contract BOQ (1).xlsx |  |  |  | CITYWALK PHASE-05, PLOT 5.11 | Residential | CITYWALK RESIDENTIAL 1 LLC
1388 | K | 900x200mm | 7 | Nr. | 415 | 2905 | Q — Mechanical Engineering Installations | Q | Q05 | Q0507 | Q5 Automatic controls | 5.07 | Ventilation – Supply/Extract Grilles | Number | AED | 85 | AI | ✓ |  | Citywalk Plot 5.11 Main Works Contract BOQ (1).xlsx |  |  |  | CITYWALK PHASE-05, PLOT 5.11 | Residential | CITYWALK RESIDENTIAL 1 LLC
1390 | L | 950x150mm | 4 | Nr. | 360 | 1440 | Q — Mechanical Engineering Installations | Q | Q05 | Q0507 | Q5 Automatic controls | 5.07 | Ventilation – Supply/Extract Grilles | Number | AED | 85 | AI | ✓ |  | Citywalk Plot 5.11 Main Works Contract BOQ (1).xlsx |  |  |  | CITYWALK PHASE-05, PLOT 5.11 | Residential | CITYWALK RESIDENTIAL 1 LLC
1392 | M | 1000x150mm | 2 | Nr. | 377 | 754 | Q — Mechanical Engineering Installations | Q | Q05 | Q0507 | Q5 Automatic controls | 5.07 | Ventilation – Supply/Extract Grilles | Number | AED | 85 | AI | ✓ |  | Citywalk Plot 5.11 Main Works Contract BOQ (1).xlsx |  |  |  | CITYWALK PHASE-05, PLOT 5.11 | Residential | CITYWALK RESIDENTIAL 1 LLC
1394 | N | 1050x150mm | 2 | Nr. | 394 | 788 | Q — Mechanical Engineering Installations | Q | Q05 | Q0507 | Q5 Automatic controls | 5.07 | Ventilation – Supply/Extract Grilles | Number | AED | 85 | AI | ✓ |  | Citywalk Plot 5.11 Main Works Contract BOQ (1).xlsx |  |  |  | CITYWALK PHASE-05, PLOT 5.11 | Residential | CITYWALK RESIDENTIAL 1 LLC
1396 | P | 1050x200mm | 3 | Nr. | 480 | 1440 | Q — Mechanical Engineering Installations | Q | Q05 | Q0507 | Q5 Automatic controls | 5.07 | Ventilation – Supply/Extract Grilles | Number | AED | 85 | AI | ✓ |  | Citywalk Plot 5.11 Main Works Contract BOQ (1).xlsx |  |  |  | CITYWALK PHASE-05, PLOT 5.11 | Residential | CITYWALK RESIDENTIAL 1 LLC
1398 | Q | 1100x200mm | 2 | Nr. | 500 | 1000 | Q — Mechanical Engineering Installations | Q | Q05 | Q0507 | Q5 Automatic controls | 5.07 | Ventilation – Supply/Extract Grilles | Number | AED | 85 | AI | ✓ |  | Citywalk Plot 5.11 Main Works Contract BOQ (1).xlsx |  |  |  | CITYWALK PHASE-05, PLOT 5.11 | Residential | CITYWALK RESIDENTIAL 1 LLC
1400 | R | 1150x200mm | 9 | Nr. | 518 | 4662 | Q — Mechanical Engineering Installations | Q | Q05 | Q0507 | Q5 Automatic controls | 5.07 | Ventilation – Supply/Extract Grilles | Number | AED | 85 | AI | ✓ |  | Citywalk Plot 5.11 Main Works Contract BOQ (1).xlsx |  |  |  | CITYWALK PHASE-05, PLOT 5.11 | Residential | CITYWALK RESIDENTIAL 1 LLC
1402 | S | 1200x150mm | 2 | Nr. | 445 | 890 | Q — Mechanical Engineering Installations | Q | Q05 | Q0507 | Q5 Automatic controls | 5.07 | Ventilation – Supply/Extract Grilles | Number | AED | 85 | AI | ✓ |  | Citywalk Plot 5.11 Main Works Contract BOQ (1).xlsx |  |  |  | CITYWALK PHASE-05, PLOT 5.11 | Residential | CITYWALK RESIDENTIAL 1 LLC
1404 | T | 1400x150mm | 4 | Nr. | 514 | 2056 | Q — Mechanical Engineering Installations | Q | Q05 | Q0507 | Q5 Automatic controls | 5.07 | Ventilation – Supply/Extract Grilles | Number | AED | 85 | AI | ✓ |  | Citywalk Plot 5.11 Main Works Contract BOQ (1).xlsx |  |  |  | CITYWALK PHASE-05, PLOT 5.11 | Residential | CITYWALK RESIDENTIAL 1 LLC
1406 | U | 1400x200mm | 1 | Nr. | 627 | 627 | Q — Mechanical Engineering Installations | Q | Q05 | Q0507 | Q5 Automatic controls | 5.07 | Ventilation – Supply/Extract Grilles | Number | AED | 85 | AI | ✓ |  | Citywalk Plot 5.11 Main Works Contract BOQ (1).xlsx |  |  |  | CITYWALK PHASE-05, PLOT 5.11 | Residential | CITYWALK RESIDENTIAL 1 LLC
1408 | V | 1600x150mm | 7 | Nr. | 583 | 4081 | Q — Mechanical Engineering Installations | Q | Q05 | Q0507 | Q5 Automatic controls | 5.07 | Ventilation – Supply/Extract Grilles | Number | AED | 85 | AI | ✓ |  | Citywalk Plot 5.11 Main Works Contract BOQ (1).xlsx |  |  |  | CITYWALK PHASE-05, PLOT 5.11 | Residential | CITYWALK RESIDENTIAL 1 LLC
1410 | W | 1900x150mm | 3 | Nr. | 682 | 2046 | Q — Mechanical Engineering Installations | Q | Q05 | Q0507 | Q5 Automatic controls | 5.07 | Ventilation – Supply/Extract Grilles | Number | AED | 85 | AI | ✓ |  | Citywalk Plot 5.11 Main Works Contract BOQ (1).xlsx |  |  |  | CITYWALK PHASE-05, PLOT 5.11 | Residential | CITYWALK RESIDENTIAL 1 LLC
1415 |  |  |  | To Collection AED |  | 67735 | [8 empty] | AED |  |  |  |  | Citywalk Plot 5.11 Main Works Contract BOQ (1).xlsx |  |  |  | CITYWALK PHASE-05, PLOT 5.11 | Residential | CITYWALK RESIDENTIAL 1 LLC
▸ HEATING, VENTILATION AND AIR CONDITIONING INSTALLATIONS (Cont'd)
▸ Supply linear bar grills (SLBG)
1423 | A | 2000x150mm | 8 | Nr. | 1386 | 11088 | Q — Mechanical Engineering Installations | Q | Q05 | Q0507 | Q5 Automatic controls | 5.07 | Ventilation – Supply Air Grilles | Number | AED | 85 | AI | ✓ |  | Citywalk Plot 5.11 Main Works Contract BOQ (1).xlsx |  |  |  | CITYWALK PHASE-05, PLOT 5.11 | Residential | CITYWALK RESIDENTIAL 1 LLC
▸ Return linear bar grills (RLBG)
1427 | B | 2000x150mm | 8 | Nr. | 868 | 6944 | Q — Mechanical Engineering Installations | Q | Q05 | Q0507 | Q5 Automatic controls | 5.07 | Ventilation – Return Air Grilles | Number | AED | 85 | AI | ✓ |  | Citywalk Plot 5.11 Main Works Contract BOQ (1).xlsx |  |  |  | CITYWALK PHASE-05, PLOT 5.11 | Residential | CITYWALK RESIDENTIAL 1 LLC
▸ Supply diffuser (SD)
1431 | C | 150x150mm | 6 | Nr. | 212 | 1272 | Q — Mechanical Engineering Installations | Q | Q05 | Q0507 | Q5 Automatic controls | 5.07 | Ventilation – Supply Diffusers | Number | AED | 87 | AI | ✓ |  | Citywalk Plot 5.11 Main Works Contract BOQ (1).xlsx |  |  |  | CITYWALK PHASE-05, PLOT 5.11 | Residential | CITYWALK RESIDENTIAL 1 LLC
1433 | D | 225x225mm | 34 | Nr. | 319 | 10846 | Q — Mechanical Engineering Installations | Q | Q05 | Q0507 | Q5 Automatic controls | 5.07 | Ventilation – Supply Diffusers | Number | AED | 87 | AI | ✓ |  | Citywalk Plot 5.11 Main Works Contract BOQ (1).xlsx |  |  |  | CITYWALK PHASE-05, PLOT 5.11 | Residential | CITYWALK RESIDENTIAL 1 LLC
▸ Return diffuser (RD)
1437 | E | 150x150mm | 6 | Nr. | 166 | 996 | Q — Mechanical Engineering Installations | Q | Q05 | Q0507 | Q5 Automatic controls | 5.07 | Ventilation – Return Diffusers | Number | AED | 87 | AI | ✓ |  | Citywalk Plot 5.11 Main Works Contract BOQ (1).xlsx |  |  |  | CITYWALK PHASE-05, PLOT 5.11 | Residential | CITYWALK RESIDENTIAL 1 LLC
1439 | F | 225x225mm | 34 | Nr. | 236 | 8024 | Q — Mechanical Engineering Installations | Q | Q05 | Q0507 | Q5 Automatic controls | 5.07 | Ventilation – Return Diffusers | Number | AED | 87 | AI | ✓ |  | Citywalk Plot 5.11 Main Works Contract BOQ (1).xlsx |  |  |  | CITYWALK PHASE-05, PLOT 5.11 | Residential | CITYWALK RESIDENTIAL 1 LLC
▸ Supply linear diffuser (SLD)
1443 | G | 1-slot, 20mm width, 1000mm length | 172 | Nr. | 89 | 15308 | Q — Mechanical Engineering Installations | Q | Q05 | Q0507 | Q5 Automatic controls | 5.07 | Ventilation – Linear Supply Diffusers | Length (m) | AED | 88 | AI | ✓ |  | Citywalk Plot 5.11 Main Works Contract BOQ (1).xlsx |  |  |  | CITYWALK PHASE-05, PLOT 5.11 | Residential | CITYWALK RESIDENTIAL 1 LLC
1445 | H | 1-slot, 25mm width, 1300mm length | 9 | Nr. | 108 | 972 | Q — Mechanical Engineering Installations | Q | Q05 | Q0507 | Q5 Automatic controls | 5.07 | Ventilation – Linear Supply Diffusers | Length (m) | AED | 88 | AI | ✓ |  | Citywalk Plot 5.11 Main Works Contract BOQ (1).xlsx |  |  |  | CITYWALK PHASE-05, PLOT 5.11 | Residential | CITYWALK RESIDENTIAL 1 LLC
1447 | J | 2-slot, 20mm width, 1000mm length | 131 | Nr. | 125 | 16375 | Q — Mechanical Engineering Installations | Q | Q05 | Q0507 | Q5 Automatic controls | 5.07 | Ventilation – Linear Supply Diffusers | Length (m) | AED | 88 | AI | ✓ |  | Citywalk Plot 5.11 Main Works Contract BOQ (1).xlsx |  |  |  | CITYWALK PHASE-05, PLOT 5.11 | Residential | CITYWALK RESIDENTIAL 1 LLC
1449 | K | 2-slot, 25mm width, 1000mm length | 5 | Nr. | 128 | 640 | Q — Mechanical Engineering Installations | Q | Q05 | Q0507 | Q5 Automatic controls | 5.07 | Ventilation – Linear Supply Diffusers | Length (m) | AED | 88 | AI | ✓ |  | Citywalk Plot 5.11 Main Works Contract BOQ (1).xlsx |  |  |  | CITYWALK PHASE-05, PLOT 5.11 | Residential | CITYWALK RESIDENTIAL 1 LLC
1451 | L | 2-slot, 25mm width, 1300mm length | 1 | Nr. | 154 | 154 | Q — Mechanical Engineering Installations | Q | Q05 | Q0507 | Q5 Automatic controls | 5.07 | Ventilation – Linear Supply Diffusers | Length (m) | AED | 88 | AI | ✓ |  | Citywalk Plot 5.11 Main Works Contract BOQ (1).xlsx |  |  |  | CITYWALK PHASE-05, PLOT 5.11 | Residential | CITYWALK RESIDENTIAL 1 LLC
1453 | M | 2-slot, 25mm width, 1500mm length | 18 | Nr. | 174 | 3132 | Q — Mechanical Engineering Installations | Q | Q05 | Q0507 | Q5 Automatic controls | 5.07 | Ventilation – Linear Supply Diffusers | Length (m) | AED | 88 | AI | ✓ |  | Citywalk Plot 5.11 Main Works Contract BOQ (1).xlsx |  |  |  | CITYWALK PHASE-05, PLOT 5.11 | Residential | CITYWALK RESIDENTIAL 1 LLC
▸ Return linear diffuser (RLD)
1457 | N | 1-slot, 20mm width, 1000mm length | 55 | Nr. | 82 | 4510 | Q — Mechanical Engineering Installations | Q | Q05 | Q0507 | Q5 Automatic controls | 5.07 | Ventilation – Linear Return Diffusers | Length (m) | AED | 88 | AI | ✓ |  | Citywalk Plot 5.11 Main Works Contract BOQ (1).xlsx |  |  |  | CITYWALK PHASE-05, PLOT 5.11 | Residential | CITYWALK RESIDENTIAL 1 LLC
1459 | P | 2-slot, 20mm width, 1000mm length | 132 | Nr. | 119 | 15708 | Q — Mechanical Engineering Installations | Q | Q05 | Q0507 | Q5 Automatic controls | 5.07 | Ventilation – Linear Return Diffusers | Length (m) | AED | 88 | AI | ✓ |  | Citywalk Plot 5.11 Main Works Contract BOQ (1).xlsx |  |  |  | CITYWALK PHASE-05, PLOT 5.11 | Residential | CITYWALK RESIDENTIAL 1 LLC
1461 | Q | 2-slot, 25mm width, 1000mm length | 4 | Nr. | 123 | 492 | Q — Mechanical Engineering Installations | Q | Q05 | Q0507 | Q5 Automatic controls | 5.07 | Ventilation – Linear Return Diffusers | Length (m) | AED | 88 | AI | ✓ |  | Citywalk Plot 5.11 Main Works Contract BOQ (1).xlsx |  |  |  | CITYWALK PHASE-05, PLOT 5.11 | Residential | CITYWALK RESIDENTIAL 1 LLC
1463 | R | 2-slot, 25mm width, 1300mm length | 1 | Nr. | 147 | 147 | Q — Mechanical Engineering Installations | Q | Q05 | Q0507 | Q5 Automatic controls | 5.07 | Ventilation – Linear Return Diffusers | Length (m) | AED | 88 | AI | ✓ |  | Citywalk Plot 5.11 Main Works Contract BOQ (1).xlsx |  |  |  | CITYWALK PHASE-05, PLOT 5.11 | Residential | CITYWALK RESIDENTIAL 1 LLC
1465 | S | 2-slot, 25mm width, 1500mm length | 6 | Nr. | 166 | 996 | Q — Mechanical Engineering Installations | Q | Q05 | Q0507 | Q5 Automatic controls | 5.07 | Ventilation – Linear Return Diffusers | Length (m) | AED | 88 | AI | ✓ |  | Citywalk Plot 5.11 Main Works Contract BOQ (1).xlsx |  |  |  | CITYWALK PHASE-05, PLOT 5.11 | Residential | CITYWALK RESIDENTIAL 1 LLC
1468 |  |  |  | To Collection AED |  | 97604 | [8 empty] | AED |  |  |  |  | Citywalk Plot 5.11 Main Works Contract BOQ (1).xlsx |  |  |  | CITYWALK PHASE-05, PLOT 5.11 | Residential | CITYWALK RESIDENTIAL 1 LLC
▸ HEATING, VENTILATION AND AIR CONDITIONING INSTALLATIONS (Cont'd)
▸ Bell mouth with wire mesh
1476 | A | 750x250mm | 1 | Nr. | 576 | 576 | Q — Mechanical Engineering Installations | Q | Q05 | Q0507 | Q5 Automatic controls | 5.07 | Ventilation – Air Intake Components | Number | AED | 82 | AI | ⚠ |  | Citywalk Plot 5.11 Main Works Contract BOQ (1).xlsx |  |  |  | CITYWALK PHASE-05, PLOT 5.11 | Residential | CITYWALK RESIDENTIAL 1 LLC
▸ Plant and equipment including hangers, supports, fixings, pipe connections, wire connections, flexible connections and all ancillary works as necessary
▸ Fan coil unit including supports, vibration isolators, valve package, thermostat, sensors and all ancillary works as necessary
1482 | B | FCU-F01-F01-A; 11.8kW total cooling capacity | 1 | Nr. | 7276 | 7276 | Q — Mechanical Engineering Installations | Q | Q05 | Q0506 | Q5 Automatic controls | 5.06 | Space Heating & Air Treatment – Fan Coil Units | Number | AED | 90 | AI | ✓ |  | Citywalk Plot 5.11 Main Works Contract BOQ (1).xlsx |  |  |  | CITYWALK PHASE-05, PLOT 5.11 | Residential | CITYWALK RESIDENTIAL 1 LLC
1484 | C | FCU-F01-F01-B; 11.8kW total cooling capacity | 1 | Nr. | 7276 | 7276 | Q — Mechanical Engineering Installations | Q | Q05 | Q0506 | Q5 Automatic controls | 5.06 | Space Heating & Air Treatment – Fan Coil Units | Number | AED | 90 | AI | ✓ |  | Citywalk Plot 5.11 Main Works Contract BOQ (1).xlsx |  |  |  | CITYWALK PHASE-05, PLOT 5.11 | Residential | CITYWALK RESIDENTIAL 1 LLC
1486 | D | FCU-F01-F01-C; 11.8kW total cooling capacity | 1 | Nr. | 7276 | 7276 | Q — Mechanical Engineering Installations | Q | Q05 | Q0506 | Q5 Automatic controls | 5.06 | Space Heating & Air Treatment – Fan Coil Units | Number | AED | 90 | AI | ✓ |  | Citywalk Plot 5.11 Main Works Contract BOQ (1).xlsx |  |  |  | CITYWALK PHASE-05, PLOT 5.11 | Residential | CITYWALK RESIDENTIAL 1 LLC
1488 | E | FCU-F01-F02; 1.9kW total cooling capacity | 1 | Nr. | 2165 | 2165 | Q — Mechanical Engineering Installations | Q | Q05 | Q0506 | Q5 Automatic controls | 5.06 | Space Heating & Air Treatment – Fan Coil Units | Number | AED | 90 | AI | ✓ |  | Citywalk Plot 5.11 Main Works Contract BOQ (1).xlsx |  |  |  | CITYWALK PHASE-05, PLOT 5.11 | Residential | CITYWALK RESIDENTIAL 1 LLC
1490 | F | FCU-F01-F03; 2.8kW total cooling capacity | 1 | Nr. | 2165 | 2165 | Q — Mechanical Engineering Installations | Q | Q05 | Q0506 | Q5 Automatic controls | 5.06 | Space Heating & Air Treatment – Fan Coil Units | Number | AED | 90 | AI | ✓ |  | Citywalk Plot 5.11 Main Works Contract BOQ (1).xlsx |  |  |  | CITYWALK PHASE-05, PLOT 5.11 | Residential | CITYWALK RESIDENTIAL 1 LLC
1492 | G | FCU-F01-F04; 4.7kW total cooling capacity | 1 | Nr. | 2898 | 2898 | Q — Mechanical Engineering Installations | Q | Q05 | Q0506 | Q5 Automatic controls | 5.06 | Space Heating & Air Treatment – Fan Coil Units | Number | AED | 90 | AI | ✓ |  | Citywalk Plot 5.11 Main Works Contract BOQ (1).xlsx |  |  |  | CITYWALK PHASE-05, PLOT 5.11 | Residential | CITYWALK RESIDENTIAL 1 LLC
1494 | H | FCU-F01-F05; 4.1kW total cooling capacity | 1 | Nr. | 2528 | 2528 | Q — Mechanical Engineering Installations | Q | Q05 | Q0506 | Q5 Automatic controls | 5.06 | Space Heating & Air Treatment – Fan Coil Units | Number | AED | 90 | AI | ✓ |  | Citywalk Plot 5.11 Main Works Contract BOQ (1).xlsx |  |  |  | CITYWALK PHASE-05, PLOT 5.11 | Residential | CITYWALK RESIDENTIAL 1 LLC
1496 | J | FCU-F01-F06; 6.6kW total cooling capacity | 1 | Nr. | 4070 | 4070 | Q — Mechanical Engineering Installations | Q | Q05 | Q0506 | Q5 Automatic controls | 5.06 | Space Heating & Air Treatment – Fan Coil Units | Number | AED | 90 | AI | ✓ |  | Citywalk Plot 5.11 Main Works Contract BOQ (1).xlsx |  |  |  | CITYWALK PHASE-05, PLOT 5.11 | Residential | CITYWALK RESIDENTIAL 1 LLC
1498 | K | FCU-F01-F07; 4.9kW total cooling capacity | 1 | Nr. | 3022 | 3022 | Q — Mechanical Engineering Installations | Q | Q05 | Q0506 | Q5 Automatic controls | 5.06 | Space Heating & Air Treatment – Fan Coil Units | Number | AED | 90 | AI | ✓ |  | Citywalk Plot 5.11 Main Works Contract BOQ (1).xlsx |  |  |  | CITYWALK PHASE-05, PLOT 5.11 | Residential | CITYWALK RESIDENTIAL 1 LLC
1500 | L | FCU-F01-F08; 2.7kW total cooling capacity | 1 | Nr. | 2165 | 2165 | Q — Mechanical Engineering Installations | Q | Q05 | Q0506 | Q5 Automatic controls | 5.06 | Space Heating & Air Treatment – Fan Coil Units | Number | AED | 90 | AI | ✓ |  | Citywalk Plot 5.11 Main Works Contract BOQ (1).xlsx |  |  |  | CITYWALK PHASE-05, PLOT 5.11 | Residential | CITYWALK RESIDENTIAL 1 LLC
1502 | M | FCU-F01-F09-A; 9.3kW total cooling capacity | 1 | Nr. | 5735 | 5735 | Q — Mechanical Engineering Installations | Q | Q05 | Q0506 | Q5 Automatic controls | 5.06 | Space Heating & Air Treatment – Fan Coil Units | Number | AED | 90 | AI | ✓ |  | Citywalk Plot 5.11 Main Works Contract BOQ (1).xlsx |  |  |  | CITYWALK PHASE-05, PLOT 5.11 | Residential | CITYWALK RESIDENTIAL 1 LLC
1504 | N | FCU-F01-F09-B; 9.3kW total cooling capacity | 1 | Nr. | 5735 | 5735 | Q — Mechanical Engineering Installations | Q | Q05 | Q0506 | Q5 Automatic controls | 5.06 | Space Heating & Air Treatment – Fan Coil Units | Number | AED | 90 | AI | ✓ |  | Citywalk Plot 5.11 Main Works Contract BOQ (1).xlsx |  |  |  | CITYWALK PHASE-05, PLOT 5.11 | Residential | CITYWALK RESIDENTIAL 1 LLC
1506 | P | FCU-F01-01-01; 5.8kW total cooling capacity | 1 | Nr. | 3577 | 3577 | Q — Mechanical Engineering Installations | Q | Q05 | Q0506 | Q5 Automatic controls | 5.06 | Space Heating & Air Treatment – Fan Coil Units | Number | AED | 90 | AI | ✓ |  | Citywalk Plot 5.11 Main Works Contract BOQ (1).xlsx |  |  |  | CITYWALK PHASE-05, PLOT 5.11 | Residential | CITYWALK RESIDENTIAL 1 LLC
1508 | Q | FCU-F01-01-02; 4.6kW total cooling capacity | 1 | Nr. | 2837 | 2837 | Q — Mechanical Engineering Installations | Q | Q05 | Q0506 | Q5 Automatic controls | 5.06 | Space Heating & Air Treatment – Fan Coil Units | Number | AED | 90 | AI | ✓ |  | Citywalk Plot 5.11 Main Works Contract BOQ (1).xlsx |  |  |  | CITYWALK PHASE-05, PLOT 5.11 | Residential | CITYWALK RESIDENTIAL 1 LLC
1510 | R | FCU-F01-02-01; 5.8kW total cooling capacity | 1 | Nr. | 3577 | 3577 | Q — Mechanical Engineering Installations | Q | Q05 | Q0506 | Q5 Automatic controls | 5.06 | Space Heating & Air Treatment – Fan Coil Units | Number | AED | 90 | AI | ✓ |  | Citywalk Plot 5.11 Main Works Contract BOQ (1).xlsx |  |  |  | CITYWALK PHASE-05, PLOT 5.11 | Residential | CITYWALK RESIDENTIAL 1 LLC
1513 |  |  |  | To Collection AED |  | 62878 | [8 empty] | AED |  |  |  |  | Citywalk Plot 5.11 Main Works Contract BOQ (1).xlsx |  |  |  | CITYWALK PHASE-05, PLOT 5.11 | Residential | CITYWALK RESIDENTIAL 1 LLC
▸ HEATING, VENTILATION AND AIR CONDITIONING INSTALLATIONS (Cont'd)
1519 | A | FCU-F01-02-02; 4.5kW total cooling capacity | 1 | Nr. | 2775 | 2775 | Q — Mechanical Engineering Installations | Q | Q05 | Q0506 | Q5 Automatic controls | 5.06 | Space Heating & Air Treatment – Fan Coil Units | Number | AED | 90 | AI | ✓ |  | Citywalk Plot 5.11 Main Works Contract BOQ (1).xlsx |  |  |  | CITYWALK PHASE-05, PLOT 5.11 | Residential | CITYWALK RESIDENTIAL 1 LLC
1521 | B | FCU-F01-03-01; 6.7kW total cooling capacity | 1 | Nr. | 4131 | 4131 | Q — Mechanical Engineering Installations | Q | Q05 | Q0506 | Q5 Automatic controls | 5.06 | Space Heating & Air Treatment – Fan Coil Units | Number | AED | 90 | AI | ✓ |  | Citywalk Plot 5.11 Main Works Contract BOQ (1).xlsx |  |  |  | CITYWALK PHASE-05, PLOT 5.11 | Residential | CITYWALK RESIDENTIAL 1 LLC
1523 | C | FCU-F01-04-01; 5.1kW total cooling capacity | 1 | Nr. | 3145 | 3145 | Q — Mechanical Engineering Installations | Q | Q05 | Q0506 | Q5 Automatic controls | 5.06 | Space Heating & Air Treatment – Fan Coil Units | Number | AED | 90 | AI | ✓ |  | Citywalk Plot 5.11 Main Works Contract BOQ (1).xlsx |  |  |  | CITYWALK PHASE-05, PLOT 5.11 | Residential | CITYWALK RESIDENTIAL 1 LLC
1525 | D | FCU-F01-04-02; 4.1kW total cooling capacity | 1 | Nr. | 2528 | 2528 | Q — Mechanical Engineering Installations | Q | Q05 | Q0506 | Q5 Automatic controls | 5.06 | Space Heating & Air Treatment – Fan Coil Units | Number | AED | 90 | AI | ✓ |  | Citywalk Plot 5.11 Main Works Contract BOQ (1).xlsx |  |  |  | CITYWALK PHASE-05, PLOT 5.11 | Residential | CITYWALK RESIDENTIAL 1 LLC
1527 | E | FCU-F01-05-01; 5.4kW total cooling capacity | 1 | Nr. | 3330 | 3330 | Q — Mechanical Engineering Installations | Q | Q05 | Q0506 | Q5 Automatic controls | 5.06 | Space Heating & Air Treatment – Fan Coil Units | Number | AED | 90 | AI | ✓ |  | Citywalk Plot 5.11 Main Works Contract BOQ (1).xlsx |  |  |  | CITYWALK PHASE-05, PLOT 5.11 | Residential | CITYWALK RESIDENTIAL 1 LLC
1529 | F | FCU-F01-05-02; 6.8kW total cooling capacity | 1 | Nr. | 4193 | 4193 | Q — Mechanical Engineering Installations | Q | Q05 | Q0506 | Q5 Automatic controls | 5.06 | Space Heating & Air Treatment – Fan Coil Units | Number | AED | 90 | AI | ✓ |  | Citywalk Plot 5.11 Main Works Contract BOQ (1).xlsx |  |  |  | CITYWALK PHASE-05, PLOT 5.11 | Residential | CITYWALK RESIDENTIAL 1 LLC
1531 | G | FCU-F01-05-03; 2.1kW total cooling capacity | 1 | Nr. | 2165 | 2165 | Q — Mechanical Engineering Installations | Q | Q05 | Q0506 | Q5 Automatic controls | 5.06 | Space Heating & Air Treatment – Fan Coil Units | Number | AED | 90 | AI | ✓ |  | Citywalk Plot 5.11 Main Works Contract BOQ (1).xlsx |  |  |  | CITYWALK PHASE-05, PLOT 5.11 | Residential | CITYWALK RESIDENTIAL 1 LLC
1533 | H | FCU-F01-06-01; 7.6kW total cooling capacity | 1 | Nr. | 4687 | 4687 | Q — Mechanical Engineering Installations | Q | Q05 | Q0506 | Q5 Automatic controls | 5.06 | Space Heating & Air Treatment – Fan Coil Unit | Number | AED | 92 | AI | ✓ |  | Citywalk Plot 5.11 Main Works Contract BOQ (1).xlsx |  |  |  | CITYWALK PHASE-05, PLOT 5.11 | Residential | CITYWALK RESIDENTIAL 1 LLC
1535 | J | FCU-F01-07-01; 7.1kW total cooling capacity | 1 | Nr. | 4378 | 4378 | Q — Mechanical Engineering Installations | Q | Q05 | Q0506 | Q5 Automatic controls | 5.06 | Space Heating & Air Treatment – Fan Coil Unit | Number | AED | 92 | AI | ✓ |  | Citywalk Plot 5.11 Main Works Contract BOQ (1).xlsx |  |  |  | CITYWALK PHASE-05, PLOT 5.11 | Residential | CITYWALK RESIDENTIAL 1 LLC
1537 | K | FCU-F01-08-01; 6.5kW total cooling capacity | 1 | Nr. | 4008 | 4008 | Q — Mechanical Engineering Installations | Q | Q05 | Q0506 | Q5 Automatic controls | 5.06 | Space Heating & Air Treatment – Fan Coil Unit | Number | AED | 92 | AI | ✓ |  | Citywalk Plot 5.11 Main Works Contract BOQ (1).xlsx |  |  |  | CITYWALK PHASE-05, PLOT 5.11 | Residential | CITYWALK RESIDENTIAL 1 LLC
1539 | L | FCU-F01-09-01; 5.3kW total cooling capacity | 1 | Nr. | 3268 | 3268 | Q — Mechanical Engineering Installations | Q | Q05 | Q0506 | Q5 Automatic controls | 5.06 | Space Heating & Air Treatment – Fan Coil Unit | Number | AED | 92 | AI | ✓ |  | Citywalk Plot 5.11 Main Works Contract BOQ (1).xlsx |  |  |  | CITYWALK PHASE-05, PLOT 5.11 | Residential | CITYWALK RESIDENTIAL 1 LLC
1541 | M | FCU-F01-10-01; 5.3kW total cooling capacity | 1 | Nr. | 3268 | 3268 | Q — Mechanical Engineering Installations | Q | Q05 | Q0506 | Q5 Automatic controls | 5.06 | Space Heating & Air Treatment – Fan Coil Unit | Number | AED | 92 | AI | ✓ |  | Citywalk Plot 5.11 Main Works Contract BOQ (1).xlsx |  |  |  | CITYWALK PHASE-05, PLOT 5.11 | Residential | CITYWALK RESIDENTIAL 1 LLC
1543 | N | FCU-F01-11-01; 5.7kW total cooling capacity | 1 | Nr. | 3515 | 3515 | Q — Mechanical Engineering Installations | Q | Q05 | Q0506 | Q5 Automatic controls | 5.06 | Space Heating & Air Treatment – Fan Coil Unit | Number | AED | 92 | AI | ✓ |  | Citywalk Plot 5.11 Main Works Contract BOQ (1).xlsx |  |  |  | CITYWALK PHASE-05, PLOT 5.11 | Residential | CITYWALK RESIDENTIAL 1 LLC
1545 | P | FCU-F01-11-02; 3.9kW total cooling capacity | 1 | Nr. | 2406 | 2406 | Q — Mechanical Engineering Installations | Q | Q05 | Q0506 | Q5 Automatic controls | 5.06 | Space Heating & Air Treatment – Fan Coil Unit | Number | AED | 92 | AI | ✓ |  | Citywalk Plot 5.11 Main Works Contract BOQ (1).xlsx |  |  |  | CITYWALK PHASE-05, PLOT 5.11 | Residential | CITYWALK RESIDENTIAL 1 LLC
1547 | Q | FCU-F01-12-01; 4kW total cooling capacity | 1 | Nr. | 2466 | 2466 | Q — Mechanical Engineering Installations | Q | Q05 | Q0506 | Q5 Automatic controls | 5.06 | Space Heating & Air Treatment – Fan Coil Unit | Number | AED | 92 | AI | ✓ |  | Citywalk Plot 5.11 Main Works Contract BOQ (1).xlsx |  |  |  | CITYWALK PHASE-05, PLOT 5.11 | Residential | CITYWALK RESIDENTIAL 1 LLC
1549 | R | FCU-F01-12-02; 3.4kW total cooling capacity | 1 | Nr. | 2097 | 2097 | Q — Mechanical Engineering Installations | Q | Q05 | Q0506 | Q5 Automatic controls | 5.06 | Space Heating & Air Treatment – Fan Coil Unit | Number | AED | 92 | AI | ✓ |  | Citywalk Plot 5.11 Main Works Contract BOQ (1).xlsx |  |  |  | CITYWALK PHASE-05, PLOT 5.11 | Residential | CITYWALK RESIDENTIAL 1 LLC
1551 | S | FCU-F01-13-01; 3.8kW total cooling capacity | 1 | Nr. | 2344 | 2344 | Q — Mechanical Engineering Installations | Q | Q05 | Q0506 | Q5 Automatic controls | 5.06 | Space Heating & Air Treatment – Fan Coil Unit | Number | AED | 92 | AI | ✓ |  | Citywalk Plot 5.11 Main Works Contract BOQ (1).xlsx |  |  |  | CITYWALK PHASE-05, PLOT 5.11 | Residential | CITYWALK RESIDENTIAL 1 LLC
1553 | T | FCU-F01-13-02; 4.7kW total cooling capacity | 1 | Nr. | 2898 | 2898 | Q — Mechanical Engineering Installations | Q | Q05 | Q0506 | Q5 Automatic controls | 5.06 | Space Heating & Air Treatment – Fan Coil Unit | Number | AED | 92 | AI | ✓ |  | Citywalk Plot 5.11 Main Works Contract BOQ (1).xlsx |  |  |  | CITYWALK PHASE-05, PLOT 5.11 | Residential | CITYWALK RESIDENTIAL 1 LLC
1555 | U | FCU-F02-03-01; 3.8kW total cooling capacity | 2 | Nr. | 2344 | 4688 | Q — Mechanical Engineering Installations | Q | Q05 | Q0506 | Q5 Automatic controls | 5.06 | Space Heating & Air Treatment – Fan Coil Unit | Number | AED | 92 | AI | ✓ |  | Citywalk Plot 5.11 Main Works Contract BOQ (1).xlsx |  |  |  | CITYWALK PHASE-05, PLOT 5.11 | Residential | CITYWALK RESIDENTIAL 1 LLC
1557 | V | FCU-F02-03-16-01; 5.7kW total cooling capacity | 2 | Nr. | 3515 | 7030 | Q — Mechanical Engineering Installations | Q | Q05 | Q0506 | Q5 Automatic controls | 5.06 | Space Heating & Air Treatment – Fan Coil Unit | Number | AED | 92 | AI | ✓ |  | Citywalk Plot 5.11 Main Works Contract BOQ (1).xlsx |  |  |  | CITYWALK PHASE-05, PLOT 5.11 | Residential | CITYWALK RESIDENTIAL 1 LLC
1559 | W | FCU-F02-03-16-02; 8.8kW total cooling capacity | 2 | Nr. | 5426 | 10852 | Q — Mechanical Engineering Installations | Q | Q05 | Q0506 | Q5 Automatic controls | 5.06 | Space Heating & Air Treatment – Fan Coil Unit | Number | AED | 92 | AI | ✓ |  | Citywalk Plot 5.11 Main Works Contract BOQ (1).xlsx |  |  |  | CITYWALK PHASE-05, PLOT 5.11 | Residential | CITYWALK RESIDENTIAL 1 LLC
1562 |  |  |  | To Collection AED |  | 80172 | [8 empty] | AED |  |  |  |  | Citywalk Plot 5.11 Main Works Contract BOQ (1).xlsx |  |  |  | CITYWALK PHASE-05, PLOT 5.11 | Residential | CITYWALK RESIDENTIAL 1 LLC
▸ HEATING, VENTILATION AND AIR CONDITIONING INSTALLATIONS (Cont'd)
1568 | A | FCU-F02-03-16-03; 4.2kW total cooling capacity | 2 | Nr. | 2590 | 5180 | Q — Mechanical Engineering Installations | Q | Q05 | Q0506 | Q5 Automatic controls | 5.06 | Space Heating & Air Treatment – Fan Coil Unit | Number | AED | 92 | AI | ✓ |  | Citywalk Plot 5.11 Main Works Contract BOQ (1).xlsx |  |  |  | CITYWALK PHASE-05, PLOT 5.11 | Residential | CITYWALK RESIDENTIAL 1 LLC
1570 | B | FCU-F02-04-01-01; 5.3kW total cooling capacity | 3 | Nr. | 3268 | 9804 | Q — Mechanical Engineering Installations | Q | Q05 | Q0506 | Q5 Automatic controls | 5.06 | Space Heating & Air Treatment – Fan Coil Unit | Number | AED | 92 | AI | ✓ |  | Citywalk Plot 5.11 Main Works Contract BOQ (1).xlsx |  |  |  | CITYWALK PHASE-05, PLOT 5.11 | Residential | CITYWALK RESIDENTIAL 1 LLC
1572 | C | FCU-F02-04-15-01; 3.8kW total cooling capacity | 3 | Nr. | 2344 | 7032 | Q — Mechanical Engineering Installations | Q | Q05 | Q0506 | Q5 Automatic controls | 5.06 | Space Heating & Air Treatment – Fan Coil Unit | Number | AED | 92 | AI | ✓ |  | Citywalk Plot 5.11 Main Works Contract BOQ (1).xlsx |  |  |  | CITYWALK PHASE-05, PLOT 5.11 | Residential | CITYWALK RESIDENTIAL 1 LLC
1574 | D | FCU-F04-01; 3.8kW total cooling capacity | 1 | Nr. | 2344 | 2344 | Q — Mechanical Engineering Installations | Q | Q05 | Q0506 | Q5 Automatic controls | 5.06 | Space Heating & Air Treatment – Fan Coil Unit | Number | AED | 92 | AI | ✓ |  | Citywalk Plot 5.11 Main Works Contract BOQ (1).xlsx |  |  |  | CITYWALK PHASE-05, PLOT 5.11 | Residential | CITYWALK RESIDENTIAL 1 LLC
1576 | E | FCU-F04-16-01; 6.1kW total cooling capacity | 1 | Nr. | 3762 | 3762 | Q — Mechanical Engineering Installations | Q | Q05 | Q0506 | Q5 Automatic controls | 5.06 | Space Heating & Air Treatment – Fan Coil Unit | Number | AED | 92 | AI | ✓ |  | Citywalk Plot 5.11 Main Works Contract BOQ (1).xlsx |  |  |  | CITYWALK PHASE-05, PLOT 5.11 | Residential | CITYWALK RESIDENTIAL 1 LLC
1578 | F | FCU-F04-16-02; 9.1kW total cooling capacity | 1 | Nr. | 5611 | 5611 | Q — Mechanical Engineering Installations | Q | Q05 | Q0506 | Q5 Automatic controls | 5.06 | Space Heating & Air Treatment – Fan Coil Unit | Number | AED | 92 | AI | ✓ |  | Citywalk Plot 5.11 Main Works Contract BOQ (1).xlsx |  |  |  | CITYWALK PHASE-05, PLOT 5.11 | Residential | CITYWALK RESIDENTIAL 1 LLC
1580 | G | FCU-F04-16-03; 4.4kW total cooling capacity | 1 | Nr. | 2713 | 2713 | Q — Mechanical Engineering Installations | Q | Q05 | Q0506 | Q5 Automatic controls | 5.06 | Space Heating & Air Treatment – Fan Coil Unit | Number | AED | 92 | AI | ✓ |  | Citywalk Plot 5.11 Main Works Contract BOQ (1).xlsx |  |  |  | CITYWALK PHASE-05, PLOT 5.11 | Residential | CITYWALK RESIDENTIAL 1 LLC
1582 | H | FCU-F05-06-01; 3.6kW total cooling capacity | 2 | Nr. | 2219 | 4438 | Q — Mechanical Engineering Installations | Q | Q05 | Q0506 | Q5 Automatic controls | 5.06 | Space Heating & Air Treatment – Fan Coil Unit | Number | AED | 92 | AI | ✓ |  | Citywalk Plot 5.11 Main Works Contract BOQ (1).xlsx |  |  |  | CITYWALK PHASE-05, PLOT 5.11 | Residential | CITYWALK RESIDENTIAL 1 LLC
1584 | J | FCU-F05-06-01-01; 7.5kW total cooling capacity | 2 | Nr. | 4625 | 9250 | Q — Mechanical Engineering Installations | Q | Q05 | Q0506 | Q5 Automatic controls | 5.06 | Space Heating & Air Treatment – Fan Coil Unit | Number | AED | 92 | AI | ✓ |  | Citywalk Plot 5.11 Main Works Contract BOQ (1).xlsx |  |  |  | CITYWALK PHASE-05, PLOT 5.11 | Residential | CITYWALK RESIDENTIAL 1 LLC
1586 | K | FCU-F05-06-15-01; 5.4kW total cooling capacity | 2 | Nr. | 3330 | 6660 | Q — Mechanical Engineering Installations | Q | Q05 | Q0506 | Q5 Automatic controls | 5.06 | Space Heating & Air Treatment – Fan Coil Unit | Number | AED | 92 | AI | ✓ |  | Citywalk Plot 5.11 Main Works Contract BOQ (1).xlsx |  |  |  | CITYWALK PHASE-05, PLOT 5.11 | Residential | CITYWALK RESIDENTIAL 1 LLC
1588 | L | FCU-F02-06-02; 4.3kW total cooling capacity | 5 | Nr. | 2651 | 13255 | Q — Mechanical Engineering Installations | Q | Q05 | Q0506 | Q5 Automatic controls | 5.06 | Space Heating & Air Treatment – Fan Coil Unit | Number | AED | 92 | AI | ✓ |  | Citywalk Plot 5.11 Main Works Contract BOQ (1).xlsx |  |  |  | CITYWALK PHASE-05, PLOT 5.11 | Residential | CITYWALK RESIDENTIAL 1 LLC
1590 | M | FCU-F02-06-03; 6.6kW total cooling capacity | 5 | Nr. | 4070 | 20350 | Q — Mechanical Engineering Installations | Q | Q05 | Q0506 | Q5 Automatic controls | 5.06 | Space Heating & Air Treatment – Fan Coil Unit | Number | AED | 92 | AI | ✓ |  | Citywalk Plot 5.11 Main Works Contract BOQ (1).xlsx |  |  |  | CITYWALK PHASE-05, PLOT 5.11 | Residential | CITYWALK RESIDENTIAL 1 LLC
1592 | N | FCU-F02-06-04; 4.9kW total cooling capacity | 5 | Nr. | 3022 | 15110 | Q — Mechanical Engineering Installations | Q | Q05 | Q0506 | Q5 Automatic controls | 5.06 | Space Heating & Air Treatment – Fan Coil Unit | Number | AED | 92 | AI | ✓ |  | Citywalk Plot 5.11 Main Works Contract BOQ (1).xlsx |  |  |  | CITYWALK PHASE-05, PLOT 5.11 | Residential | CITYWALK RESIDENTIAL 1 LLC
1594 | P | FCU-F02-06-05; 2.5kW total cooling capacity | 5 | Nr. | 1732 | 8660 | Q — Mechanical Engineering Installations | Q | Q05 | Q0506 | Q5 Automatic controls | 5.06 | Space Heating & Air Treatment – Fan Coil Unit | Number | AED | 92 | AI | ✓ |  | Citywalk Plot 5.11 Main Works Contract BOQ (1).xlsx |  |  |  | CITYWALK PHASE-05, PLOT 5.11 | Residential | CITYWALK RESIDENTIAL 1 LLC
1596 | Q | FCU-F02-06-01-02; 4.2kW total cooling capacity | 5 | Nr. | 2590 | 12950 | Q — Mechanical Engineering Installations | Q | Q05 | Q0506 | Q5 Automatic controls | 5.06 | Space Heating & Air Treatment – Fan Coil Unit | Number | AED | 92 | AI | ✓ |  | Citywalk Plot 5.11 Main Works Contract BOQ (1).xlsx |  |  |  | CITYWALK PHASE-05, PLOT 5.11 | Residential | CITYWALK RESIDENTIAL 1 LLC
1598 | R | FCU-F02-06-02-01; 5.2kW total cooling capacity | 5 | Nr. | 3207 | 16035 | Q — Mechanical Engineering Installations | Q | Q05 | Q0506 | Q5 Automatic controls | 5.06 | Space Heating & Air Treatment – Fan Coil Unit | Number | AED | 92 | AI | ✓ |  | Citywalk Plot 5.11 Main Works Contract BOQ (1).xlsx |  |  |  | CITYWALK PHASE-05, PLOT 5.11 | Residential | CITYWALK RESIDENTIAL 1 LLC
1600 | S | FCU-F02-06-02-02; 4.2kW total cooling capacity | 5 | Nr. | 2590 | 12950 | Q — Mechanical Engineering Installations | Q | Q05 | Q0506 | Q5 Automatic controls | 5.06 | Space Heating & Air Treatment – Fan Coil Unit | Number | AED | 92 | AI | ✓ |  | Citywalk Plot 5.11 Main Works Contract BOQ (1).xlsx |  |  |  | CITYWALK PHASE-05, PLOT 5.11 | Residential | CITYWALK RESIDENTIAL 1 LLC
1602 | T | FCU-F02-06-03-01; 6.5kW total cooling capacity | 5 | Nr. | 4008 | 20040 | Q — Mechanical Engineering Installations | Q | Q05 | Q0506 | Q5 Automatic controls | 5.06 | Space Heating & Air Treatment – Fan Coil Unit | Number | AED | 92 | AI | ✓ |  | Citywalk Plot 5.11 Main Works Contract BOQ (1).xlsx |  |  |  | CITYWALK PHASE-05, PLOT 5.11 | Residential | CITYWALK RESIDENTIAL 1 LLC
1606 |  |  |  | To Collection AED |  | 176144 | [8 empty] | AED |  |  |  |  | Citywalk Plot 5.11 Main Works Contract BOQ (1).xlsx |  |  |  | CITYWALK PHASE-05, PLOT 5.11 | Residential | CITYWALK RESIDENTIAL 1 LLC
▸ HEATING, VENTILATION AND AIR CONDITIONING INSTALLATIONS (Cont'd)
1612 | A | FCU-F02-06-04-01; 4.8kW total cooling capacity | 5 | Nr. | 2960 | 14800 | Q — Mechanical Engineering Installations | Q | Q05 | Q0506 | Q5 Automatic controls | 5.06 | Space Heating & Air Treatment – Fan Coil Unit | Number | AED | 92 | AI | ✓ |  | Citywalk Plot 5.11 Main Works Contract BOQ (1).xlsx |  |  |  | CITYWALK PHASE-05, PLOT 5.11 | Residential | CITYWALK RESIDENTIAL 1 LLC
1614 | B | FCU-F02-06-04-02; 3.9kW total cooling capacity | 5 | Nr. | 2406 | 12030 | Q — Mechanical Engineering Installations | Q | Q05 | Q0506 | Q5 Automatic controls | 5.06 | Space Heating & Air Treatment – Fan Coil Unit | Number | AED | 92 | AI | ✓ |  | Citywalk Plot 5.11 Main Works Contract BOQ (1).xlsx |  |  |  | CITYWALK PHASE-05, PLOT 5.11 | Residential | CITYWALK RESIDENTIAL 1 LLC
1616 | C | FCU-F02-06-05-01; 4.9kW total cooling capacity | 5 | Nr. | 3022 | 15110 | Q — Mechanical Engineering Installations | Q | Q05 | Q0506 | Q5 Automatic controls | 5.06 | Space Heating & Air Treatment – Fan Coil Unit | Number | AED | 92 | AI | ✓ |  | Citywalk Plot 5.11 Main Works Contract BOQ (1).xlsx |  |  |  | CITYWALK PHASE-05, PLOT 5.11 | Residential | CITYWALK RESIDENTIAL 1 LLC
1618 | D | FCU-F02-06-05-02; 6.5kW total cooling capacity | 5 | Nr. | 4008 | 20040 | Q — Mechanical Engineering Installations | Q | Q05 | Q0506 | Q5 Automatic controls | 5.06 | Space Heating & Air Treatment – Fan Coil Unit | Number | AED | 92 | AI | ✓ |  | Citywalk Plot 5.11 Main Works Contract BOQ (1).xlsx |  |  |  | CITYWALK PHASE-05, PLOT 5.11 | Residential | CITYWALK RESIDENTIAL 1 LLC
1620 | E | FCU-F02-06-05-03; 2kW total cooling capacity | 5 | Nr. | 1732 | 8660 | Q — Mechanical Engineering Installations | Q | Q05 | Q0506 | Q5 Automatic controls | 5.06 | Space Heating & Air Treatment – Fan Coil Unit | Number | AED | 92 | AI | ✓ |  | Citywalk Plot 5.11 Main Works Contract BOQ (1).xlsx |  |  |  | CITYWALK PHASE-05, PLOT 5.11 | Residential | CITYWALK RESIDENTIAL 1 LLC
1622 | F | FCU-F02-06-06-01; 7.4kW total cooling capacity | 5 | Nr. | 4563 | 22815 | Q — Mechanical Engineering Installations | Q | Q05 | Q0506 | Q5 Automatic controls | 5.06 | Space Heating & Air Treatment – Fan Coil Unit | Number | AED | 92 | AI | ✓ |  | Citywalk Plot 5.11 Main Works Contract BOQ (1).xlsx |  |  |  | CITYWALK PHASE-05, PLOT 5.11 | Residential | CITYWALK RESIDENTIAL 1 LLC
1624 | G | FCU-F02-06-07-01; 6.5kW total cooling capacity | 5 | Nr. | 4008 | 20040 | Q — Mechanical Engineering Installations | Q | Q05 | Q0506 | Q5 Automatic controls | 5.06 | Space Heating & Air Treatment – Fan Coil Unit | Number | AED | 92 | AI | ✓ |  | Citywalk Plot 5.11 Main Works Contract BOQ (1).xlsx |  |  |  | CITYWALK PHASE-05, PLOT 5.11 | Residential | CITYWALK RESIDENTIAL 1 LLC
1626 | H | FCU-F02-06-08-01; 6.5kW total cooling capacity | 5 | Nr. | 4008 | 20040 | Q — Mechanical Engineering Installations | Q | Q05 | Q0506 | Q5 Automatic controls | 5.06 | Space Heating & Air Treatment – Fan Coil Unit | Number | AED | 92 | AI | ✓ |  | Citywalk Plot 5.11 Main Works Contract BOQ (1).xlsx |  |  |  | CITYWALK PHASE-05, PLOT 5.11 | Residential | CITYWALK RESIDENTIAL 1 LLC
1628 | J | FCU-F02-06-09-01; 5.3kW total cooling capacity | 5 | Nr. | 3268 | 16340 | Q — Mechanical Engineering Installations | Q | Q06 | Q0602 | Q6 Connections to supply mains | 5.06 | Space Heating & Air Treatment – Cooling Units | Number | AED | 92 | AI | ✓ |  | Citywalk Plot 5.11 Main Works Contract BOQ (1).xlsx |  |  |  | CITYWALK PHASE-05, PLOT 5.11 | Residential | CITYWALK RESIDENTIAL 1 LLC
1630 | K | FCU-F02-06-10-01; 5.4kW total cooling capacity | 5 | Nr. | 3330 | 16650 | Q — Mechanical Engineering Installations | Q | Q06 | Q0602 | Q6 Connections to supply mains | 5.06 | Space Heating & Air Treatment – Cooling Units | Number | AED | 92 | AI | ✓ |  | Citywalk Plot 5.11 Main Works Contract BOQ (1).xlsx |  |  |  | CITYWALK PHASE-05, PLOT 5.11 | Residential | CITYWALK RESIDENTIAL 1 LLC
1632 | L | FCU-F02-06-11-01; 5.6kW total cooling capacity | 5 | Nr. | 3454 | 17270 | Q — Mechanical Engineering Installations | Q | Q06 | Q0602 | Q6 Connections to supply mains | 5.06 | Space Heating & Air Treatment – Cooling Units | Number | AED | 92 | AI | ✓ |  | Citywalk Plot 5.11 Main Works Contract BOQ (1).xlsx |  |  |  | CITYWALK PHASE-05, PLOT 5.11 | Residential | CITYWALK RESIDENTIAL 1 LLC
1634 | M | FCU-F02-06-11-02; 3.9kW total cooling capacity | 5 | Nr. | 2406 | 12030 | Q — Mechanical Engineering Installations | Q | Q06 | Q0602 | Q6 Connections to supply mains | 5.06 | Space Heating & Air Treatment – Cooling Units | Number | AED | 92 | AI | ✓ |  | Citywalk Plot 5.11 Main Works Contract BOQ (1).xlsx |  |  |  | CITYWALK PHASE-05, PLOT 5.11 | Residential | CITYWALK RESIDENTIAL 1 LLC
1636 | N | FCU-F02-06-12-01; 4kW total cooling capacity | 5 | Nr. | 2466 | 12330 | Q — Mechanical Engineering Installations | Q | Q06 | Q0602 | Q6 Connections to supply mains | 5.06 | Space Heating & Air Treatment – Cooling Units | Number | AED | 92 | AI | ✓ |  | Citywalk Plot 5.11 Main Works Contract BOQ (1).xlsx |  |  |  | CITYWALK PHASE-05, PLOT 5.11 | Residential | CITYWALK RESIDENTIAL 1 LLC
1638 | P | FCU-F02-06-12-02; 3.4kW total cooling capacity | 5 | Nr. | 2097 | 10485 | Q — Mechanical Engineering Installations | Q | Q06 | Q0602 | Q6 Connections to supply mains | 5.06 | Space Heating & Air Treatment – Cooling Units | Number | AED | 92 | AI | ✓ |  | Citywalk Plot 5.11 Main Works Contract BOQ (1).xlsx |  |  |  | CITYWALK PHASE-05, PLOT 5.11 | Residential | CITYWALK RESIDENTIAL 1 LLC
1640 | Q | FCU-F02-06-13-01; 4.9kW total cooling capacity | 5 | Nr. | 3022 | 15110 | Q — Mechanical Engineering Installations | Q | Q06 | Q0602 | Q6 Connections to supply mains | 5.06 | Space Heating & Air Treatment – Cooling Units | Number | AED | 92 | AI | ✓ |  | Citywalk Plot 5.11 Main Works Contract BOQ (1).xlsx |  |  |  | CITYWALK PHASE-05, PLOT 5.11 | Residential | CITYWALK RESIDENTIAL 1 LLC
1642 | R | FCU-F02-06-14-01; 6.3kW total cooling capacity | 5 | Nr. | 3886 | 19430 | Q — Mechanical Engineering Installations | Q | Q06 | Q0602 | Q6 Connections to supply mains | 5.06 | Space Heating & Air Treatment – Cooling Units | Number | AED | 92 | AI | ✓ |  | Citywalk Plot 5.11 Main Works Contract BOQ (1).xlsx |  |  |  | CITYWALK PHASE-05, PLOT 5.11 | Residential | CITYWALK RESIDENTIAL 1 LLC
1645 |  |  |  | To Collection AED |  | 253180 | [8 empty] | AED |  |  |  |  | Citywalk Plot 5.11 Main Works Contract BOQ (1).xlsx |  |  |  | CITYWALK PHASE-05, PLOT 5.11 | Residential | CITYWALK RESIDENTIAL 1 LLC
▸ HEATING, VENTILATION AND AIR CONDITIONING INSTALLATIONS (Cont'd)
1651 | A | FCU-F02-06-15-02; 5.1kW total cooling capacity | 5 | Nr. | 3145 | 15725 | Q — Mechanical Engineering Installations | Q | Q06 | Q0602 | Q6 Connections to supply mains | 5.06 | Space Heating & Air Treatment – Cooling Units | Number | AED | 92 | AI | ✓ |  | Citywalk Plot 5.11 Main Works Contract BOQ (1).xlsx |  |  |  | CITYWALK PHASE-05, PLOT 5.11 | Residential | CITYWALK RESIDENTIAL 1 LLC
1653 | B | FCU-F07-01; 5.0kW total cooling capacity | 1 | Nr. | 3083 | 3083 | Q — Mechanical Engineering Installations | Q | Q06 | Q0602 | Q6 Connections to supply mains | 5.06 | Space Heating & Air Treatment – Cooling Units | Number | AED | 92 | AI | ✓ |  | Citywalk Plot 5.11 Main Works Contract BOQ (1).xlsx |  |  |  | CITYWALK PHASE-05, PLOT 5.11 | Residential | CITYWALK RESIDENTIAL 1 LLC
1655 | C | FCU-F07-02; 5.4kW total cooling capacity | 1 | Nr. | 3083 | 3083 | Q — Mechanical Engineering Installations | Q | Q06 | Q0602 | Q6 Connections to supply mains | 5.06 | Space Heating & Air Treatment – Cooling Units | Number | AED | 92 | AI | ✓ |  | Citywalk Plot 5.11 Main Works Contract BOQ (1).xlsx |  |  |  | CITYWALK PHASE-05, PLOT 5.11 | Residential | CITYWALK RESIDENTIAL 1 LLC
1657 | D | FCU-F07-03; 8.8kW total cooling capacity | 1 | Nr. | 4934 | 4934 | Q — Mechanical Engineering Installations | Q | Q06 | Q0602 | Q6 Connections to supply mains | 5.06 | Space Heating & Air Treatment – Cooling Units | Number | AED | 92 | AI | ✓ |  | Citywalk Plot 5.11 Main Works Contract BOQ (1).xlsx |  |  |  | CITYWALK PHASE-05, PLOT 5.11 | Residential | CITYWALK RESIDENTIAL 1 LLC
1659 | E | FCU-F07-04; 5.3kW total cooling capacity | 1 | Nr. | 3083 | 3083 | Q — Mechanical Engineering Installations | Q | Q06 | Q0602 | Q6 Connections to supply mains | 5.06 | Space Heating & Air Treatment – Cooling Units | Number | AED | 92 | AI | ✓ |  | Citywalk Plot 5.11 Main Works Contract BOQ (1).xlsx |  |  |  | CITYWALK PHASE-05, PLOT 5.11 | Residential | CITYWALK RESIDENTIAL 1 LLC
1661 | F | FCU-F07-05; 4kW total cooling capacity | 1 | Nr. | 2466 | 2466 | Q — Mechanical Engineering Installations | Q | Q06 | Q0602 | Q6 Connections to supply mains | 5.06 | Space Heating & Air Treatment – Cooling Units | Number | AED | 92 | AI | ✓ |  | Citywalk Plot 5.11 Main Works Contract BOQ (1).xlsx |  |  |  | CITYWALK PHASE-05, PLOT 5.11 | Residential | CITYWALK RESIDENTIAL 1 LLC
1663 | G | FCU-F07-01-01; 10.4kW total cooling capacity | 1 | Nr. | 6413 | 6413 | Q — Mechanical Engineering Installations | Q | Q06 | Q0602 | Q6 Connections to supply mains | 5.06 | Space Heating & Air Treatment – Cooling Units | Number | AED | 92 | AI | ✓ |  | Citywalk Plot 5.11 Main Works Contract BOQ (1).xlsx |  |  |  | CITYWALK PHASE-05, PLOT 5.11 | Residential | CITYWALK RESIDENTIAL 1 LLC
1665 | H | FCU-F07-01-02; 5.9kW total cooling capacity | 1 | Nr. | 3639 | 3639 | Q — Mechanical Engineering Installations | Q | Q06 | Q0602 | Q6 Connections to supply mains | 5.06 | Space Heating & Air Treatment – Cooling Units | Number | AED | 92 | AI | ✓ |  | Citywalk Plot 5.11 Main Works Contract BOQ (1).xlsx |  |  |  | CITYWALK PHASE-05, PLOT 5.11 | Residential | CITYWALK RESIDENTIAL 1 LLC
1667 | J | FCU-F07-02-01; 6.5kW total cooling capacity | 1 | Nr. | 4008 | 4008 | Q — Mechanical Engineering Installations | Q | Q06 | Q0602 | Q6 Connections to supply mains | 5.06 | Space Heating & Air Treatment – Cooling Units | Number | AED | 92 | AI | ✓ |  | Citywalk Plot 5.11 Main Works Contract BOQ (1).xlsx |  |  |  | CITYWALK PHASE-05, PLOT 5.11 | Residential | CITYWALK RESIDENTIAL 1 LLC
1669 | K | FCU-F07-02-02; 5.9kW total cooling capacity | 1 | Nr. | 3639 | 3639 | Q — Mechanical Engineering Installations | Q | Q06 | Q0602 | Q6 Connections to supply mains | 5.06 | Space Heating & Air Treatment – Cooling Units | Number | AED | 92 | AI | ✓ |  | Citywalk Plot 5.11 Main Works Contract BOQ (1).xlsx |  |  |  | CITYWALK PHASE-05, PLOT 5.11 | Residential | CITYWALK RESIDENTIAL 1 LLC
1671 | L | FCU-F07-03-01; 8.5kW total cooling capacity | 1 | Nr. | 5242 | 5242 | Q — Mechanical Engineering Installations | Q | Q06 | Q0602 | Q6 Connections to supply mains | 5.06 | Space Heating & Air Treatment – Cooling Units | Number | AED | 92 | AI | ✓ |  | Citywalk Plot 5.11 Main Works Contract BOQ (1).xlsx |  |  |  | CITYWALK PHASE-05, PLOT 5.11 | Residential | CITYWALK RESIDENTIAL 1 LLC
1673 | M | FCU-F07-04-01; 5.9kW total cooling capacity | 1 | Nr. | 3639 | 3639 | Q — Mechanical Engineering Installations | Q | Q06 | Q0602 | Q6 Connections to supply mains | 5.06 | Space Heating & Air Treatment – Cooling Units | Number | AED | 92 | AI | ✓ |  | Citywalk Plot 5.11 Main Works Contract BOQ (1).xlsx |  |  |  | CITYWALK PHASE-05, PLOT 5.11 | Residential | CITYWALK RESIDENTIAL 1 LLC
1675 | N | FCU-F07-04-02; 5.3kW total cooling capacity | 1 | Nr. | 3268 | 3268 | Q — Mechanical Engineering Installations | Q | Q06 | Q0602 | Q6 Connections to supply mains | 5.06 | Space Heating & Air Treatment – Cooling Units | Number | AED | 92 | AI | ✓ |  | Citywalk Plot 5.11 Main Works Contract BOQ (1).xlsx |  |  |  | CITYWALK PHASE-05, PLOT 5.11 | Residential | CITYWALK RESIDENTIAL 1 LLC
1677 | P | FCU-F07-05-01; 8.7kW total cooling capacity | 1 | Nr. | 5364 | 5364 | Q — Mechanical Engineering Installations | Q | Q06 | Q0602 | Q6 Connections to supply mains | 5.06 | Space Heating & Air Treatment – Cooling Units | Number | AED | 92 | AI | ✓ |  | Citywalk Plot 5.11 Main Works Contract BOQ (1).xlsx |  |  |  | CITYWALK PHASE-05, PLOT 5.11 | Residential | CITYWALK RESIDENTIAL 1 LLC
1679 | Q | FCU-F07-05-02; 6.7kW total cooling capacity | 1 | Nr. | 4131 | 4131 | Q — Mechanical Engineering Installations | Q | Q06 | Q0602 | Q6 Connections to supply mains | 5.06 | Space Heating & Air Treatment – Cooling Units | Number | AED | 92 | AI | ✓ |  | Citywalk Plot 5.11 Main Works Contract BOQ (1).xlsx |  |  |  | CITYWALK PHASE-05, PLOT 5.11 | Residential | CITYWALK RESIDENTIAL 1 LLC
1681 | R | FCU-F07-05-03; 2.7kW total cooling capacity | 1 | Nr. | 1665 | 1665 | Q — Mechanical Engineering Installations | Q | Q06 | Q0602 | Q6 Connections to supply mains | 5.06 | Space Heating & Air Treatment – Cooling Units | Number | AED | 92 | AI | ✓ |  | Citywalk Plot 5.11 Main Works Contract BOQ (1).xlsx |  |  |  | CITYWALK PHASE-05, PLOT 5.11 | Residential | CITYWALK RESIDENTIAL 1 LLC
1683 | S | FCU-F07-06-01; 10.4kW total cooling capacity | 1 | Nr. | 6413 | 6413 | Q — Mechanical Engineering Installations | Q | Q06 | Q0602 | Q6 Connections to supply mains | 5.06 | Space Heating & Air Treatment – Cooling Units | Number | AED | 92 | AI | ✓ |  | Citywalk Plot 5.11 Main Works Contract BOQ (1).xlsx |  |  |  | CITYWALK PHASE-05, PLOT 5.11 | Residential | CITYWALK RESIDENTIAL 1 LLC
1685 | T | FCU-F07-07-01; 8.7kW total cooling capacity | 1 | Nr. | 5364 | 5364 | Q — Mechanical Engineering Installations | Q | Q06 | Q0602 | Q6 Connections to supply mains | 5.06 | Space Heating & Air Treatment – Cooling Units | Number | AED | 92 | AI | ✓ |  | Citywalk Plot 5.11 Main Works Contract BOQ (1).xlsx |  |  |  | CITYWALK PHASE-05, PLOT 5.11 | Residential | CITYWALK RESIDENTIAL 1 LLC
1687 | U | FCU-F07-08-01; 8.7kW total cooling capacity | 1 | Nr. | 5364 | 5364 | Q — Mechanical Engineering Installations | Q | Q06 | Q0602 | Q6 Connections to supply mains | 5.06 | Space Heating & Air Treatment – Cooling Units | Number | AED | 92 | AI | ✓ |  | Citywalk Plot 5.11 Main Works Contract BOQ (1).xlsx |  |  |  | CITYWALK PHASE-05, PLOT 5.11 | Residential | CITYWALK RESIDENTIAL 1 LLC
1689 | V | FCU-F07-09-01; 6.9kW total cooling capacity | 1 | Nr. | 4255 | 4255 | Q — Mechanical Engineering Installations | Q | Q06 | Q0602 | Q6 Connections to supply mains | 5.06 | Space Heating & Air Treatment – Cooling Units | Number | AED | 92 | AI | ✓ |  | Citywalk Plot 5.11 Main Works Contract BOQ (1).xlsx |  |  |  | CITYWALK PHASE-05, PLOT 5.11 | Residential | CITYWALK RESIDENTIAL 1 LLC
1691 | W | FCU-F07-10-01; 6.9kW total cooling capacity | 1 | Nr. | 4255 | 4255 | Q — Mechanical Engineering Installations | Q | Q06 | Q0602 | Q6 Connections to supply mains | 5.06 | Space Heating & Air Treatment – Cooling Units | Number | AED | 92 | AI | ✓ |  | Citywalk Plot 5.11 Main Works Contract BOQ (1).xlsx |  |  |  | CITYWALK PHASE-05, PLOT 5.11 | Residential | CITYWALK RESIDENTIAL 1 LLC
1695 |  |  |  | To Collection AED |  | 99033 | [8 empty] | AED |  |  |  |  | Citywalk Plot 5.11 Main Works Contract BOQ (1).xlsx |  |  |  | CITYWALK PHASE-05, PLOT 5.11 | Residential | CITYWALK RESIDENTIAL 1 LLC
▸ HEATING, VENTILATION AND AIR CONDITIONING INSTALLATIONS (Cont'd)
1701 | A | FCU-F07-11-01; 7.7kW total cooling capacity | 1 | Nr. | 4748 | 4748 | Q — Mechanical Engineering Installations | Q | Q06 | Q0602 | Q6 Connections to supply mains | 5.06 | Space Heating & Air Treatment – Cooling Units | Number | AED | 92 | AI | ✓ |  | Citywalk Plot 5.11 Main Works Contract BOQ (1).xlsx |  |  |  | CITYWALK PHASE-05, PLOT 5.11 | Residential | CITYWALK RESIDENTIAL 1 LLC
1703 | B | FCU-F07-11-02; 5.2kW total cooling capacity | 1 | Nr. | 3207 | 3207 | Q — Mechanical Engineering Installations | Q | Q06 | Q0602 | Q6 Connections to supply mains | 5.06 | Space Heating & Air Treatment – Cooling Units | Number | AED | 92 | AI | ✓ |  | Citywalk Plot 5.11 Main Works Contract BOQ (1).xlsx |  |  |  | CITYWALK PHASE-05, PLOT 5.11 | Residential | CITYWALK RESIDENTIAL 1 LLC
1705 | C | FCU-F07-12-01; 5.2kW total cooling capacity | 1 | Nr. | 3207 | 3207 | Q — Mechanical Engineering Installations | Q | Q06 | Q0602 | Q6 Connections to supply mains | 5.06 | Space Heating & Air Treatment – Cooling Units | Number | AED | 92 | AI | ✓ |  | Citywalk Plot 5.11 Main Works Contract BOQ (1).xlsx |  |  |  | CITYWALK PHASE-05, PLOT 5.11 | Residential | CITYWALK RESIDENTIAL 1 LLC
1707 | D | FCU-F07-12-02; 4.6kW total cooling capacity | 1 | Nr. | 2837 | 2837 | Q — Mechanical Engineering Installations | Q | Q06 | Q0602 | Q6 Connections to supply mains | 5.06 | Space Heating & Air Treatment – Cooling Units | Number | AED | 92 | AI | ✓ |  | Citywalk Plot 5.11 Main Works Contract BOQ (1).xlsx |  |  |  | CITYWALK PHASE-05, PLOT 5.11 | Residential | CITYWALK RESIDENTIAL 1 LLC
1709 | E | FCU-F07-13-01; 6.2kW total cooling capacity | 1 | Nr. | 3824 | 3824 | Q — Mechanical Engineering Installations | Q | Q06 | Q0602 | Q6 Connections to supply mains | 5.06 | Space Heating & Air Treatment – Cooling Units | Number | AED | 92 | AI | ✓ |  | Citywalk Plot 5.11 Main Works Contract BOQ (1).xlsx |  |  |  | CITYWALK PHASE-05, PLOT 5.11 | Residential | CITYWALK RESIDENTIAL 1 LLC
1711 | F | FCU-F07-14-01; 7.9kW total cooling capacity | 1 | Nr. | 4872 | 4872 | Q — Mechanical Engineering Installations | Q | Q06 | Q0602 | Q6 Connections to supply mains | 5.06 | Space Heating & Air Treatment – Cooling Units | Number | AED | 92 | AI | ✓ |  | Citywalk Plot 5.11 Main Works Contract BOQ (1).xlsx |  |  |  | CITYWALK PHASE-05, PLOT 5.11 | Residential | CITYWALK RESIDENTIAL 1 LLC
1713 | G | FCU-F07-15-01; 7kW total cooling capacity | 1 | Nr. | 4316 | 4316 | Q — Mechanical Engineering Installations | Q | Q06 | Q0602 | Q6 Connections to supply mains | 5.06 | Space Heating & Air Treatment – Cooling Units | Number | AED | 92 | AI | ✓ |  | Citywalk Plot 5.11 Main Works Contract BOQ (1).xlsx |  |  |  | CITYWALK PHASE-05, PLOT 5.11 | Residential | CITYWALK RESIDENTIAL 1 LLC
1715 | H | FCU-F07-15-02; 7.1kW total cooling capacity | 1 | Nr. | 4378 | 4378 | Q — Mechanical Engineering Installations | Q | Q06 | Q0602 | Q6 Connections to supply mains | 5.06 | Space Heating & Air Treatment – Cooling Units | Number | AED | 92 | AI | ✓ |  | Citywalk Plot 5.11 Main Works Contract BOQ (1).xlsx |  |  |  | CITYWALK PHASE-05, PLOT 5.11 | Residential | CITYWALK RESIDENTIAL 1 LLC
1717 | J | FCU-F08-01; 2.9kW total cooling capacity | 1 | Nr. | 1788 | 1788 | Q — Mechanical Engineering Installations | Q | Q06 | Q0602 | Q6 Connections to supply mains | 5.06 | Space Heating & Air Treatment – Cooling Units | Number | AED | 92 | AI | ✓ |  | Citywalk Plot 5.11 Main Works Contract BOQ (1).xlsx |  |  |  | CITYWALK PHASE-05, PLOT 5.11 | Residential | CITYWALK RESIDENTIAL 1 LLC
1719 | K | FCU-F08-02; 6.8kW total cooling capacity | 1 | Nr. | 4193 | 4193 | Q — Mechanical Engineering Installations | Q | Q06 | Q0602 | Q6 Connections to supply mains | 5.06 | Space Heating & Air Treatment – Cooling Units | Number | AED | 92 | AI | ✓ |  | Citywalk Plot 5.11 Main Works Contract BOQ (1).xlsx |  |  |  | CITYWALK PHASE-05, PLOT 5.11 | Residential | CITYWALK RESIDENTIAL 1 LLC
1721 | L | FCU-F08-03; 2.4kW total cooling capacity | 1 | Nr. | 1480 | 1480 | Q — Mechanical Engineering Installations | Q | Q06 | Q0602 | Q6 Connections to supply mains | 5.06 | Space Heating & Air Treatment – Cooling Units | Number | AED | 92 | AI | ✓ |  | Citywalk Plot 5.11 Main Works Contract BOQ (1).xlsx |  |  |  | CITYWALK PHASE-05, PLOT 5.11 | Residential | CITYWALK RESIDENTIAL 1 LLC
1723 | M | FCU-F08-04; 5.0kW total cooling capacity | 1 | Nr. | 3083 | 3083 | Q — Mechanical Engineering Installations | Q | Q05 | Q0506 | Q5 Automatic controls | 5.06 | Space Heating & Air Treatment – Air Conditioning Units | Number | AED | 92 | AI | ✓ |  | Citywalk Plot 5.11 Main Works Contract BOQ (1).xlsx |  |  |  | CITYWALK PHASE-05, PLOT 5.11 | Residential | CITYWALK RESIDENTIAL 1 LLC
1725 | N | FCU-F08-05; 2.1kW total cooling capacity | 1 | Nr. | 1295 | 1295 | Q — Mechanical Engineering Installations | Q | Q05 | Q0506 | Q5 Automatic controls | 5.06 | Space Heating & Air Treatment – Air Conditioning Units | Number | AED | 92 | AI | ✓ |  | Citywalk Plot 5.11 Main Works Contract BOQ (1).xlsx |  |  |  | CITYWALK PHASE-05, PLOT 5.11 | Residential | CITYWALK RESIDENTIAL 1 LLC
1727 | P | FCU-F08-01-01; 10.5kW total cooling capacity | 1 | Nr. | 6475 | 6475 | Q — Mechanical Engineering Installations | Q | Q05 | Q0506 | Q5 Automatic controls | 5.06 | Space Heating & Air Treatment – Air Conditioning Units | Number | AED | 92 | AI | ✓ |  | Citywalk Plot 5.11 Main Works Contract BOQ (1).xlsx |  |  |  | CITYWALK PHASE-05, PLOT 5.11 | Residential | CITYWALK RESIDENTIAL 1 LLC
1729 | Q | FCU-F08-01-02; 7.2kW total cooling capacity | 1 | Nr. | 4440 | 4440 | Q — Mechanical Engineering Installations | Q | Q05 | Q0506 | Q5 Automatic controls | 5.06 | Space Heating & Air Treatment – Air Conditioning Units | Number | AED | 92 | AI | ✓ |  | Citywalk Plot 5.11 Main Works Contract BOQ (1).xlsx |  |  |  | CITYWALK PHASE-05, PLOT 5.11 | Residential | CITYWALK RESIDENTIAL 1 LLC
1731 | R | FCU-F08-01-03; 5.3kW total cooling capacity | 1 | Nr. | 3268 | 3268 | Q — Mechanical Engineering Installations | Q | Q05 | Q0506 | Q5 Automatic controls | 5.06 | Space Heating & Air Treatment – Air Conditioning Units | Number | AED | 92 | AI | ✓ |  | Citywalk Plot 5.11 Main Works Contract BOQ (1).xlsx |  |  |  | CITYWALK PHASE-05, PLOT 5.11 | Residential | CITYWALK RESIDENTIAL 1 LLC
1733 | S | FCU-F08-02-01; 6.4kW total cooling capacity | 1 | Nr. | 3946 | 3946 | Q — Mechanical Engineering Installations | Q | Q05 | Q0506 | Q5 Automatic controls | 5.06 | Space Heating & Air Treatment – Air Conditioning Units | Number | AED | 92 | AI | ✓ |  | Citywalk Plot 5.11 Main Works Contract BOQ (1).xlsx |  |  |  | CITYWALK PHASE-05, PLOT 5.11 | Residential | CITYWALK RESIDENTIAL 1 LLC
1735 | T | FCU-F08-03-01; 5.1kW total cooling capacity | 1 | Nr. | 3145 | 3145 | Q — Mechanical Engineering Installations | Q | Q05 | Q0506 | Q5 Automatic controls | 5.06 | Space Heating & Air Treatment – Air Conditioning Units | Number | AED | 92 | AI | ✓ |  | Citywalk Plot 5.11 Main Works Contract BOQ (1).xlsx |  |  |  | CITYWALK PHASE-05, PLOT 5.11 | Residential | CITYWALK RESIDENTIAL 1 LLC
1737 | U | FCU-F08-03-02; 7.4kW total cooling capacity | 1 | Nr. | 4563 | 4563 | Q — Mechanical Engineering Installations | Q | Q05 | Q0506 | Q5 Automatic controls | 5.06 | Space Heating & Air Treatment – Air Conditioning Units | Number | AED | 92 | AI | ✓ |  | Citywalk Plot 5.11 Main Works Contract BOQ (1).xlsx |  |  |  | CITYWALK PHASE-05, PLOT 5.11 | Residential | CITYWALK RESIDENTIAL 1 LLC
1739 | V | FCU-F08-04-01; 9.4kW total cooling capacity | 1 | Nr. | 5796 | 5796 | Q — Mechanical Engineering Installations | Q | Q05 | Q0506 | Q5 Automatic controls | 5.06 | Space Heating & Air Treatment – Air Conditioning Units | Number | AED | 92 | AI | ✓ |  | Citywalk Plot 5.11 Main Works Contract BOQ (1).xlsx |  |  |  | CITYWALK PHASE-05, PLOT 5.11 | Residential | CITYWALK RESIDENTIAL 1 LLC
1741 | W | FCU-F08-04-02; 8.3kW total cooling capacity | 1 | Nr. | 5119 | 5119 | Q — Mechanical Engineering Installations | Q | Q05 | Q0506 | Q5 Automatic controls | 5.06 | Space Heating & Air Treatment – Air Conditioning Units | Number | AED | 92 | AI | ✓ |  | Citywalk Plot 5.11 Main Works Contract BOQ (1).xlsx |  |  |  | CITYWALK PHASE-05, PLOT 5.11 | Residential | CITYWALK RESIDENTIAL 1 LLC
1745 |  |  |  | To Collection AED |  | 79980 | [8 empty] | AED |  |  |  |  | Citywalk Plot 5.11 Main Works Contract BOQ (1).xlsx |  |  |  | CITYWALK PHASE-05, PLOT 5.11 | Residential | CITYWALK RESIDENTIAL 1 LLC
▸ HEATING, VENTILATION AND AIR CONDITIONING INSTALLATIONS (Cont'd)
1751 | A | FCU-F08-04-03; 6.6kW total cooling capacity | 1 | Nr. | 4070 | 4070 | Q — Mechanical Engineering Installations | Q | Q05 | Q0506 | Q5 Automatic controls | 5.06 | Space Heating & Air Treatment – Air Conditioning Units | Number | AED | 92 | AI | ✓ |  | Citywalk Plot 5.11 Main Works Contract BOQ (1).xlsx |  |  |  | CITYWALK PHASE-05, PLOT 5.11 | Residential | CITYWALK RESIDENTIAL 1 LLC
1753 | B | FCU-F08-05-01; 5.8kW total cooling capacity | 1 | Nr. | 3577 | 3577 | Q — Mechanical Engineering Installations | Q | Q05 | Q0506 | Q5 Automatic controls | 5.06 | Space Heating & Air Treatment – Air Conditioning Units | Number | AED | 92 | AI | ✓ |  | Citywalk Plot 5.11 Main Works Contract BOQ (1).xlsx |  |  |  | CITYWALK PHASE-05, PLOT 5.11 | Residential | CITYWALK RESIDENTIAL 1 LLC
1755 | C | FCU-F08-05-02; 6.3kW total cooling capacity | 1 | Nr. | 3886 | 3886 | Q — Mechanical Engineering Installations | Q | Q05 | Q0506 | Q5 Automatic controls | 5.06 | Space Heating & Air Treatment – Air Conditioning Units | Number | AED | 92 | AI | ✓ |  | Citywalk Plot 5.11 Main Works Contract BOQ (1).xlsx |  |  |  | CITYWALK PHASE-05, PLOT 5.11 | Residential | CITYWALK RESIDENTIAL 1 LLC
1757 | D | FCU-F08-06-01; 7.4kW total cooling capacity | 1 | Nr. | 4563 | 4563 | Q — Mechanical Engineering Installations | Q | Q05 | Q0506 | Q5 Automatic controls | 5.06 | Space Heating & Air Treatment – Air Conditioning Units | Number | AED | 92 | AI | ✓ |  | Citywalk Plot 5.11 Main Works Contract BOQ (1).xlsx |  |  |  | CITYWALK PHASE-05, PLOT 5.11 | Residential | CITYWALK RESIDENTIAL 1 LLC
1759 | E | FCU-F08-06-02; 5.4kW total cooling capacity | 1 | Nr. | 3330 | 3330 | Q — Mechanical Engineering Installations | Q | Q05 | Q0506 | Q5 Automatic controls | 5.06 | Space Heating & Air Treatment – Air Conditioning Units | Number | AED | 92 | AI | ✓ |  | Citywalk Plot 5.11 Main Works Contract BOQ (1).xlsx |  |  |  | CITYWALK PHASE-05, PLOT 5.11 | Residential | CITYWALK RESIDENTIAL 1 LLC
1761 | F | FCU-F08-07-01; 7.1kW total cooling capacity | 1 | Nr. | 4378 | 4378 | Q — Mechanical Engineering Installations | Q | Q05 | Q0506 | Q5 Automatic controls | 5.06 | Space Heating & Air Treatment – Air Conditioning Units | Number | AED | 92 | AI | ✓ |  | Citywalk Plot 5.11 Main Works Contract BOQ (1).xlsx |  |  |  | CITYWALK PHASE-05, PLOT 5.11 | Residential | CITYWALK RESIDENTIAL 1 LLC
1763 | G | FCU-F08-07-02; 4.9kW total cooling capacity | 1 | Nr. | 3022 | 3022 | Q — Mechanical Engineering Installations | Q | Q05 | Q0506 | Q5 Automatic controls | 5.06 | Space Heating & Air Treatment – Air Conditioning Units | Number | AED | 92 | AI | ✓ |  | Citywalk Plot 5.11 Main Works Contract BOQ (1).xlsx |  |  |  | CITYWALK PHASE-05, PLOT 5.11 | Residential | CITYWALK RESIDENTIAL 1 LLC
1765 | H | FCU-F08-08-01; 6.5kW total cooling capacity | 1 | Nr. | 4008 | 4008 | Q — Mechanical Engineering Installations | Q | Q05 | Q0506 | Q5 Automatic controls | 5.06 | Space Heating & Air Treatment – Air Conditioning Units | Number | AED | 92 | AI | ✓ |  | Citywalk Plot 5.11 Main Works Contract BOQ (1).xlsx |  |  |  | CITYWALK PHASE-05, PLOT 5.11 | Residential | CITYWALK RESIDENTIAL 1 LLC
1767 | J | FCU-RF-01; 2.1kW total cooling capacity | 1 | Nr. | 1295 | 1295 | Q — Mechanical Engineering Installations | Q | Q05 | Q0506 | Q5 Automatic controls | 5.06 | Space Heating & Air Treatment – Air Conditioning Units | Number | AED | 92 | AI | ✓ |  | Citywalk Plot 5.11 Main Works Contract BOQ (1).xlsx |  |  |  | CITYWALK PHASE-05, PLOT 5.11 | Residential | CITYWALK RESIDENTIAL 1 LLC
1769 | K | FCU-RF-02; 7.7kW total cooling capacity | 1 | Nr. | 4748 | 4748 | Q — Mechanical Engineering Installations | Q | Q05 | Q0506 | Q5 Automatic controls | 5.06 | Space Heating & Air Treatment – Air Conditioning Units | Number | AED | 92 | AI | ✓ |  | Citywalk Plot 5.11 Main Works Contract BOQ (1).xlsx |  |  |  | CITYWALK PHASE-05, PLOT 5.11 | Residential | CITYWALK RESIDENTIAL 1 LLC
1771 | L | FCU-RF-03; 6.9kW total cooling capacity | 1 | Nr. | 4255 | 4255 | Q — Mechanical Engineering Installations | Q | Q05 | Q0506 | Q5 Automatic controls | 5.06 | Space Heating & Air Treatment – Air Conditioning Units | Number | AED | 92 | AI | ✓ |  | Citywalk Plot 5.11 Main Works Contract BOQ (1).xlsx |  |  |  | CITYWALK PHASE-05, PLOT 5.11 | Residential | CITYWALK RESIDENTIAL 1 LLC
1773 | M | FCU-RF-04; 7.1kW total cooling capacity | 1 | Nr. | 4378 | 4378 | Q — Mechanical Engineering Installations | Q | Q05 | Q0506 | Q5 Automatic controls | 5.06 | Space Heating & Air Treatment – Air Conditioning Units | Number | AED | 92 | AI | ✓ |  | Citywalk Plot 5.11 Main Works Contract BOQ (1).xlsx |  |  |  | CITYWALK PHASE-05, PLOT 5.11 | Residential | CITYWALK RESIDENTIAL 1 LLC
▸ Ventilation Installations
▸ Galvanized steel ducts including fittings, splitter dampers with splitter rods, access panels, joints, stiffeners, supports and all ancillary works as necessary
1779 | N | Fresh air ducts | 1741 | m² | 135 | 235035 | Q — Mechanical Engineering Installations | Q | Q03 | Q0300 | Q3 Ductwork | 5.06 | Mechanical Engineering Installations | Length (m), Weight (t), Area (m²), Enumerated (nr), Item | AED | 60 | Fuzzy | ⚠ |  | Citywalk Plot 5.11 Main Works Contract BOQ (1).xlsx |  |  |  | CITYWALK PHASE-05, PLOT 5.11 | Residential | CITYWALK RESIDENTIAL 1 LLC
1781 | P | Exhaust air ducts | 2062 | m² | 135 | 278370 | Q — Mechanical Engineering Installations | Q | Q03 | Q0300 | Q3 Ductwork | 5.06 | Mechanical Engineering Installations | Length (m), Weight (t), Area (m²), Enumerated (nr), Item | AED | 61 | Fuzzy | ⚠ |  | Citywalk Plot 5.11 Main Works Contract BOQ (1).xlsx |  |  |  | CITYWALK PHASE-05, PLOT 5.11 | Residential | CITYWALK RESIDENTIAL 1 LLC
1783 | Q | Staircase pressurization ducts | 3 | m² | 298 | 894 | C — Concrete Work | C | C02 | C0201 | C2 Poured concrete | 2.01 | Frame | Volume (m³) | AED | 93 | Rule | ✓ |  | Citywalk Plot 5.11 Main Works Contract BOQ (1).xlsx |  |  |  | CITYWALK PHASE-05, PLOT 5.11 | Residential | CITYWALK RESIDENTIAL 1 LLC
1785 | R | Lift pressurization ducts | 6 | m² | 298 | 1788 | Q — Mechanical Engineering Installations | Q | Q05 | Q0507 | Q5 Automatic controls | 5.07 | Ventilation – Ductwork | Linear (m) | AED | 88 | AI | ✓ |  | Citywalk Plot 5.11 Main Works Contract BOQ (1).xlsx |  |  |  | CITYWALK PHASE-05, PLOT 5.11 | Residential | CITYWALK RESIDENTIAL 1 LLC
1789 |  |  |  | To Collection AED |  | 561597 | [8 empty] | AED |  |  |  |  | Citywalk Plot 5.11 Main Works Contract BOQ (1).xlsx |  |  |  | CITYWALK PHASE-05, PLOT 5.11 | Residential | CITYWALK RESIDENTIAL 1 LLC
▸ HEATING, VENTILATION AND AIR CONDITIONING INSTALLATIONS (Cont'd)
▸ Stainless steel, 316L ducts including fittings, splitter dampers with splitter rods, access panels, joints, stiffeners, supports and all ancillary works as necessary
1797 | A | Kitchen extract ducts | 105 | m² | 377 | 39585 | Q — Mechanical Engineering Installations | Q | Q03 | Q0300 | Q3 Ductwork | 5.06 | Mechanical Engineering Installations | Length (m), Weight (t), Area (m²), Enumerated (nr), Item | AED | 62 | Fuzzy | ⚠ |  | Citywalk Plot 5.11 Main Works Contract BOQ (1).xlsx |  |  |  | CITYWALK PHASE-05, PLOT 5.11 | Residential | CITYWALK RESIDENTIAL 1 LLC
▸ Galvanized steel fire rated ducts with 2hr fire rated enclosure including fittings, splitter dampers with splitter rods, access panels, joints, stiffeners, supports and all ancillary works as necessary
1801 | B | Smoke extract ducts | 293 | m² | 298 | 87314 | Q — Mechanical Engineering Installations | Q | Q03 | Q0300 | Q3 Ductwork | 5.06 | Mechanical Engineering Installations | Length (m), Weight (t), Area (m²), Enumerated (nr), Item | AED | 63 | Fuzzy | ⚠ |  | Citywalk Plot 5.11 Main Works Contract BOQ (1).xlsx |  |  |  | CITYWALK PHASE-05, PLOT 5.11 | Residential | CITYWALK RESIDENTIAL 1 LLC
1803 | C | Smoke makeup-air ducts | 274 | m² | 298 | 81652 | Q — Mechanical Engineering Installations | Q | Q03 | Q0300 | Q3 Ductwork | 5.06 | Mechanical Engineering Installations | Length (m), Weight (t), Area (m²), Enumerated (nr), Item | AED | 61 | Fuzzy | ⚠ |  | Citywalk Plot 5.11 Main Works Contract BOQ (1).xlsx |  |  |  | CITYWALK PHASE-05, PLOT 5.11 | Residential | CITYWALK RESIDENTIAL 1 LLC
▸ Closed cell elastomeric rubber foam duct insulation; 55-70 Kg/m3 density; including all ancillary works as necessary
▸ 19mm thick insulation
1809 | D | Fresh air ducts | 1515 | m² | 37 | 56055 | Q — Mechanical Engineering Installations | Q | Q03 | Q0300 | Q3 Ductwork | 5.06 | Mechanical Engineering Installations | Length (m), Weight (t), Area (m²), Enumerated (nr), Item | AED | 60 | Fuzzy | ⚠ |  | Citywalk Plot 5.11 Main Works Contract BOQ (1).xlsx |  |  |  | CITYWALK PHASE-05, PLOT 5.11 | Residential | CITYWALK RESIDENTIAL 1 LLC
1811 | E | Exhaust air ducts | 1909 | m² | 37 | 70633 | Q — Mechanical Engineering Installations | Q | Q03 | Q0300 | Q3 Ductwork | 5.06 | Mechanical Engineering Installations | Length (m), Weight (t), Area (m²), Enumerated (nr), Item | AED | 61 | Fuzzy | ⚠ |  | Citywalk Plot 5.11 Main Works Contract BOQ (1).xlsx |  |  |  | CITYWALK PHASE-05, PLOT 5.11 | Residential | CITYWALK RESIDENTIAL 1 LLC
1813 | F | Smoke extract ducts | 283 | m² | 0 | Not Applicable, as not mentioned in specification | Q — Mechanical Engineering Installations | Q | Q03 | Q0300 | Q3 Ductwork | 5.06 | Mechanical Engineering Installations | Length (m), Weight (t), Area (m²), Enumerated (nr), Item | AED | 63 | Fuzzy | ⚠ |  | Citywalk Plot 5.11 Main Works Contract BOQ (1).xlsx |  |  |  | CITYWALK PHASE-05, PLOT 5.11 | Residential | CITYWALK RESIDENTIAL 1 LLC
1815 | G | Smoke makeup-air ducts | 267 | m² | 0 | Not Applicable, as not mentioned in specification | Q — Mechanical Engineering Installations | Q | Q03 | Q0300 | Q3 Ductwork | 5.06 | Mechanical Engineering Installations | Length (m), Weight (t), Area (m²), Enumerated (nr), Item | AED | 61 | Fuzzy | ⚠ |  | Citywalk Plot 5.11 Main Works Contract BOQ (1).xlsx |  |  |  | CITYWALK PHASE-05, PLOT 5.11 | Residential | CITYWALK RESIDENTIAL 1 LLC
1817 | H | Staircase pressurization ducts | 3 | m² | 0 | Not Applicable, as not mentioned in specification | C — Concrete Work | C | C02 | C0201 | C2 Poured concrete | 2.01 | Frame | Volume (m³) | AED | 93 | Rule | ✓ |  | Citywalk Plot 5.11 Main Works Contract BOQ (1).xlsx |  |  |  | CITYWALK PHASE-05, PLOT 5.11 | Residential | CITYWALK RESIDENTIAL 1 LLC
1819 | J | Lift pressurization ducts | 3 | m² | 0 | Not Applicable, as not mentioned in specification | Q — Mechanical Engineering Installations | Q | Q05 | Q0507 | Q5 Automatic controls | 5.07 | Ventilation – Ductwork Insulation | Area (m²) | AED | 85 | AI | ✓ |  | Citywalk Plot 5.11 Main Works Contract BOQ (1).xlsx |  |  |  | CITYWALK PHASE-05, PLOT 5.11 | Residential | CITYWALK RESIDENTIAL 1 LLC
1821 |  |  |  | To Collection AED |  | 335239 | [8 empty] | AED |  |  |  |  | Citywalk Plot 5.11 Main Works Contract BOQ (1).xlsx |  |  |  | CITYWALK PHASE-05, PLOT 5.11 | Residential | CITYWALK RESIDENTIAL 1 LLC
▸ HEATING, VENTILATION AND AIR CONDITIONING INSTALLATIONS (Cont'd)
▸ 32mm thick insulation with 0.9mm aluminium cladding
1830 | A | Fresh air ducts | 225 | m² | 188 | 42300 | Q — Mechanical Engineering Installations | Q | Q03 | Q0300 | Q3 Ductwork | 5.06 | Mechanical Engineering Installations | Length (m), Weight (t), Area (m²), Enumerated (nr), Item | AED | 60 | Fuzzy | ⚠ |  | Citywalk Plot 5.11 Main Works Contract BOQ (1).xlsx |  |  |  | CITYWALK PHASE-05, PLOT 5.11 | Residential | CITYWALK RESIDENTIAL 1 LLC
1832 | B | Exhaust air ducts | 153 | m² | 188 | 28764 | Q — Mechanical Engineering Installations | Q | Q03 | Q0300 | Q3 Ductwork | 5.06 | Mechanical Engineering Installations | Length (m), Weight (t), Area (m²), Enumerated (nr), Item | AED | 61 | Fuzzy | ⚠ |  | Citywalk Plot 5.11 Main Works Contract BOQ (1).xlsx |  |  |  | CITYWALK PHASE-05, PLOT 5.11 | Residential | CITYWALK RESIDENTIAL 1 LLC
1834 | C | Smoke extract ducts | 10 | m² | 0 | Not Applicable, as not mentioned in specification | Q — Mechanical Engineering Installations | Q | Q03 | Q0300 | Q3 Ductwork | 5.06 | Mechanical Engineering Installations | Length (m), Weight (t), Area (m²), Enumerated (nr), Item | AED | 63 | Fuzzy | ⚠ |  | Citywalk Plot 5.11 Main Works Contract BOQ (1).xlsx |  |  |  | CITYWALK PHASE-05, PLOT 5.11 | Residential | CITYWALK RESIDENTIAL 1 LLC
1836 | D | Smoke makeup-air ducts | 6 | m² | 0 | Not Applicable, as not mentioned in specification | Q — Mechanical Engineering Installations | Q | Q03 | Q0300 | Q3 Ductwork | 5.06 | Mechanical Engineering Installations | Length (m), Weight (t), Area (m²), Enumerated (nr), Item | AED | 61 | Fuzzy | ⚠ |  | Citywalk Plot 5.11 Main Works Contract BOQ (1).xlsx |  |  |  | CITYWALK PHASE-05, PLOT 5.11 | Residential | CITYWALK RESIDENTIAL 1 LLC
1838 | E | Lift pressurization ducts | 3 | m² | 0 | Not Applicable, as not mentioned in specification | Q — Mechanical Engineering Installations | Q | Q05 | Q0507 | Q5 Automatic controls | 5.07 | Ventilation – Ductwork Insulation | Area (m²) | AED | 86 | AI | ✓ |  | Citywalk Plot 5.11 Main Works Contract BOQ (1).xlsx |  |  |  | CITYWALK PHASE-05, PLOT 5.11 | Residential | CITYWALK RESIDENTIAL 1 LLC
1860 |  |  |  | To Collection AED |  | 71064 | [8 empty] | AED |  |  |  |  | Citywalk Plot 5.11 Main Works Contract BOQ (1).xlsx |  |  |  | CITYWALK PHASE-05, PLOT 5.11 | Residential | CITYWALK RESIDENTIAL 1 LLC
▸ HEATING, VENTILATION AND AIR CONDITIONING INSTALLATIONS (Cont'd)
1866 | A | Kitchen extract ducts | 34 | m² | 188 | 6392 | Q — Mechanical Engineering Installations | Q | Q03 | Q0300 | Q3 Ductwork | 5.06 | Mechanical Engineering Installations | Length (m), Weight (t), Area (m²), Enumerated (nr), Item | AED | 62 | Fuzzy | ⚠ |  | Citywalk Plot 5.11 Main Works Contract BOQ (1).xlsx |  |  |  | CITYWALK PHASE-05, PLOT 5.11 | Residential | CITYWALK RESIDENTIAL 1 LLC
▸ Fiber glass rigid board duct insulation with aluminium foil finish; 48 Kg/m3 density; including all ancillary works as necessary
▸ 50mm thick insulation
1872 | B | Kitchen extract ducts | 71 | m² | 105 | 7455 | Q — Mechanical Engineering Installations | Q | Q03 | Q0300 | Q3 Ductwork | 5.06 | Mechanical Engineering Installations | Length (m), Weight (t), Area (m²), Enumerated (nr), Item | AED | 62 | Fuzzy | ⚠ |  | Citywalk Plot 5.11 Main Works Contract BOQ (1).xlsx |  |  |  | CITYWALK PHASE-05, PLOT 5.11 | Residential | CITYWALK RESIDENTIAL 1 LLC
▸ Ductwork accessories including all hangers, supports and ancillary works as necessary
▸ Flexible duct
1878 | C | 100mm diameter; length 1.0m | 221 | Nr. | 42 | 9282 | Q — Mechanical Engineering Installations | Q | Q02 | Q0201 | Q2 Pipework and gutterwork | 3.01 | Mechanical – Drainage Pipe | Length (m) | AED | 90 | Rule | ✓ |  | Citywalk Plot 5.11 Main Works Contract BOQ (1).xlsx |  |  |  | CITYWALK PHASE-05, PLOT 5.11 | Residential | CITYWALK RESIDENTIAL 1 LLC
1880 | D | 150mm diameter; length 1.0m | 259 | Nr. | 63 | 16317 | Q — Mechanical Engineering Installations | Q | Q02 | Q0201 | Q2 Pipework and gutterwork | 3.01 | Mechanical – Drainage Pipe | Length (m) | AED | 90 | Rule | ✓ |  | Citywalk Plot 5.11 Main Works Contract BOQ (1).xlsx |  |  |  | CITYWALK PHASE-05, PLOT 5.11 | Residential | CITYWALK RESIDENTIAL 1 LLC
1882 | E | 200mm diameter; length 1.0m | 43 | Nr. | 83 | 3569 | Q — Mechanical Engineering Installations | Q | Q02 | Q0201 | Q2 Pipework and gutterwork | 3.01 | Mechanical – Drainage Pipe | Length (m) | AED | 90 | Rule | ✓ |  | Citywalk Plot 5.11 Main Works Contract BOQ (1).xlsx |  |  |  | CITYWALK PHASE-05, PLOT 5.11 | Residential | CITYWALK RESIDENTIAL 1 LLC
1884 | F | 250mm diameter; length 1.0m | 23 | Nr. | 104 | 2392 | Q — Mechanical Engineering Installations | Q | Q02 | Q0201 | Q2 Pipework and gutterwork | 3.01 | Mechanical – Drainage Pipe | Length (m) | AED | 88 | Rule | ✓ |  | Citywalk Plot 5.11 Main Works Contract BOQ (1).xlsx |  |  |  | CITYWALK PHASE-05, PLOT 5.11 | Residential | CITYWALK RESIDENTIAL 1 LLC
▸ Volume control damper (VCD)
1888 | G | 100mm diameter | 42 | Nr. | 150 | 6300 | Q — Mechanical Engineering Installations | Q | Q02 | Q0201 | Q2 Pipework and gutterwork | 3.01 | Mechanical – Drainage Pipe | Length (m) | AED | 90 | Rule | ✓ |  | Citywalk Plot 5.11 Main Works Contract BOQ (1).xlsx |  |  |  | CITYWALK PHASE-05, PLOT 5.11 | Residential | CITYWALK RESIDENTIAL 1 LLC
1890 | H | 150mm diameter | 12 | Nr. | 157 | 1884 | Q — Mechanical Engineering Installations | Q | Q02 | Q0201 | Q2 Pipework and gutterwork | 3.01 | Mechanical – Drainage Pipe | Length (m) | AED | 90 | Rule | ✓ |  | Citywalk Plot 5.11 Main Works Contract BOQ (1).xlsx |  |  |  | CITYWALK PHASE-05, PLOT 5.11 | Residential | CITYWALK RESIDENTIAL 1 LLC
1892 | J | 150x100mm | 136 | Nr. | 195 | 26520 | Q — Mechanical Engineering Installations | Q | Q05 | Q0507 | Q5 Automatic controls | 5.07 | Ventilation – Ductwork Accessories | Number | AED | 87 | AI | ✓ |  | Citywalk Plot 5.11 Main Works Contract BOQ (1).xlsx |  |  |  | CITYWALK PHASE-05, PLOT 5.11 | Residential | CITYWALK RESIDENTIAL 1 LLC
1894 | K | 150x150mm | 92 | Nr. | 215 | 19780 | Q — Mechanical Engineering Installations | Q | Q05 | Q0507 | Q5 Automatic controls | 5.07 | Ventilation – Ductwork Accessories | Number | AED | 87 | AI | ✓ |  | Citywalk Plot 5.11 Main Works Contract BOQ (1).xlsx |  |  |  | CITYWALK PHASE-05, PLOT 5.11 | Residential | CITYWALK RESIDENTIAL 1 LLC
1896 | L | 200x150mm | 62 | Nr. | 234 | 14508 | Q — Mechanical Engineering Installations | Q | Q05 | Q0507 | Q5 Automatic controls | 5.07 | Ventilation – Ductwork Accessories | Number | AED | 87 | AI | ✓ |  | Citywalk Plot 5.11 Main Works Contract BOQ (1).xlsx |  |  |  | CITYWALK PHASE-05, PLOT 5.11 | Residential | CITYWALK RESIDENTIAL 1 LLC
1898 | M | 200x300mm | 1 | Nr. | 346 | 346 | Q — Mechanical Engineering Installations | Q | Q05 | Q0507 | Q5 Automatic controls | 5.07 | Ventilation – Ductwork Accessories | Number | AED | 87 | AI | ✓ |  | Citywalk Plot 5.11 Main Works Contract BOQ (1).xlsx |  |  |  | CITYWALK PHASE-05, PLOT 5.11 | Residential | CITYWALK RESIDENTIAL 1 LLC
1900 | N | 250x150mm | 131 | Nr. | 253 | 33143 | Q — Mechanical Engineering Installations | Q | Q05 | Q0507 | Q5 Automatic controls | 5.07 | Ventilation – Ductwork Accessories | Number | AED | 87 | AI | ✓ |  | Citywalk Plot 5.11 Main Works Contract BOQ (1).xlsx |  |  |  | CITYWALK PHASE-05, PLOT 5.11 | Residential | CITYWALK RESIDENTIAL 1 LLC
1902 | P | 250x200mm | 19 | Nr. | 321 | 6099 | Q — Mechanical Engineering Installations | Q | Q05 | Q0507 | Q5 Automatic controls | 5.07 | Ventilation – Ductwork Accessories | Number | AED | 87 | AI | ✓ |  | Citywalk Plot 5.11 Main Works Contract BOQ (1).xlsx |  |  |  | CITYWALK PHASE-05, PLOT 5.11 | Residential | CITYWALK RESIDENTIAL 1 LLC
1904 | Q | 250x250mm | 4 | Nr. | 346 | 1384 | Q — Mechanical Engineering Installations | Q | Q05 | Q0507 | Q5 Automatic controls | 5.07 | Ventilation – Ductwork Accessories | Number | AED | 87 | AI | ✓ |  | Citywalk Plot 5.11 Main Works Contract BOQ (1).xlsx |  |  |  | CITYWALK PHASE-05, PLOT 5.11 | Residential | CITYWALK RESIDENTIAL 1 LLC
1907 |  |  |  | To Collection AED |  | 155371 | [8 empty] | AED |  |  |  |  | Citywalk Plot 5.11 Main Works Contract BOQ (1).xlsx |  |  |  | CITYWALK PHASE-05, PLOT 5.11 | Residential | CITYWALK RESIDENTIAL 1 LLC
▸ HEATING, VENTILATION AND AIR CONDITIONING INSTALLATIONS (Cont'd)
1913 | A | 250x300mm | 2 | Nr. | 370 | 740 | Q — Mechanical Engineering Installations | Q | Q05 | Q0507 | Q5 Automatic controls | 5.07 | Ventilation – Ductwork Accessories | Number | AED | 87 | AI | ✓ |  | Citywalk Plot 5.11 Main Works Contract BOQ (1).xlsx |  |  |  | CITYWALK PHASE-05, PLOT 5.11 | Residential | CITYWALK RESIDENTIAL 1 LLC
1915 | B | 300x150mm | 24 | Nr. | 275 | 6600 | Q — Mechanical Engineering Installations | Q | Q05 | Q0507 | Q5 Automatic controls | 5.07 | Ventilation – Ductwork Accessories | Number | AED | 87 | AI | ✓ |  | Citywalk Plot 5.11 Main Works Contract BOQ (1).xlsx |  |  |  | CITYWALK PHASE-05, PLOT 5.11 | Residential | CITYWALK RESIDENTIAL 1 LLC
1917 | C | 300x200mm | 5 | Nr. | 343 | 1715 | Q — Mechanical Engineering Installations | Q | Q05 | Q0507 | Q5 Automatic controls | 5.07 | Ventilation – Ductwork Accessories | Number | AED | 87 | AI | ✓ |  | Citywalk Plot 5.11 Main Works Contract BOQ (1).xlsx |  |  |  | CITYWALK PHASE-05, PLOT 5.11 | Residential | CITYWALK RESIDENTIAL 1 LLC
1919 | D | 300x250mm | 5 | Nr. | 366 | 1830 | Q — Mechanical Engineering Installations | Q | Q05 | Q0507 | Q5 Automatic controls | 5.07 | Ventilation – Ductwork Accessories | Number | AED | 87 | AI | ✓ |  | Citywalk Plot 5.11 Main Works Contract BOQ (1).xlsx |  |  |  | CITYWALK PHASE-05, PLOT 5.11 | Residential | CITYWALK RESIDENTIAL 1 LLC
1921 | E | 350x200mm | 2 | Nr. | 365 | 730 | Q — Mechanical Engineering Installations | Q | Q05 | Q0507 | Q5 Automatic controls | 5.07 | Ventilation – Ductwork Accessories | Number | AED | 87 | AI | ✓ |  | Citywalk Plot 5.11 Main Works Contract BOQ (1).xlsx |  |  |  | CITYWALK PHASE-05, PLOT 5.11 | Residential | CITYWALK RESIDENTIAL 1 LLC
1923 | F | 350x250mm | 2 | Nr. | 392 | 784 | Q — Mechanical Engineering Installations | Q | Q05 | Q0507 | Q5 Automatic controls | 5.07 | Ventilation – Ductwork Accessories | Number | AED | 87 | AI | ✓ |  | Citywalk Plot 5.11 Main Works Contract BOQ (1).xlsx |  |  |  | CITYWALK PHASE-05, PLOT 5.11 | Residential | CITYWALK RESIDENTIAL 1 LLC
1925 | G | 400x150mm | 18 | Nr. | 312 | 5616 | Q — Mechanical Engineering Installations | Q | Q05 | Q0507 | Q5 Automatic controls | 5.07 | Ventilation – Ductwork Accessories | Number | AED | 87 | AI | ✓ |  | Citywalk Plot 5.11 Main Works Contract BOQ (1).xlsx |  |  |  | CITYWALK PHASE-05, PLOT 5.11 | Residential | CITYWALK RESIDENTIAL 1 LLC
1927 | H | 400x300mm | 1 | Nr. | 445 | 445 | Q — Mechanical Engineering Installations | Q | Q05 | Q0507 | Q5 Automatic controls | 5.07 | Ventilation – Ductwork Accessories | Number | AED | 87 | AI | ✓ |  | Citywalk Plot 5.11 Main Works Contract BOQ (1).xlsx |  |  |  | CITYWALK PHASE-05, PLOT 5.11 | Residential | CITYWALK RESIDENTIAL 1 LLC
1929 | J | 450x150mm | 1 | Nr. | 332 | 332 | Q — Mechanical Engineering Installations | Q | Q06 | Q0605 | Q6 Connections to supply mains | 5.07 | Ventilation – HVAC Ductwork | Item (450x150mm) | AED | 85 | AI | ✓ |  | Citywalk Plot 5.11 Main Works Contract BOQ (1).xlsx |  |  |  | CITYWALK PHASE-05, PLOT 5.11 | Residential | CITYWALK RESIDENTIAL 1 LLC
1931 | K | 450x300mm | 1 | Nr. | 468 | 468 | Q — Mechanical Engineering Installations | Q | Q06 | Q0605 | Q6 Connections to supply mains | 5.07 | Ventilation – HVAC Ductwork | Item (450x300mm) | AED | 85 | AI | ✓ |  | Citywalk Plot 5.11 Main Works Contract BOQ (1).xlsx |  |  |  | CITYWALK PHASE-05, PLOT 5.11 | Residential | CITYWALK RESIDENTIAL 1 LLC
1933 | L | 450x400mm | 1 | Nr. | 573 | 573 | Q — Mechanical Engineering Installations | Q | Q06 | Q0605 | Q6 Connections to supply mains | 5.07 | Ventilation – HVAC Ductwork | Item (450x400mm) | AED | 85 | AI | ✓ |  | Citywalk Plot 5.11 Main Works Contract BOQ (1).xlsx |  |  |  | CITYWALK PHASE-05, PLOT 5.11 | Residential | CITYWALK RESIDENTIAL 1 LLC
1935 | M | 500x150mm | 1 | Nr. | 351 | 351 | Q — Mechanical Engineering Installations | Q | Q06 | Q0605 | Q6 Connections to supply mains | 5.07 | Ventilation – HVAC Ductwork | Item (500x150mm) | AED | 85 | AI | ✓ |  | Citywalk Plot 5.11 Main Works Contract BOQ (1).xlsx |  |  |  | CITYWALK PHASE-05, PLOT 5.11 | Residential | CITYWALK RESIDENTIAL 1 LLC
1937 | N | 500x300mm | 1 | Nr. | 494 | 494 | Q — Mechanical Engineering Installations | Q | Q06 | Q0605 | Q6 Connections to supply mains | 5.07 | Ventilation – HVAC Ductwork | Item (500x300mm) | AED | 85 | AI | ✓ |  | Citywalk Plot 5.11 Main Works Contract BOQ (1).xlsx |  |  |  | CITYWALK PHASE-05, PLOT 5.11 | Residential | CITYWALK RESIDENTIAL 1 LLC
1939 | P | 500x350mm | 3 | Nr. | 509 | 1527 | Q — Mechanical Engineering Installations | Q | Q06 | Q0605 | Q6 Connections to supply mains | 5.07 | Ventilation – HVAC Ductwork | Item (500x350mm) | AED | 85 | AI | ✓ |  | Citywalk Plot 5.11 Main Works Contract BOQ (1).xlsx |  |  |  | CITYWALK PHASE-05, PLOT 5.11 | Residential | CITYWALK RESIDENTIAL 1 LLC
1941 | Q | 500x400mm | 3 | Nr. | 604 | 1812 | Q — Mechanical Engineering Installations | Q | Q06 | Q0605 | Q6 Connections to supply mains | 5.07 | Ventilation – HVAC Ductwork | Item (500x400mm) | AED | 85 | AI | ✓ |  | Citywalk Plot 5.11 Main Works Contract BOQ (1).xlsx |  |  |  | CITYWALK PHASE-05, PLOT 5.11 | Residential | CITYWALK RESIDENTIAL 1 LLC
1943 | R | 550x250mm | 2 | Nr. | 483 | 966 | Q — Mechanical Engineering Installations | Q | Q06 | Q0605 | Q6 Connections to supply mains | 5.07 | Ventilation – HVAC Ductwork | Item (550x250mm) | AED | 85 | AI | ✓ |  | Citywalk Plot 5.11 Main Works Contract BOQ (1).xlsx |  |  |  | CITYWALK PHASE-05, PLOT 5.11 | Residential | CITYWALK RESIDENTIAL 1 LLC
1945 | S | 550x300mm | 5 | Nr. | 517 | 2585 | Q — Mechanical Engineering Installations | Q | Q06 | Q0605 | Q6 Connections to supply mains | 5.07 | Ventilation – HVAC Ductwork | Item (550x300mm) | AED | 85 | AI | ✓ |  | Citywalk Plot 5.11 Main Works Contract BOQ (1).xlsx |  |  |  | CITYWALK PHASE-05, PLOT 5.11 | Residential | CITYWALK RESIDENTIAL 1 LLC
1947 | T | 550x350mm | 1 | Nr. | 532 | 532 | Q — Mechanical Engineering Installations | Q | Q06 | Q0605 | Q6 Connections to supply mains | 5.07 | Ventilation – HVAC Ductwork | Item (550x350mm) | AED | 85 | AI | ✓ |  | Citywalk Plot 5.11 Main Works Contract BOQ (1).xlsx |  |  |  | CITYWALK PHASE-05, PLOT 5.11 | Residential | CITYWALK RESIDENTIAL 1 LLC
1949 | U | 550x400mm | 1 | Nr. | 631 | 631 | Q — Mechanical Engineering Installations | Q | Q06 | Q0605 | Q6 Connections to supply mains | 5.07 | Ventilation – HVAC Ductwork | Item (550x400mm) | AED | 85 | AI | ✓ |  | Citywalk Plot 5.11 Main Works Contract BOQ (1).xlsx |  |  |  | CITYWALK PHASE-05, PLOT 5.11 | Residential | CITYWALK RESIDENTIAL 1 LLC
1951 | V | 550x950mm | 1 | Nr. | 1121 | 1121 | Q — Mechanical Engineering Installations | Q | Q06 | Q0605 | Q6 Connections to supply mains | 5.07 | Ventilation – HVAC Ductwork | Item (550x950mm) | AED | 85 | AI | ✓ |  | Citywalk Plot 5.11 Main Works Contract BOQ (1).xlsx |  |  |  | CITYWALK PHASE-05, PLOT 5.11 | Residential | CITYWALK RESIDENTIAL 1 LLC
1953 | W | 600x250mm | 1 | Nr. | 507 | 507 | Q — Mechanical Engineering Installations | Q | Q06 | Q0605 | Q6 Connections to supply mains | 5.07 | Ventilation – HVAC Ductwork | Item (600x250mm) | AED | 85 | AI | ✓ |  | Citywalk Plot 5.11 Main Works Contract BOQ (1).xlsx |  |  |  | CITYWALK PHASE-05, PLOT 5.11 | Residential | CITYWALK RESIDENTIAL 1 LLC
1956 |  |  |  | To Collection AED |  | 30359 | [8 empty] | AED |  |  |  |  | Citywalk Plot 5.11 Main Works Contract BOQ (1).xlsx |  |  |  | CITYWALK PHASE-05, PLOT 5.11 | Residential | CITYWALK RESIDENTIAL 1 LLC
▸ HEATING, VENTILATION AND AIR CONDITIONING INSTALLATIONS (Cont'd)
1962 | A | 600x300mm | 3 | Nr. | 543 | 1629 | Q — Mechanical Engineering Installations | Q | Q06 | Q0605 | Q6 Connections to supply mains | 5.07 | Ventilation – HVAC Ductwork | Item (600x300mm) | AED | 85 | AI | ✓ |  | Citywalk Plot 5.11 Main Works Contract BOQ (1).xlsx |  |  |  | CITYWALK PHASE-05, PLOT 5.11 | Residential | CITYWALK RESIDENTIAL 1 LLC
1964 | B | 600x350mm | 1 | Nr. | 558 | 558 | Q — Mechanical Engineering Installations | Q | Q06 | Q0605 | Q6 Connections to supply mains | 5.07 | Ventilation – HVAC Ductwork | Item (600x350mm) | AED | 85 | AI | ✓ |  | Citywalk Plot 5.11 Main Works Contract BOQ (1).xlsx |  |  |  | CITYWALK PHASE-05, PLOT 5.11 | Residential | CITYWALK RESIDENTIAL 1 LLC
1966 | C | 600x500mm | 10 | Nr. | 710 | 7100 | Q — Mechanical Engineering Installations | Q | Q06 | Q0605 | Q6 Connections to supply mains | 5.07 | Ventilation – HVAC Ductwork | Item (600x500mm) | AED | 85 | AI | ✓ |  | Citywalk Plot 5.11 Main Works Contract BOQ (1).xlsx |  |  |  | CITYWALK PHASE-05, PLOT 5.11 | Residential | CITYWALK RESIDENTIAL 1 LLC
1968 | D | 650x150mm | 2 | Nr. | 411 | 822 | Q — Mechanical Engineering Installations | Q | Q06 | Q0605 | Q6 Connections to supply mains | 5.07 | Ventilation – HVAC Ductwork | Item (650x150mm) | AED | 85 | AI | ✓ |  | Citywalk Plot 5.11 Main Works Contract BOQ (1).xlsx |  |  |  | CITYWALK PHASE-05, PLOT 5.11 | Residential | CITYWALK RESIDENTIAL 1 LLC
1970 | E | 650x300mm | 1 | Nr. | 566 | 566 | Q — Mechanical Engineering Installations | Q | Q06 | Q0605 | Q6 Connections to supply mains | 5.07 | Ventilation – HVAC Ductwork | Item (650x300mm) | AED | 85 | AI | ✓ |  | Citywalk Plot 5.11 Main Works Contract BOQ (1).xlsx |  |  |  | CITYWALK PHASE-05, PLOT 5.11 | Residential | CITYWALK RESIDENTIAL 1 LLC
1972 | F | 800x150mm | 1 | Nr. | 641 | 641 | Q — Mechanical Engineering Installations | Q | Q06 | Q0605 | Q6 Connections to supply mains | 5.07 | Ventilation – HVAC Ductwork | Item (800x150mm) | AED | 85 | AI | ✓ |  | Citywalk Plot 5.11 Main Works Contract BOQ (1).xlsx |  |  |  | CITYWALK PHASE-05, PLOT 5.11 | Residential | CITYWALK RESIDENTIAL 1 LLC
1974 | G | 950x600mm | 1 | Nr. | 1094 | 1094 | Q — Mechanical Engineering Installations | Q | Q06 | Q0605 | Q6 Connections to supply mains | 5.07 | Ventilation – HVAC Ductwork | Item (950x600mm) | AED | 85 | AI | ✓ |  | Citywalk Plot 5.11 Main Works Contract BOQ (1).xlsx |  |  |  | CITYWALK PHASE-05, PLOT 5.11 | Residential | CITYWALK RESIDENTIAL 1 LLC
1976 | H | 1000x600mm | 1 | Nr. | 1129 | 1129 | Q — Mechanical Engineering Installations | Q | Q06 | Q0605 | Q6 Connections to supply mains | 5.07 | Ventilation – HVAC Ductwork | Item (1000x600mm) | AED | 85 | AI | ✓ |  | Citywalk Plot 5.11 Main Works Contract BOQ (1).xlsx |  |  |  | CITYWALK PHASE-05, PLOT 5.11 | Residential | CITYWALK RESIDENTIAL 1 LLC
1978 | J | 1100x500mm | 1 | Nr. | 1010 | 1010 | Q — Mechanical Engineering Installations | Q | Q06 | Q0605 | Q6 Connections to supply mains | 5.07 | Ventilation – HVAC Ductwork | Item (1100x500mm) | AED | 85 | AI | ✓ |  | Citywalk Plot 5.11 Main Works Contract BOQ (1).xlsx |  |  |  | CITYWALK PHASE-05, PLOT 5.11 | Residential | CITYWALK RESIDENTIAL 1 LLC
1980 | K | 1100x700mm | 1 | Nr. | 1355 | 1355 | Q — Mechanical Engineering Installations | Q | Q06 | Q0605 | Q6 Connections to supply mains | 5.07 | Ventilation – HVAC Ductwork | Item (1100x700mm) | AED | 85 | AI | ✓ |  | Citywalk Plot 5.11 Main Works Contract BOQ (1).xlsx |  |  |  | CITYWALK PHASE-05, PLOT 5.11 | Residential | CITYWALK RESIDENTIAL 1 LLC
▸ Fire damper (FD)
1984 | L | 150x100mm | 24 | Nr. | 528 | 12672 | Q — Mechanical Engineering Installations | Q | Q06 | Q0606 | Q6 Connections to supply mains | 5.11 | Fire & Lightning Protection – Fire Damper | Item (150x100mm) | AED | 88 | AI | ✓ |  | Citywalk Plot 5.11 Main Works Contract BOQ (1).xlsx |  |  |  | CITYWALK PHASE-05, PLOT 5.11 | Residential | CITYWALK RESIDENTIAL 1 LLC
1986 | M | 200x150mm | 49 | Nr. | 572 | 28028 | Q — Mechanical Engineering Installations | Q | Q06 | Q0606 | Q6 Connections to supply mains | 5.11 | Fire & Lightning Protection – Fire Damper | Item (200x150mm) | AED | 88 | AI | ✓ |  | Citywalk Plot 5.11 Main Works Contract BOQ (1).xlsx |  |  |  | CITYWALK PHASE-05, PLOT 5.11 | Residential | CITYWALK RESIDENTIAL 1 LLC
1988 | N | 250x150mm | 134 | Nr. | 598 | 80132 | Q — Mechanical Engineering Installations | Q | Q06 | Q0606 | Q6 Connections to supply mains | 5.11 | Fire & Lightning Protection – Fire Damper | Item (250x150mm) | AED | 88 | AI | ✓ |  | Citywalk Plot 5.11 Main Works Contract BOQ (1).xlsx |  |  |  | CITYWALK PHASE-05, PLOT 5.11 | Residential | CITYWALK RESIDENTIAL 1 LLC
1990 | P | 250x200mm | 17 | Nr. | 626 | 10642 | Q — Mechanical Engineering Installations | Q | Q06 | Q0606 | Q6 Connections to supply mains | 5.11 | Fire & Lightning Protection – Fire Damper | Item (250x200mm) | AED | 88 | AI | ✓ |  | Citywalk Plot 5.11 Main Works Contract BOQ (1).xlsx |  |  |  | CITYWALK PHASE-05, PLOT 5.11 | Residential | CITYWALK RESIDENTIAL 1 LLC
1992 | Q | 300x150mm | 23 | Nr. | 621 | 14283 | Q — Mechanical Engineering Installations | Q | Q06 | Q0606 | Q6 Connections to supply mains | 5.11 | Fire & Lightning Protection – Fire Damper | Item (300x150mm) | AED | 88 | AI | ✓ |  | Citywalk Plot 5.11 Main Works Contract BOQ (1).xlsx |  |  |  | CITYWALK PHASE-05, PLOT 5.11 | Residential | CITYWALK RESIDENTIAL 1 LLC
1994 | R | 300x200mm | 2 | Nr. | 649 | 1298 | Q — Mechanical Engineering Installations | Q | Q06 | Q0606 | Q6 Connections to supply mains | 5.11 | Fire & Lightning Protection – Fire Damper | Item (300x200mm) | AED | 88 | AI | ✓ |  | Citywalk Plot 5.11 Main Works Contract BOQ (1).xlsx |  |  |  | CITYWALK PHASE-05, PLOT 5.11 | Residential | CITYWALK RESIDENTIAL 1 LLC
1996 | S | 700x500mm | 1 | Nr. | 1120 | 1120 | Q — Mechanical Engineering Installations | Q | Q06 | Q0606 | Q6 Connections to supply mains | 5.11 | Fire & Lightning Protection – Fire Damper | Item (700x500mm) | AED | 88 | AI | ✓ |  | Citywalk Plot 5.11 Main Works Contract BOQ (1).xlsx |  |  |  | CITYWALK PHASE-05, PLOT 5.11 | Residential | CITYWALK RESIDENTIAL 1 LLC
1998 | T | 900x450mm | 1 | Nr. | 1157 | 1157 | Q — Mechanical Engineering Installations | Q | Q06 | Q0606 | Q6 Connections to supply mains | 5.11 | Fire & Lightning Protection – Fire Damper | Item (900x450mm) | AED | 88 | AI | ✓ |  | Citywalk Plot 5.11 Main Works Contract BOQ (1).xlsx |  |  |  | CITYWALK PHASE-05, PLOT 5.11 | Residential | CITYWALK RESIDENTIAL 1 LLC
2000 | U | 950x550mm | 1 | Nr. | 1441 | 1441 | Q — Mechanical Engineering Installations | Q | Q06 | Q0606 | Q6 Connections to supply mains | 5.11 | Fire & Lightning Protection – Fire Damper | Item (950x550mm) | AED | 88 | AI | ✓ |  | Citywalk Plot 5.11 Main Works Contract BOQ (1).xlsx |  |  |  | CITYWALK PHASE-05, PLOT 5.11 | Residential | CITYWALK RESIDENTIAL 1 LLC
2002 | V | 1100x600mm | 1 | Nr. | 1584 | 1584 | Q — Mechanical Engineering Installations | Q | Q06 | Q0606 | Q6 Connections to supply mains | 5.11 | Fire & Lightning Protection – Fire Damper | Item (1100x600mm) | AED | 88 | AI | ✓ |  | Citywalk Plot 5.11 Main Works Contract BOQ (1).xlsx |  |  |  | CITYWALK PHASE-05, PLOT 5.11 | Residential | CITYWALK RESIDENTIAL 1 LLC
2006 |  |  |  | To Collection AED |  | 168261 | [8 empty] | AED |  |  |  |  | Citywalk Plot 5.11 Main Works Contract BOQ (1).xlsx |  |  |  | CITYWALK PHASE-05, PLOT 5.11 | Residential | CITYWALK RESIDENTIAL 1 LLC
▸ HEATING, VENTILATION AND AIR CONDITIONING INSTALLATIONS (Cont'd)
2012 | A | 1100x700mm | 1 | Nr. | 1688 | 1688 | Q — Mechanical Engineering Installations | Q | Q06 | Q0605 | Q6 Connections to supply mains | 5.07 | Ventilation – HVAC Ductwork | Item (1100x700mm) | AED | 85 | AI | ✓ |  | Citywalk Plot 5.11 Main Works Contract BOQ (1).xlsx |  |  |  | CITYWALK PHASE-05, PLOT 5.11 | Residential | CITYWALK RESIDENTIAL 1 LLC
2014 | B | 1200x700mm | 1 | Nr. | 1760 | 1760 | Q — Mechanical Engineering Installations | Q | Q06 | Q0605 | Q6 Connections to supply mains | 5.07 | Ventilation – HVAC Ductwork | Item (1200x700mm) | AED | 85 | AI | ✓ |  | Citywalk Plot 5.11 Main Works Contract BOQ (1).xlsx |  |  |  | CITYWALK PHASE-05, PLOT 5.11 | Residential | CITYWALK RESIDENTIAL 1 LLC
▸ Non return damper (NRD)
2018 | C | 250x150mm | 1 | Nr. | 174 | 174 | Q — Mechanical Engineering Installations | Q | Q06 | Q0605 | Q6 Connections to supply mains | 5.07 | Ventilation – HVAC Damper (Non-Return) | Item (250x150mm) | AED | 86 | AI | ✓ |  | Citywalk Plot 5.11 Main Works Contract BOQ (1).xlsx |  |  |  | CITYWALK PHASE-05, PLOT 5.11 | Residential | CITYWALK RESIDENTIAL 1 LLC
2020 | D | 500x300mm | 1 | Nr. | 493 | 493 | Q — Mechanical Engineering Installations | Q | Q06 | Q0605 | Q6 Connections to supply mains | 5.07 | Ventilation – HVAC Damper (Non-Return) | Item (500x300mm) | AED | 86 | AI | ✓ |  | Citywalk Plot 5.11 Main Works Contract BOQ (1).xlsx |  |  |  | CITYWALK PHASE-05, PLOT 5.11 | Residential | CITYWALK RESIDENTIAL 1 LLC
2022 | E | 1000x600mm | 1 | Nr. | 1541 | 1541 | Q — Mechanical Engineering Installations | Q | Q06 | Q0605 | Q6 Connections to supply mains | 5.07 | Ventilation – HVAC Damper (Non-Return) | Item (1000x600mm) | AED | 86 | AI | ✓ |  | Citywalk Plot 5.11 Main Works Contract BOQ (1).xlsx |  |  |  | CITYWALK PHASE-05, PLOT 5.11 | Residential | CITYWALK RESIDENTIAL 1 LLC
2024 | F | 1500x800mm | 1 | Nr. | 2569 | 2569 | Q — Mechanical Engineering Installations | Q | Q06 | Q0605 | Q6 Connections to supply mains | 5.07 | Ventilation – HVAC Damper (Non-Return) | Item (1500x800mm) | AED | 86 | AI | ✓ |  | Citywalk Plot 5.11 Main Works Contract BOQ (1).xlsx |  |  |  | CITYWALK PHASE-05, PLOT 5.11 | Residential | CITYWALK RESIDENTIAL 1 LLC
▸ Motorized damper (MD)
2028 | G | 600x300mm | 1 | Nr. | 1536 | 1536 | Q — Mechanical Engineering Installations | Q | Q06 | Q0605 | Q6 Connections to supply mains | 5.07 | Ventilation – HVAC Damper (Motorized) | Item (600x300mm) | AED | 87 | AI | ✓ |  | Citywalk Plot 5.11 Main Works Contract BOQ (1).xlsx |  |  |  | CITYWALK PHASE-05, PLOT 5.11 | Residential | CITYWALK RESIDENTIAL 1 LLC
2030 | H | 650x400mm | 1 | Nr. | 1764 | 1764 | Q — Mechanical Engineering Installations | Q | Q07 | Q0702 | Q7 Insulation, including linings and protective coverings | 5.07 | Ventilation – Motorized Dampers | Item | AED | 85 | AI | ✓ |  | Citywalk Plot 5.11 Main Works Contract BOQ (1).xlsx |  |  |  | CITYWALK PHASE-05, PLOT 5.11 | Residential | CITYWALK RESIDENTIAL 1 LLC
2032 | J | 1000x600mm | 1 | Nr. | 2444 | 2444 | Q — Mechanical Engineering Installations | Q | Q07 | Q0702 | Q7 Insulation, including linings and protective coverings | 5.07 | Ventilation – Motorized Dampers | Item | AED | 85 | AI | ✓ |  | Citywalk Plot 5.11 Main Works Contract BOQ (1).xlsx |  |  |  | CITYWALK PHASE-05, PLOT 5.11 | Residential | CITYWALK RESIDENTIAL 1 LLC
2034 | K | 1450x950mm | 1 | Nr. | 5074 | 5074 | Q — Mechanical Engineering Installations | Q | Q07 | Q0702 | Q7 Insulation, including linings and protective coverings | 5.07 | Ventilation – Motorized Dampers | Item | AED | 85 | AI | ✓ |  | Citywalk Plot 5.11 Main Works Contract BOQ (1).xlsx |  |  |  | CITYWALK PHASE-05, PLOT 5.11 | Residential | CITYWALK RESIDENTIAL 1 LLC
▸ Motorized smoke damper (MSD)
2038 | L | 200x350mm | 57 | Nr. | 2698 | 153786 | Q — Mechanical Engineering Installations | Q | Q07 | Q0703 | Q7 Insulation, including linings and protective coverings | 5.07 | Ventilation – Motorized Smoke Dampers | Item | AED | 88 | AI | ✓ |  | Citywalk Plot 5.11 Main Works Contract BOQ (1).xlsx |  |  |  | CITYWALK PHASE-05, PLOT 5.11 | Residential | CITYWALK RESIDENTIAL 1 LLC
2040 | M | 200x300mm | 1 | Nr. | 2622 | 2622 | Q — Mechanical Engineering Installations | Q | Q07 | Q0703 | Q7 Insulation, including linings and protective coverings | 5.07 | Ventilation – Motorized Smoke Dampers | Item | AED | 88 | AI | ✓ |  | Citywalk Plot 5.11 Main Works Contract BOQ (1).xlsx |  |  |  | CITYWALK PHASE-05, PLOT 5.11 | Residential | CITYWALK RESIDENTIAL 1 LLC
2042 | N | 250x350mm | 4 | Nr. | 2790 | 11160 | Q — Mechanical Engineering Installations | Q | Q07 | Q0703 | Q7 Insulation, including linings and protective coverings | 5.07 | Ventilation – Motorized Smoke Dampers | Item | AED | 88 | AI | ✓ |  | Citywalk Plot 5.11 Main Works Contract BOQ (1).xlsx |  |  |  | CITYWALK PHASE-05, PLOT 5.11 | Residential | CITYWALK RESIDENTIAL 1 LLC
▸ Pressure relief dampers (PRD)
2046 | P | 1000x600mm | 1 | Nr. | 1776 | 1776 | Q — Mechanical Engineering Installations | Q | Q07 | Q0702 | Q7 Insulation, including linings and protective coverings | 5.07 | Ventilation – Pressure Relief Dampers | Item | AED | 85 | AI | ✓ |  | Citywalk Plot 5.11 Main Works Contract BOQ (1).xlsx |  |  |  | CITYWALK PHASE-05, PLOT 5.11 | Residential | CITYWALK RESIDENTIAL 1 LLC
▸ Sound attenuator (SAT)
2050 | Q | 1450x950mm | 2 | Nr. | 12804 | 25608 | Q — Mechanical Engineering Installations | Q | Q07 | Q0704 | Q7 Insulation, including linings and protective coverings | 5.07 | Ventilation – Sound Attenuators | Item | AED | 87 | AI | ✓ |  | Citywalk Plot 5.11 Main Works Contract BOQ (1).xlsx |  |  |  | CITYWALK PHASE-05, PLOT 5.11 | Residential | CITYWALK RESIDENTIAL 1 LLC
2052 | R | 1500x800mm | 2 | Nr. | 11280 | 22560 | Q — Mechanical Engineering Installations | Q | Q07 | Q0704 | Q7 Insulation, including linings and protective coverings | 5.07 | Ventilation – Sound Attenuators | Item | AED | 87 | AI | ✓ |  | Citywalk Plot 5.11 Main Works Contract BOQ (1).xlsx |  |  |  | CITYWALK PHASE-05, PLOT 5.11 | Residential | CITYWALK RESIDENTIAL 1 LLC
2055 |  |  |  | To Collection AED |  | 236555 | [8 empty] | AED |  |  |  |  | Citywalk Plot 5.11 Main Works Contract BOQ (1).xlsx |  |  |  | CITYWALK PHASE-05, PLOT 5.11 | Residential | CITYWALK RESIDENTIAL 1 LLC
▸ HEATING, VENTILATION AND AIR CONDITIONING INSTALLATIONS (Cont'd)
▸ Grilles, diffusers and louvers including deflecting dampers with straightening vanes, plenum with acoustic lining, fittings and all ancillary works as necessary
▸ Supply linear diffusers (SLD)
2065 | A | SLD; 1 slot; 1000mm length | 52 | Nr. | 89 | 4628 | Q — Mechanical Engineering Installations | Q | Q07 | Q0705 | Q7 Insulation, including linings and protective coverings | 5.07 | Ventilation – Supply Diffusers | Item (m length) | AED | 86 | AI | ✓ |  | Citywalk Plot 5.11 Main Works Contract BOQ (1).xlsx |  |  |  | CITYWALK PHASE-05, PLOT 5.11 | Residential | CITYWALK RESIDENTIAL 1 LLC
2067 | B | SLD; 1 slot; 1100mm length | 9 | Nr. | 95 | 855 | Q — Mechanical Engineering Installations | Q | Q07 | Q0705 | Q7 Insulation, including linings and protective coverings | 5.07 | Ventilation – Supply Diffusers | Item (m length) | AED | 86 | AI | ✓ |  | Citywalk Plot 5.11 Main Works Contract BOQ (1).xlsx |  |  |  | CITYWALK PHASE-05, PLOT 5.11 | Residential | CITYWALK RESIDENTIAL 1 LLC
2069 | C | SLD; 1 slot; 1200mm length | 18 | Nr. | 102 | 1836 | Q — Mechanical Engineering Installations | Q | Q07 | Q0705 | Q7 Insulation, including linings and protective coverings | 5.07 | Ventilation – Supply Diffusers | Item (m length) | AED | 86 | AI | ✓ |  | Citywalk Plot 5.11 Main Works Contract BOQ (1).xlsx |  |  |  | CITYWALK PHASE-05, PLOT 5.11 | Residential | CITYWALK RESIDENTIAL 1 LLC
2071 | D | SLD; 1 slot; 1300mm length | 10 | Nr. | 108 | 1080 | Q — Mechanical Engineering Installations | Q | Q07 | Q0705 | Q7 Insulation, including linings and protective coverings | 5.07 | Ventilation – Supply Diffusers | Item (m length) | AED | 86 | AI | ✓ |  | Citywalk Plot 5.11 Main Works Contract BOQ (1).xlsx |  |  |  | CITYWALK PHASE-05, PLOT 5.11 | Residential | CITYWALK RESIDENTIAL 1 LLC
2073 | E | SLD; 1 slot; 1350mm length | 7 | Nr. | 111 | 777 | Q — Mechanical Engineering Installations | Q | Q07 | Q0705 | Q7 Insulation, including linings and protective coverings | 5.07 | Ventilation – Supply Diffusers | Item (m length) | AED | 86 | AI | ✓ |  | Citywalk Plot 5.11 Main Works Contract BOQ (1).xlsx |  |  |  | CITYWALK PHASE-05, PLOT 5.11 | Residential | CITYWALK RESIDENTIAL 1 LLC
2075 | F | SLD; 1 slot; 1600mm length | 18 | Nr. | 126 | 2268 | Q — Mechanical Engineering Installations | Q | Q07 | Q0705 | Q7 Insulation, including linings and protective coverings | 5.07 | Ventilation – Supply Diffusers | Item (m length) | AED | 86 | AI | ✓ |  | Citywalk Plot 5.11 Main Works Contract BOQ (1).xlsx |  |  |  | CITYWALK PHASE-05, PLOT 5.11 | Residential | CITYWALK RESIDENTIAL 1 LLC
2077 | G | SLD; 1 slot; 1800mm length | 1 | Nr. | 139 | 139 | Q — Mechanical Engineering Installations | Q | Q07 | Q0705 | Q7 Insulation, including linings and protective coverings | 5.07 | Ventilation – Supply Diffusers | Item (m length) | AED | 86 | AI | ✓ |  | Citywalk Plot 5.11 Main Works Contract BOQ (1).xlsx |  |  |  | CITYWALK PHASE-05, PLOT 5.11 | Residential | CITYWALK RESIDENTIAL 1 LLC
2079 | H | SLD; 1 slot; 2000mm length | 5 | Nr. | 152 | 760 | Q — Mechanical Engineering Installations | Q | Q07 | Q0705 | Q7 Insulation, including linings and protective coverings | 5.07 | Ventilation – Supply Diffusers | Item (m length) | AED | 86 | AI | ✓ |  | Citywalk Plot 5.11 Main Works Contract BOQ (1).xlsx |  |  |  | CITYWALK PHASE-05, PLOT 5.11 | Residential | CITYWALK RESIDENTIAL 1 LLC
▸ Exhaust linear diffusers (ELS)
2083 | J | ELS; 1 slot; 1000mm length | 114 | Nr. | 89 | 10146 | Q — Mechanical Engineering Installations | Q | Q07 | Q0706 | Q7 Insulation, including linings and protective coverings | 5.07 | Ventilation – Extract Diffusers | Item (m length) | AED | 85 | AI | ✓ |  | Citywalk Plot 5.11 Main Works Contract BOQ (1).xlsx |  |  |  | CITYWALK PHASE-05, PLOT 5.11 | Residential | CITYWALK RESIDENTIAL 1 LLC
▸ Supply grille (SG)
2087 | K | SG-02; 200x300mm | 1 | Nr. | 260 | 260 | Q — Mechanical Engineering Installations | Q | Q07 | Q0707 | Q7 Insulation, including linings and protective coverings | 5.07 | Ventilation – Supply Grilles | Item | AED | 86 | AI | ✓ |  | Citywalk Plot 5.11 Main Works Contract BOQ (1).xlsx |  |  |  | CITYWALK PHASE-05, PLOT 5.11 | Residential | CITYWALK RESIDENTIAL 1 LLC
2089 | L | SG-02; 200x350mm | 27 | Nr. | 308 | 8316 | Q — Mechanical Engineering Installations | Q | Q07 | Q0707 | Q7 Insulation, including linings and protective coverings | 5.07 | Ventilation – Supply Grilles | Item | AED | 86 | AI | ✓ |  | Citywalk Plot 5.11 Main Works Contract BOQ (1).xlsx |  |  |  | CITYWALK PHASE-05, PLOT 5.11 | Residential | CITYWALK RESIDENTIAL 1 LLC
2091 | M | SG-03; 250x350mm | 3 | Nr. | 360 | 1080 | Q — Mechanical Engineering Installations | Q | Q07 | Q0707 | Q7 Insulation, including linings and protective coverings | 5.07 | Ventilation – Supply Grilles | Item | AED | 86 | AI | ✓ |  | Citywalk Plot 5.11 Main Works Contract BOQ (1).xlsx |  |  |  | CITYWALK PHASE-05, PLOT 5.11 | Residential | CITYWALK RESIDENTIAL 1 LLC
▸ Extract grille (EG)
2095 | N | EG; 150x100mm | 77 | Nr. | 75 | 5775 | Q — Mechanical Engineering Installations | Q | Q07 | Q0708 | Q7 Insulation, including linings and protective coverings | 5.07 | Ventilation – Extract Grilles | Item | AED | 86 | AI | ✓ |  | Citywalk Plot 5.11 Main Works Contract BOQ (1).xlsx |  |  |  | CITYWALK PHASE-05, PLOT 5.11 | Residential | CITYWALK RESIDENTIAL 1 LLC
2097 | P | EG-01; 150x150mm | 4 | Nr. | 92 | 368 | Q — Mechanical Engineering Installations | Q | Q07 | Q0708 | Q7 Insulation, including linings and protective coverings | 5.07 | Ventilation – Extract Grilles | Item | AED | 86 | AI | ✓ |  | Citywalk Plot 5.11 Main Works Contract BOQ (1).xlsx |  |  |  | CITYWALK PHASE-05, PLOT 5.11 | Residential | CITYWALK RESIDENTIAL 1 LLC
2099 | Q | EG-02; 150x100mm | 4 | Nr. | 75 | 300 | Q — Mechanical Engineering Installations | Q | Q07 | Q0708 | Q7 Insulation, including linings and protective coverings | 5.07 | Ventilation – Extract Grilles | Item | AED | 86 | AI | ✓ |  | Citywalk Plot 5.11 Main Works Contract BOQ (1).xlsx |  |  |  | CITYWALK PHASE-05, PLOT 5.11 | Residential | CITYWALK RESIDENTIAL 1 LLC
2103 |  |  |  | To Collection AED |  | 38588 | [8 empty] | AED |  |  |  |  | Citywalk Plot 5.11 Main Works Contract BOQ (1).xlsx |  |  |  | CITYWALK PHASE-05, PLOT 5.11 | Residential | CITYWALK RESIDENTIAL 1 LLC
▸ HEATING, VENTILATION AND AIR CONDITIONING INSTALLATIONS (Cont'd)
2109 | A | EG-03; 200x350mm | 30 | Nr. | 186 | 5580 | Q — Mechanical Engineering Installations | Q | Q07 | Q0708 | Q7 Insulation, including linings and protective coverings | 5.07 | Ventilation – Extract Grilles | Item | AED | 86 | AI | ✓ |  | Citywalk Plot 5.11 Main Works Contract BOQ (1).xlsx |  |  |  | CITYWALK PHASE-05, PLOT 5.11 | Residential | CITYWALK RESIDENTIAL 1 LLC
2111 | B | EG-03; 250x350mm | 1 | Nr. | 215 | 215 | Q — Mechanical Engineering Installations | Q | Q07 | Q0708 | Q7 Insulation, including linings and protective coverings | 5.07 | Ventilation – Extract Grilles | Item | AED | 86 | AI | ✓ |  | Citywalk Plot 5.11 Main Works Contract BOQ (1).xlsx |  |  |  | CITYWALK PHASE-05, PLOT 5.11 | Residential | CITYWALK RESIDENTIAL 1 LLC
▸ Supply register (SR)
2115 | C | SR; 600x500mm | 10 | Nr. | 1071 | 10710 | Q — Mechanical Engineering Installations | Q | Q07 | Q0709 | Q7 Insulation, including linings and protective coverings | 5.07 | Ventilation – Supply Registers | Item | AED | 85 | AI | ✓ |  | Citywalk Plot 5.11 Main Works Contract BOQ (1).xlsx |  |  |  | CITYWALK PHASE-05, PLOT 5.11 | Residential | CITYWALK RESIDENTIAL 1 LLC
2117 | D | SR; 1000x600mm | 1 | Nr. | 1998 | 1998 | Q — Mechanical Engineering Installations | Q | Q07 | Q0709 | Q7 Insulation, including linings and protective coverings | 5.07 | Ventilation – Supply Registers | Item | AED | 85 | AI | ✓ |  | Citywalk Plot 5.11 Main Works Contract BOQ (1).xlsx |  |  |  | CITYWALK PHASE-05, PLOT 5.11 | Residential | CITYWALK RESIDENTIAL 1 LLC
▸ Exhaust disc valve (EDV)
2121 | E | EDV; 100mm diameter | 136 | Nr. | 96 | 13056 | Q — Mechanical Engineering Installations | Q | Q02 | Q0201 | Q2 Pipework and gutterwork | 3.01 | Mechanical – Drainage Pipe | Length (m) | AED | 90 | Rule | ✓ |  | Citywalk Plot 5.11 Main Works Contract BOQ (1).xlsx |  |  |  | CITYWALK PHASE-05, PLOT 5.11 | Residential | CITYWALK RESIDENTIAL 1 LLC
2123 | F | EDV1; 100mm diameter | 47 | Nr. | 96 | 4512 | Q — Mechanical Engineering Installations | Q | Q02 | Q0201 | Q2 Pipework and gutterwork | 3.01 | Mechanical – Drainage Pipe | Length (m) | AED | 90 | Rule | ✓ |  | Citywalk Plot 5.11 Main Works Contract BOQ (1).xlsx |  |  |  | CITYWALK PHASE-05, PLOT 5.11 | Residential | CITYWALK RESIDENTIAL 1 LLC
2125 | G | EDV2; 100mm diameter | 85 | Nr. | 96 | 8160 | Q — Mechanical Engineering Installations | Q | Q02 | Q0201 | Q2 Pipework and gutterwork | 3.01 | Mechanical – Drainage Pipe | Length (m) | AED | 90 | Rule | ✓ |  | Citywalk Plot 5.11 Main Works Contract BOQ (1).xlsx |  |  |  | CITYWALK PHASE-05, PLOT 5.11 | Residential | CITYWALK RESIDENTIAL 1 LLC
2127 | H | EDV3; 150mm diameter | 1 | Nr. | 151 | 151 | Q — Mechanical Engineering Installations | Q | Q02 | Q0201 | Q2 Pipework and gutterwork | 3.01 | Mechanical – Drainage Pipe | Length (m) | AED | 90 | Rule | ✓ |  | Citywalk Plot 5.11 Main Works Contract BOQ (1).xlsx |  |  |  | CITYWALK PHASE-05, PLOT 5.11 | Residential | CITYWALK RESIDENTIAL 1 LLC
2129 | J | EDV4; 150mm diameter | 1 | Nr. | 151 | 151 | Q — Mechanical Engineering Installations | Q | Q02 | Q0201 | Q2 Pipework and gutterwork | 3.01 | Mechanical – Drainage Pipe | Length (m) | AED | 90 | Rule | ✓ |  | Citywalk Plot 5.11 Main Works Contract BOQ (1).xlsx |  |  |  | CITYWALK PHASE-05, PLOT 5.11 | Residential | CITYWALK RESIDENTIAL 1 LLC
▸ Extract air louver
2133 | K | Extract air louver; 5.8m² (5800x5800) | 1 | Nr. | 9939 | 9939 | Q — Mechanical Engineering Installations | Q | Q07 | Q0710 | Q7 Insulation, including linings and protective coverings | 5.07 | Ventilation – Extract Louvers | Area (m²) | AED | 85 | AI | ✓ |  | Citywalk Plot 5.11 Main Works Contract BOQ (1).xlsx |  |  |  | CITYWALK PHASE-05, PLOT 5.11 | Residential | CITYWALK RESIDENTIAL 1 LLC
▸ Fresh air louver with sand trap
2137 | L | Fresh air louver; 14.1m² (14100x14100) | 1 | Nr. | 49021 | 49021 | Q — Mechanical Engineering Installations | Q | Q07 | Q0711 | Q7 Insulation, including linings and protective coverings | 5.07 | Ventilation – Fresh Air Louvers | Area (m²) | AED | 86 | AI | ✓ |  | Citywalk Plot 5.11 Main Works Contract BOQ (1).xlsx |  |  |  | CITYWALK PHASE-05, PLOT 5.11 | Residential | CITYWALK RESIDENTIAL 1 LLC
▸ Wire mesh
2141 | M | 150x100mm | 23 | Nr. | 41 | 943 | Q — Mechanical Engineering Installations | Q | Q07 | Q0712 | Q7 Insulation, including linings and protective coverings | 5.07 | Ventilation – Mesh & Screens | Item | AED | 84 | AI | ⚠ |  | Citywalk Plot 5.11 Main Works Contract BOQ (1).xlsx |  |  |  | CITYWALK PHASE-05, PLOT 5.11 | Residential | CITYWALK RESIDENTIAL 1 LLC
2143 | N | 250x150mm | 2 | Nr. | 61 | 122 | Q — Mechanical Engineering Installations | Q | Q07 | Q0712 | Q7 Insulation, including linings and protective coverings | 5.07 | Ventilation – Mesh & Screens | Item | AED | 84 | AI | ⚠ |  | Citywalk Plot 5.11 Main Works Contract BOQ (1).xlsx |  |  |  | CITYWALK PHASE-05, PLOT 5.11 | Residential | CITYWALK RESIDENTIAL 1 LLC
2145 | P | 250x200mm | 1 | Nr. | 99 | 99 | Q — Mechanical Engineering Installations | Q | Q07 | Q0712 | Q7 Insulation, including linings and protective coverings | 5.07 | Ventilation – Mesh & Screens | Item | AED | 84 | AI | ⚠ |  | Citywalk Plot 5.11 Main Works Contract BOQ (1).xlsx |  |  |  | CITYWALK PHASE-05, PLOT 5.11 | Residential | CITYWALK RESIDENTIAL 1 LLC
2147 | Q | 300x200mm | 2 | Nr. | 101 | 202 | Q — Mechanical Engineering Installations | Q | Q07 | Q0712 | Q7 Insulation, including linings and protective coverings | 5.07 | Ventilation – Mesh & Screens | Item | AED | 84 | AI | ⚠ |  | Citywalk Plot 5.11 Main Works Contract BOQ (1).xlsx |  |  |  | CITYWALK PHASE-05, PLOT 5.11 | Residential | CITYWALK RESIDENTIAL 1 LLC
2149 | R | 300x250mm | 4 | Nr. | 124 | 496 | Q — Mechanical Engineering Installations | Q | Q07 | Q0712 | Q7 Insulation, including linings and protective coverings | 5.07 | Ventilation – Mesh & Screens | Item | AED | 84 | AI | ⚠ |  | Citywalk Plot 5.11 Main Works Contract BOQ (1).xlsx |  |  |  | CITYWALK PHASE-05, PLOT 5.11 | Residential | CITYWALK RESIDENTIAL 1 LLC
2152 |  |  |  | To Collection AED |  | 105355 | [8 empty] | AED |  |  |  |  | Citywalk Plot 5.11 Main Works Contract BOQ (1).xlsx |  |  |  | CITYWALK PHASE-05, PLOT 5.11 | Residential | CITYWALK RESIDENTIAL 1 LLC
▸ HEATING, VENTILATION AND AIR CONDITIONING INSTALLATIONS (Cont'd)
2158 | A | 500x300mm | 1 | Nr. | 186 | 186 | Q — Mechanical Engineering Installations | Q | Q07 | Q0712 | Q7 Insulation, including linings and protective coverings | 5.07 | Ventilation – Mesh & Screens | Item | AED | 80 | AI | ⚠ |  | Citywalk Plot 5.11 Main Works Contract BOQ (1).xlsx |  |  |  | CITYWALK PHASE-05, PLOT 5.11 | Residential | CITYWALK RESIDENTIAL 1 LLC
2160 | B | 600x300mm | 1 | Nr. | 234 | 234 | Q — Mechanical Engineering Installations | Q | Q07 | Q0712 | Q7 Insulation, including linings and protective coverings | 5.07 | Ventilation – Mesh & Screens | Item | AED | 80 | AI | ⚠ |  | Citywalk Plot 5.11 Main Works Contract BOQ (1).xlsx |  |  |  | CITYWALK PHASE-05, PLOT 5.11 | Residential | CITYWALK RESIDENTIAL 1 LLC
2162 | C | 650x400mm | 1 | Nr. | 457 | 457 | Q — Mechanical Engineering Installations | Q | Q07 | Q0712 | Q7 Insulation, including linings and protective coverings | 5.07 | Ventilation – Mesh & Screens | Item | AED | 80 | AI | ⚠ |  | Citywalk Plot 5.11 Main Works Contract BOQ (1).xlsx |  |  |  | CITYWALK PHASE-05, PLOT 5.11 | Residential | CITYWALK RESIDENTIAL 1 LLC
2164 | D | 1000x600mm | 1 | Nr. | 690 | 690 | Q — Mechanical Engineering Installations | Q | Q07 | Q0712 | Q7 Insulation, including linings and protective coverings | 5.07 | Ventilation – Mesh & Screens | Item | AED | 80 | AI | ⚠ |  | Citywalk Plot 5.11 Main Works Contract BOQ (1).xlsx |  |  |  | CITYWALK PHASE-05, PLOT 5.11 | Residential | CITYWALK RESIDENTIAL 1 LLC
▸ Equipment including all hangers, supports and ancillary works as necessary
▸ Fresh air handling unit (FAHU) with enthalpy and sensible heat recovery wheel including valve set assembly, wire connections, supports, base, vibration isolators, filters, fittings and all necessary ancillary works
2170 | E | FAHU-01;569.0kW total cooling capacity, 14055L/s supply air, 11585L/s extract air | 1 | Nr. | 845837 | 845837 | Q — Mechanical Engineering Installations | Q | Q06 | Q0601 | Q6 Connections to supply mains | 5.06 | Space Heating & Air Treatment – Air Handling Units | Item (kW capacity) | AED | 88 | AI | ✓ |  | Citywalk Plot 5.11 Main Works Contract BOQ (1).xlsx |  |  |  | CITYWALK PHASE-05, PLOT 5.11 | Residential | CITYWALK RESIDENTIAL 1 LLC
▸ Ventilation fans including supports, vibration isolators, filters and all ancillary works as necessary
2174 | F | RF-GIEF; inline ducted extract air fan, air flow 100L/s; electrical power 1.0kW | 1 | Nr. | 10175 | 10175 | Q — Mechanical Engineering Installations | Q | Q09 | Q0901 | Q9 Work incidental to mechanical engineering installations | 5.06 | Mechanical Engineering Installations | Length (m), Weight (t), Area (m²), Enumerated (nr), Item | AED | 64 | Fuzzy | ⚠ |  | Citywalk Plot 5.11 Main Works Contract BOQ (1).xlsx |  |  |  | CITYWALK PHASE-05, PLOT 5.11 | Residential | CITYWALK RESIDENTIAL 1 LLC
2176 | G | RF-KEF-01; inline ducted extract air fan, air flow 2740L/s; electrical power 3.0kW | 1 | Nr. | 27109 | 27109 | Q — Mechanical Engineering Installations | Q | Q09 | Q0901 | Q9 Work incidental to mechanical engineering installations | 5.06 | Mechanical Engineering Installations | Length (m), Weight (t), Area (m²), Enumerated (nr), Item | AED | 63 | Fuzzy | ⚠ |  | Citywalk Plot 5.11 Main Works Contract BOQ (1).xlsx |  |  |  | CITYWALK PHASE-05, PLOT 5.11 | Residential | CITYWALK RESIDENTIAL 1 LLC
2178 | H | RF-GEF-01; inline ducted extract air fan, air flow 910L/s; electrical power 1.5kW | 1 | Nr. | 12016 | 12016 | Q — Mechanical Engineering Installations | Q | Q09 | Q0901 | Q9 Work incidental to mechanical engineering installations | 5.06 | Mechanical Engineering Installations | Length (m), Weight (t), Area (m²), Enumerated (nr), Item | AED | 64 | Fuzzy | ⚠ |  | Citywalk Plot 5.11 Main Works Contract BOQ (1).xlsx |  |  |  | CITYWALK PHASE-05, PLOT 5.11 | Residential | CITYWALK RESIDENTIAL 1 LLC
▸ Smoke management fans including control panel, supports, vibration isolators, filters and all ancillary works as necessary
2182 | J | RF-LPF-01; Lift pressurization fan | 1 | Nr. | 40352 | 40352 | Q — Mechanical Engineering Installations | Q | Q57 | Q5701 |  | 5.07 | Ventilation – Pressurization Fan | Number | AED | 85 | AI | ✓ |  | Citywalk Plot 5.11 Main Works Contract BOQ (1).xlsx |  |  |  | CITYWALK PHASE-05, PLOT 5.11 | Residential | CITYWALK RESIDENTIAL 1 LLC
2184 | K | RF-MAF-01; makeup air fan | 1 | Nr. | 25539 | 25539 | Q — Mechanical Engineering Installations | Q | Q57 | Q5702 |  | 5.07 | Ventilation – Make-up Air Fan | Number | AED | 87 | AI | ✓ |  | Citywalk Plot 5.11 Main Works Contract BOQ (1).xlsx |  |  |  | CITYWALK PHASE-05, PLOT 5.11 | Residential | CITYWALK RESIDENTIAL 1 LLC
2186 | L | RF-SEF-01; smoke extract fan | 1 | Nr. | 25539 | 25539 | Q — Mechanical Engineering Installations | Q | Q57 | Q5703 |  | 5.07 | Ventilation – Smoke Extract Fan | Number | AED | 88 | AI | ✓ |  | Citywalk Plot 5.11 Main Works Contract BOQ (1).xlsx |  |  |  | CITYWALK PHASE-05, PLOT 5.11 | Residential | CITYWALK RESIDENTIAL 1 LLC
2189 |  |  |  | To Collection AED |  | 988134 | [8 empty] | AED |  |  |  |  | Citywalk Plot 5.11 Main Works Contract BOQ (1).xlsx |  |  |  | CITYWALK PHASE-05, PLOT 5.11 | Residential | CITYWALK RESIDENTIAL 1 LLC
▸ SUNDRIES
2195 | A | Allow for all supports, fixings, anchors and insulating blocks where not included above or elsewhere | 1 | Item | 69966 | 69966 | A — General Requirements | A | A02 | A0201 | Specification | 9.01 | Preliminaries – BWIC | Item | AED | 88 | Rule | ✓ |  | Citywalk Plot 5.11 Main Works Contract BOQ (1).xlsx |  |  |  | CITYWALK PHASE-05, PLOT 5.11 | Residential | CITYWALK RESIDENTIAL 1 LLC
2197 | B | Allow for all identification including painting, marking and labeling | 1 | Item | 24488 | 24488 | A — General Requirements | A | A03 | A0301 | Restrictions | 9.01 | Preliminaries – Documentation | Item | AED | 88 | Rule | ✓ |  | Citywalk Plot 5.11 Main Works Contract BOQ (1).xlsx |  |  |  | CITYWALK PHASE-05, PLOT 5.11 | Residential | CITYWALK RESIDENTIAL 1 LLC
2199 | C | Allow for flushing, cleaning, sterilization and chlorination of the completed installations as necessary | 1 | Item | 6997 | 6997 | Q — Mechanical Engineering Installations | Q | Q01 | Q0101 | Q1 Generally | 3.01 | Mechanical – Testing & Commissioning | Item | AED | 88 | Rule | ✓ |  | Citywalk Plot 5.11 Main Works Contract BOQ (1).xlsx |  |  |  | CITYWALK PHASE-05, PLOT 5.11 | Residential | CITYWALK RESIDENTIAL 1 LLC
2201 | D | Allow for inspection, testing and commissioning including all off-site and factory testing; inspections to demonstrate compliance with relevant specifications and standards; operating the completed installations; submitting all relevant test record sheets at the completion of the installations | 1 | Item | 91882 | 91882 | A — General Requirements | A | A03 | A0302 | Restrictions | 9.01 | Preliminaries – Testing & Commissioning | Item | AED | 90 | Rule | ✓ |  | Citywalk Plot 5.11 Main Works Contract BOQ (1).xlsx |  |  |  | CITYWALK PHASE-05, PLOT 5.11 | Residential | CITYWALK RESIDENTIAL 1 LLC
2203 | E | Allow for providing in suitable quantities all special tools, operating handles and keys or other equipment necessary for installation, maintenance or operation of the completed installation | 1 | Item | 140 | 140 | A — General Requirements | A | A03 | A0301 | Restrictions | 9.01 | Preliminaries – Documentation | Item | AED | 88 | Rule | ✓ |  | Citywalk Plot 5.11 Main Works Contract BOQ (1).xlsx |  |  |  | CITYWALK PHASE-05, PLOT 5.11 | Residential | CITYWALK RESIDENTIAL 1 LLC
2205 | F | Allow for providing spares for the Mechanical Engineering Installations | 1 | Item | 140 | 140 | N — Special Construction | N | N03 | N0300 | N3 Installations | 5.13 | Specialist Installations | Enumerated (nr), Item | AED | 79 | Fuzzy | ⚠ |  | Citywalk Plot 5.11 Main Works Contract BOQ (1).xlsx |  |  |  | CITYWALK PHASE-05, PLOT 5.11 | Residential | CITYWALK RESIDENTIAL 1 LLC
2207 | G | Allow for providing comprehensive equipment documentation including operating instructions and maintenance manuals, record documents, warranties, guarantees, drawings and the like | 1 | Item | 287838 | 287838 | A — General Requirements | A | A03 | A0301 | Restrictions | 9.01 | Preliminaries – Documentation | Item | AED | 88 | Rule | ✓ |  | Citywalk Plot 5.11 Main Works Contract BOQ (1).xlsx |  |  |  | CITYWALK PHASE-05, PLOT 5.11 | Residential | CITYWALK RESIDENTIAL 1 LLC
2209 | H | Allow for vibration and noise control where not included above or elsewhere | 1 | Item | 1399 | 1399 | Q — Mechanical Engineering Installations | Q | Q01 | Q0101 | Q1 Generally | 3.01 | Mechanical – Acoustic | Item | AED | 88 | Rule | ✓ |  | Citywalk Plot 5.11 Main Works Contract BOQ (1).xlsx |  |  |  | CITYWALK PHASE-05, PLOT 5.11 | Residential | CITYWALK RESIDENTIAL 1 LLC
2218 |  |  |  | To Collection AED |  | 482850 | [8 empty] | AED |  |  |  |  | Citywalk Plot 5.11 Main Works Contract BOQ (1).xlsx |  |  |  | CITYWALK PHASE-05, PLOT 5.11 | Residential | CITYWALK RESIDENTIAL 1 LLC
▸ WORK INCIDENTAL AND BWIC
▸ Work incidental to Mechanical Engineering Installations
2226 | A | Allow for planning and coordinating with relevant statutory authorities and with all other trades | 1 | Item | 20990 | 20990 | A — General Requirements | A | A03 | A0301 | Restrictions | 9.01 | Preliminaries – Statutory | Item | AED | 88 | Rule | ✓ |  | Citywalk Plot 5.11 Main Works Contract BOQ (1).xlsx |  |  |  | CITYWALK PHASE-05, PLOT 5.11 | Residential | CITYWALK RESIDENTIAL 1 LLC
2228 | B | Allow for liaison with, obtaining approvals from and attendance on DEWA and other statutory bodies and service providers as required | 1 | Item | 13993 | 13993 | A — General Requirements | A | A09 | A0901 | Sundry items | 9.01 | Preliminaries / General Requirements | Item | AED | 71 | Fuzzy | ⚠ |  | Citywalk Plot 5.11 Main Works Contract BOQ (1).xlsx |  |  |  | CITYWALK PHASE-05, PLOT 5.11 | Residential | CITYWALK RESIDENTIAL 1 LLC
2230 | C | Allow for marking the positions of and cutting or forming holes, mortices, chases or the like and all making good | 1 | Item | 34983 | 34983 | A — General Requirements | A | A02 | A0201 | Specification | 9.01 | Preliminaries – BWIC | Item | AED | 88 | Rule | ✓ |  | Citywalk Plot 5.11 Main Works Contract BOQ (1).xlsx |  |  |  | CITYWALK PHASE-05, PLOT 5.11 | Residential | CITYWALK RESIDENTIAL 1 LLC
2232 | D | Allow for supplying and fixing all sleeves, frames and built-in fire stoppers for building into concrete structures and masonry walls | 1 | Item | 34983 | 34983 | F — Woodwork | F | F02 | F0201 | F2 Structural timbers | 2.01 | Frame / Woodwork | Length (m), Area (m²), Enumerated (nr) | AED | 76 | Fuzzy | ⚠ |  | Citywalk Plot 5.11 Main Works Contract BOQ (1).xlsx |  |  |  | CITYWALK PHASE-05, PLOT 5.11 | Residential | CITYWALK RESIDENTIAL 1 LLC
2234 | E | Allow for supplying and fixing all brackets, clamps and other fixing devices | 1 | Item | 34983 | 34983 | A — General Requirements | A | A02 | A0201 | Specification | 9.01 | Preliminaries – BWIC | Item | AED | 88 | Rule | ✓ |  | Citywalk Plot 5.11 Main Works Contract BOQ (1).xlsx |  |  |  | CITYWALK PHASE-05, PLOT 5.11 | Residential | CITYWALK RESIDENTIAL 1 LLC
2236 | F | Allow for fire stopping all pipes, ducts and the like at penetrations through fire walls and other structures and making good | 1 | Item | 45032 | 45032 | A — General Requirements | A | A02 | A0201 | Specification | 9.01 | Preliminaries – BWIC | Item | AED | 88 | Rule | ✓ |  | Citywalk Plot 5.11 Main Works Contract BOQ (1).xlsx |  |  |  | CITYWALK PHASE-05, PLOT 5.11 | Residential | CITYWALK RESIDENTIAL 1 LLC
2238 | G | Allow for all incidental work including factory finishing, fixing to all backgrounds by appropriate means, cutting and pinning, marking the position of all holes, chases and the like and all making good | 1 | Item | 34983 | 34983 | A — General Requirements | A | A01 | A0101 | Conditions of contract | 9.01 | Preliminaries – Contingency | Item | AED | 88 | Rule | ✓ |  | Citywalk Plot 5.11 Main Works Contract BOQ (1).xlsx |  |  |  | CITYWALK PHASE-05, PLOT 5.11 | Residential | CITYWALK RESIDENTIAL 1 LLC
2240 | H | Allow for training the Employer's Staff to operate and maintain the Mechanical Engineering Installations | 1 | Item | 16918 | 16918 | Q — Mechanical Engineering Installations | Q | Q01 | Q0101 | Q1 Generally | 3.01 | Mechanical – Training | Item | AED | 88 | Rule | ✓ |  | Citywalk Plot 5.11 Main Works Contract BOQ (1).xlsx |  |  |  | CITYWALK PHASE-05, PLOT 5.11 | Residential | CITYWALK RESIDENTIAL 1 LLC
2242 | J | Allow for all incidental work to the Mechanical Engineering Installations where not included above or elsewhere | 1 | Item | 1399 | 1399 | A — General Requirements | A | A01 | A0101 | Conditions of contract | 9.01 | Preliminaries – Contingency | Item | AED | 88 | Rule | ✓ |  | Citywalk Plot 5.11 Main Works Contract BOQ (1).xlsx |  |  |  | CITYWALK PHASE-05, PLOT 5.11 | Residential | CITYWALK RESIDENTIAL 1 LLC
2248 |  |  |  | To Collection AED |  | 238264 | [8 empty] | AED |  |  |  |  | Citywalk Plot 5.11 Main Works Contract BOQ (1).xlsx |  |  |  | CITYWALK PHASE-05, PLOT 5.11 | Residential | CITYWALK RESIDENTIAL 1 LLC
▸ WORK INCIDENTAL AND BWIC (Cont'd)
▸ Allow for all protective painting including removing protective coatings or wrappings and cleaning exposed surfaces for each of the following installations:
2256 | A | Storm water drainage | 1 | Item | 100 | 100 | Q — Mechanical Engineering Installations | Q | Q01 | Q0102 | Q1 Generally | 5.06 | Mechanical Engineering Installations | Length (m), Weight (t), Area (m²), Enumerated (nr), Item | AED | 63 | Fuzzy | ⚠ |  | Citywalk Plot 5.11 Main Works Contract BOQ (1).xlsx |  |  |  | CITYWALK PHASE-05, PLOT 5.11 | Residential | CITYWALK RESIDENTIAL 1 LLC
2257 | [14 empty] | AED |  |  |  |  | Citywalk Plot 5.11 Main Works Contract BOQ (1).xlsx |  |  |  | CITYWALK PHASE-05, PLOT 5.11 | Residential | CITYWALK RESIDENTIAL 1 LLC
2258 | B | Foul and waste water drainage and vent | 1 | Item | 100 | 100 | Q — Mechanical Engineering Installations | Q | Q02 | Q0201 | Q2 Pipework and gutterwork | 3.01 | Mechanical – Drainage System | Item | AED | 90 | Rule | ✓ |  | Citywalk Plot 5.11 Main Works Contract BOQ (1).xlsx |  |  |  | CITYWALK PHASE-05, PLOT 5.11 | Residential | CITYWALK RESIDENTIAL 1 LLC
2259 | [14 empty] | AED |  |  |  |  | Citywalk Plot 5.11 Main Works Contract BOQ (1).xlsx |  |  |  | CITYWALK PHASE-05, PLOT 5.11 | Residential | CITYWALK RESIDENTIAL 1 LLC
2260 | C | Domestic hot and cold water system | 1 | Item | 100 | 100 | Q — Mechanical Engineering Installations | Q | Q04 | Q0402 | Q4 Equipment | 5.04 | Water Installations – Hot & Cold Water Systems | Item | AED | 82 | AI | ⚠ |  | Citywalk Plot 5.11 Main Works Contract BOQ (1).xlsx |  |  |  | CITYWALK PHASE-05, PLOT 5.11 | Residential | CITYWALK RESIDENTIAL 1 LLC
2261 | [14 empty] | AED |  |  |  |  | Citywalk Plot 5.11 Main Works Contract BOQ (1).xlsx |  |  |  | CITYWALK PHASE-05, PLOT 5.11 | Residential | CITYWALK RESIDENTIAL 1 LLC
2262 | D | Fire protection system | 1 | Item | 2798 | 2798 | Q — Mechanical Engineering Installations | Q | Q05 | Q0501 | Q5 Automatic controls | 3.01 | Mechanical – Fire Protection | Item | AED | 90 | Rule | ✓ |  | Citywalk Plot 5.11 Main Works Contract BOQ (1).xlsx |  |  |  | CITYWALK PHASE-05, PLOT 5.11 | Residential | CITYWALK RESIDENTIAL 1 LLC
2263 | [14 empty] | AED |  |  |  |  | Citywalk Plot 5.11 Main Works Contract BOQ (1).xlsx |  |  |  | CITYWALK PHASE-05, PLOT 5.11 | Residential | CITYWALK RESIDENTIAL 1 LLC
2264 | E | Chilled water | 1 | Item | 100 | 100 | Q — Mechanical Engineering Installations | Q | Q01 | Q0102 | Q1 Generally | 5.06 | Mechanical Engineering Installations | Length (m), Weight (t), Area (m²), Enumerated (nr), Item | AED | 75 | Fuzzy | ⚠ |  | Citywalk Plot 5.11 Main Works Contract BOQ (1).xlsx |  |  |  | CITYWALK PHASE-05, PLOT 5.11 | Residential | CITYWALK RESIDENTIAL 1 LLC
2265 | [14 empty] | AED |  |  |  |  | Citywalk Plot 5.11 Main Works Contract BOQ (1).xlsx |  |  |  | CITYWALK PHASE-05, PLOT 5.11 | Residential | CITYWALK RESIDENTIAL 1 LLC
2266 | F | Heating, ventilation and air conditioning system | 1 | Item | 100 | 100 | Q — Mechanical Engineering Installations | Q | Q03 | Q0301 | Q3 Ductwork | 3.01 | Mechanical – HVAC System | Item | AED | 90 | Rule | ✓ |  | Citywalk Plot 5.11 Main Works Contract BOQ (1).xlsx |  |  |  | CITYWALK PHASE-05, PLOT 5.11 | Residential | CITYWALK RESIDENTIAL 1 LLC
2267 | [14 empty] | AED |  |  |  |  | Citywalk Plot 5.11 Main Works Contract BOQ (1).xlsx |  |  |  | CITYWALK PHASE-05, PLOT 5.11 | Residential | CITYWALK RESIDENTIAL 1 LLC
2268 | G | Smoke extraction system | 1 | Item | 100 | 100 | A — General Requirements | A | A03 | A0300 | Restrictions | 9.01 | Preliminaries / General Requirements | Item | AED | 62 | Fuzzy | ⚠ |  | Citywalk Plot 5.11 Main Works Contract BOQ (1).xlsx |  |  |  | CITYWALK PHASE-05, PLOT 5.11 | Residential | CITYWALK RESIDENTIAL 1 LLC
2269 | [14 empty] | AED |  |  |  |  | Citywalk Plot 5.11 Main Works Contract BOQ (1).xlsx |  |  |  | CITYWALK PHASE-05, PLOT 5.11 | Residential | CITYWALK RESIDENTIAL 1 LLC
2270 | H | Building management system | 1 | Item | 100 | 100 | Q — Mechanical Engineering Installations | Q | Q03 | Q0301 | Q3 Ductwork | 3.01 | Mechanical – BMS | Item | AED | 90 | Rule | ✓ |  | Citywalk Plot 5.11 Main Works Contract BOQ (1).xlsx |  |  |  | CITYWALK PHASE-05, PLOT 5.11 | Residential | CITYWALK RESIDENTIAL 1 LLC
▸ Allow for all decorative painting including removing protective coatings or wrappings and cleaning exposed surfaces for each of the following installations:
2274 | J | Storm water drainage |  | Item | 0 | 100 | Q — Mechanical Engineering Installations | Q | Q01 | Q0102 | Q1 Generally | 5.06 | Mechanical Engineering Installations | Length (m), Weight (t), Area (m²), Enumerated (nr), Item | AED | 63 | Fuzzy | ⚠ |  | Citywalk Plot 5.11 Main Works Contract BOQ (1).xlsx |  |  |  | CITYWALK PHASE-05, PLOT 5.11 | Residential | CITYWALK RESIDENTIAL 1 LLC
2276 | K | Foul and waste water drainage and vent |  | Item | 0 | 100 | Q — Mechanical Engineering Installations | Q | Q02 | Q0201 | Q2 Pipework and gutterwork | 3.01 | Mechanical – Drainage System | Item | AED | 90 | Rule | ✓ |  | Citywalk Plot 5.11 Main Works Contract BOQ (1).xlsx |  |  |  | CITYWALK PHASE-05, PLOT 5.11 | Residential | CITYWALK RESIDENTIAL 1 LLC
2278 | L | Domestic hot and cold water system |  | Item | 0 | 100 | Q — Mechanical Engineering Installations | Q | Q04 | Q0402 | Q4 Equipment | 5.04 | Water Installations – Hot & Cold Water Systems | Item | AED | 82 | AI | ⚠ |  | Citywalk Plot 5.11 Main Works Contract BOQ (1).xlsx |  |  |  | CITYWALK PHASE-05, PLOT 5.11 | Residential | CITYWALK RESIDENTIAL 1 LLC
2280 | M | Fire protection system |  | Item | 0 | 100 | Q — Mechanical Engineering Installations | Q | Q05 | Q0501 | Q5 Automatic controls | 3.01 | Mechanical – Fire Protection | Item | AED | 90 | Rule | ✓ |  | Citywalk Plot 5.11 Main Works Contract BOQ (1).xlsx |  |  |  | CITYWALK PHASE-05, PLOT 5.11 | Residential | CITYWALK RESIDENTIAL 1 LLC
2282 | N | Chilled water |  | Item | 0 | 100 | Q — Mechanical Engineering Installations | Q | Q01 | Q0102 | Q1 Generally | 5.06 | Mechanical Engineering Installations | Length (m), Weight (t), Area (m²), Enumerated (nr), Item | AED | 75 | Fuzzy | ⚠ |  | Citywalk Plot 5.11 Main Works Contract BOQ (1).xlsx |  |  |  | CITYWALK PHASE-05, PLOT 5.11 | Residential | CITYWALK RESIDENTIAL 1 LLC
2284 | P | Heating, ventilation and air conditioning system |  | Item | 0 | 100 | Q — Mechanical Engineering Installations | Q | Q03 | Q0301 | Q3 Ductwork | 3.01 | Mechanical – HVAC System | Item | AED | 90 | Rule | ✓ |  | Citywalk Plot 5.11 Main Works Contract BOQ (1).xlsx |  |  |  | CITYWALK PHASE-05, PLOT 5.11 | Residential | CITYWALK RESIDENTIAL 1 LLC
2286 | Q | Smoke extraction system |  | Item | 0 | 100 | A — General Requirements | A | A03 | A0300 | Restrictions | 9.01 | Preliminaries / General Requirements | Item | AED | 62 | Fuzzy | ⚠ |  | Citywalk Plot 5.11 Main Works Contract BOQ (1).xlsx |  |  |  | CITYWALK PHASE-05, PLOT 5.11 | Residential | CITYWALK RESIDENTIAL 1 LLC
2288 | R | Building management system |  | Item | 0 | 100 | Q — Mechanical Engineering Installations | Q | Q03 | Q0301 | Q3 Ductwork | 3.01 | Mechanical – BMS | Item | AED | 90 | Rule | ✓ |  | Citywalk Plot 5.11 Main Works Contract BOQ (1).xlsx |  |  |  | CITYWALK PHASE-05, PLOT 5.11 | Residential | CITYWALK RESIDENTIAL 1 LLC
2291 |  |  |  | To Collection AED |  | 4298 | [8 empty] | AED |  |  |  |  | Citywalk Plot 5.11 Main Works Contract BOQ (1).xlsx |  |  |  | CITYWALK PHASE-05, PLOT 5.11 | Residential | CITYWALK RESIDENTIAL 1 LLC
▸ WORK INCIDENTAL AND BWIC (Cont'd)
▸ BWIC
2299 | A | Allow for all builders work in connection (BWIC) with services for Mechanical Engineering Installations where not included above or elsewhere | 1 | Item | 344631 | 344631 | A — General Requirements | A | A02 | A0201 | Specification | 9.01 | Preliminaries – BWIC | Item | AED | 90 | Rule | ✓ |  | Citywalk Plot 5.11 Main Works Contract BOQ (1).xlsx |  |  |  | CITYWALK PHASE-05, PLOT 5.11 | Residential | CITYWALK RESIDENTIAL 1 LLC
▸ Sustainability Requirements
2303 | B | Allow for Dubai Green Building requirements | 1 | Item | 1170 | 1170 | A — General Requirements | A | A00 | A0000 |  | 9.01 | Preliminaries / General Requirements | Item | AED | 73 | Fuzzy | ⚠ |  | Citywalk Plot 5.11 Main Works Contract BOQ (1).xlsx |  |  |  | CITYWALK PHASE-05, PLOT 5.11 | Residential | CITYWALK RESIDENTIAL 1 LLC
2336 |  |  |  | To Collection AED |  | 345801 | [8 empty] | AED |  |  |  |  | Citywalk Plot 5.11 Main Works Contract BOQ (1).xlsx |  |  |  | CITYWALK PHASE-05, PLOT 5.11 | Residential | CITYWALK RESIDENTIAL 1 LLC
▸ GENERALLY
2342 | A | Allow for any other works which are not included above and which are required to complete the Mechanical Installations in accordance with the Specification and the drawings (Tenderer to list below): |  |  |  |  | A — General Requirements | A | A01 | A0101 | Conditions of contract | 9.01 | Preliminaries – Contingency | Item | AED | 90 | Rule | ✓ |  | Citywalk Plot 5.11 Main Works Contract BOQ (1).xlsx |  |  |  | CITYWALK PHASE-05, PLOT 5.11 | Residential | CITYWALK RESIDENTIAL 1 LLC
▸ ADDITIONAL ITEM
▸ Supply only
2347 |  | C-SW-04A; Concealed flush tank | 4 | Nr. | 725 | 2900 | Q — Mechanical Engineering Installations | Q | Q03 | Q0304 | Q3 Ductwork | 5.01 | Sanitary Appliances – WC Suite Components (Supply only) | Number | AED | 78 | AI | ⚠ |  | Citywalk Plot 5.11 Main Works Contract BOQ (1).xlsx |  |  |  | CITYWALK PHASE-05, PLOT 5.11 | Residential | CITYWALK RESIDENTIAL 1 LLC
▸ Installation Only
2350 |  | C-SW-04A; Concealed flush tank | 4 | Nr. | 59 | 236 | Q — Mechanical Engineering Installations | Q | Q03 | Q0304 | Q3 Ductwork | 5.01 | Sanitary Appliances – WC Suite Components (Installation only) | Number | AED | 79 | AI | ⚠ |  | Citywalk Plot 5.11 Main Works Contract BOQ (1).xlsx |  |  |  | CITYWALK PHASE-05, PLOT 5.11 | Residential | CITYWALK RESIDENTIAL 1 LLC
▸ ADDITION TO & DEDUCTION TO
2354 | 2Q/2/X | C-SW-14A; ADA Mirror | -1 | Nr. | 600 | -600 | K — Accessories | K | K02 | K0201 | K2 Partitions | 3.01 | Accessories – Mirror | Enumerated (nr) | AED | 93 | Rule | ✓ |  | Citywalk Plot 5.11 Main Works Contract BOQ (1).xlsx |  |  |  | CITYWALK PHASE-05, PLOT 5.11 | Residential | CITYWALK RESIDENTIAL 1 LLC
2355 | 2Q/6/X | C-SW-14A; ADA Mirror | -1 | Nr. | 50 | -50 | K — Accessories | K | K02 | K0201 | K2 Partitions | 3.01 | Accessories – Mirror | Enumerated (nr) | AED | 93 | Rule | ✓ |  | Citywalk Plot 5.11 Main Works Contract BOQ (1).xlsx |  |  |  | CITYWALK PHASE-05, PLOT 5.11 | Residential | CITYWALK RESIDENTIAL 1 LLC
2380 |  |  |  | To Collection AED |  | 2486 | [8 empty] | AED |  |  |  |  | Citywalk Plot 5.11 Main Works Contract BOQ (1).xlsx |  |  |  | CITYWALK PHASE-05, PLOT 5.11 | Residential | CITYWALK RESIDENTIAL 1 LLC
2383 |  | COLLECTION | [12 empty] | AED |  |  |  |  | Citywalk Plot 5.11 Main Works Contract BOQ (1).xlsx |  |  |  | CITYWALK PHASE-05, PLOT 5.11 | Residential | CITYWALK RESIDENTIAL 1 LLC
2385 |  | Page 3/Q/1 |  |  |  | 552107 | [8 empty] | AED |  |  |  |  | Citywalk Plot 5.11 Main Works Contract BOQ (1).xlsx |  |  |  | CITYWALK PHASE-05, PLOT 5.11 | Residential | CITYWALK RESIDENTIAL 1 LLC
2387 |  | Page 3/Q/2 |  |  |  | 91111 | [8 empty] | AED |  |  |  |  | Citywalk Plot 5.11 Main Works Contract BOQ (1).xlsx |  |  |  | CITYWALK PHASE-05, PLOT 5.11 | Residential | CITYWALK RESIDENTIAL 1 LLC
2389 |  | Page 3/Q/3 |  |  |  | 529661 | [8 empty] | AED |  |  |  |  | Citywalk Plot 5.11 Main Works Contract BOQ (1).xlsx |  |  |  | CITYWALK PHASE-05, PLOT 5.11 | Residential | CITYWALK RESIDENTIAL 1 LLC
2391 |  | Page 3/Q/4 |  |  |  | 50608 | [8 empty] | AED |  |  |  |  | Citywalk Plot 5.11 Main Works Contract BOQ (1).xlsx |  |  |  | CITYWALK PHASE-05, PLOT 5.11 | Residential | CITYWALK RESIDENTIAL 1 LLC
2393 |  | Page 3/Q/5 |  |  |  | 46385 | [8 empty] | AED |  |  |  |  | Citywalk Plot 5.11 Main Works Contract BOQ (1).xlsx |  |  |  | CITYWALK PHASE-05, PLOT 5.11 | Residential | CITYWALK RESIDENTIAL 1 LLC
2395 |  | Page 3/Q/6 |  |  |  | 33098 | [8 empty] | AED |  |  |  |  | Citywalk Plot 5.11 Main Works Contract BOQ (1).xlsx |  |  |  | CITYWALK PHASE-05, PLOT 5.11 | Residential | CITYWALK RESIDENTIAL 1 LLC
2397 |  | Page 3/Q/7 |  |  |  | 8040 | [8 empty] | AED |  |  |  |  | Citywalk Plot 5.11 Main Works Contract BOQ (1).xlsx |  |  |  | CITYWALK PHASE-05, PLOT 5.11 | Residential | CITYWALK RESIDENTIAL 1 LLC
2399 |  | Page 3/Q/8 |  |  |  | 74511 | [8 empty] | AED |  |  |  |  | Citywalk Plot 5.11 Main Works Contract BOQ (1).xlsx |  |  |  | CITYWALK PHASE-05, PLOT 5.11 | Residential | CITYWALK RESIDENTIAL 1 LLC
2401 |  | Page 3/Q/9 |  |  |  | 633408 | [8 empty] | AED |  |  |  |  | Citywalk Plot 5.11 Main Works Contract BOQ (1).xlsx |  |  |  | CITYWALK PHASE-05, PLOT 5.11 | Residential | CITYWALK RESIDENTIAL 1 LLC
2403 |  | Page 3/Q/10 |  |  |  | 1186316 | [8 empty] | AED |  |  |  |  | Citywalk Plot 5.11 Main Works Contract BOQ (1).xlsx |  |  |  | CITYWALK PHASE-05, PLOT 5.11 | Residential | CITYWALK RESIDENTIAL 1 LLC
2405 |  | Page 3/Q/11 |  |  |  | 197602 | [8 empty] | AED |  |  |  |  | Citywalk Plot 5.11 Main Works Contract BOQ (1).xlsx |  |  |  | CITYWALK PHASE-05, PLOT 5.11 | Residential | CITYWALK RESIDENTIAL 1 LLC
2407 |  | Page 3/Q/12 |  |  |  | 114356 | [8 empty] | AED |  |  |  |  | Citywalk Plot 5.11 Main Works Contract BOQ (1).xlsx |  |  |  | CITYWALK PHASE-05, PLOT 5.11 | Residential | CITYWALK RESIDENTIAL 1 LLC
2409 |  | Page 3/Q/13 |  |  |  | 16379 | [8 empty] | AED |  |  |  |  | Citywalk Plot 5.11 Main Works Contract BOQ (1).xlsx |  |  |  | CITYWALK PHASE-05, PLOT 5.11 | Residential | CITYWALK RESIDENTIAL 1 LLC
2411 |  | Page 3/Q/14 |  |  |  | 1286753 | [8 empty] | AED |  |  |  |  | Citywalk Plot 5.11 Main Works Contract BOQ (1).xlsx |  |  |  | CITYWALK PHASE-05, PLOT 5.11 | Residential | CITYWALK RESIDENTIAL 1 LLC
2413 |  | Page 3/Q/15 |  |  |  | 568730 | [8 empty] | AED |  |  |  |  | Citywalk Plot 5.11 Main Works Contract BOQ (1).xlsx |  |  |  | CITYWALK PHASE-05, PLOT 5.11 | Residential | CITYWALK RESIDENTIAL 1 LLC
2415 |  | Page 3/Q/16 |  |  |  | 122441 | [8 empty] | AED |  |  |  |  | Citywalk Plot 5.11 Main Works Contract BOQ (1).xlsx |  |  |  | CITYWALK PHASE-05, PLOT 5.11 | Residential | CITYWALK RESIDENTIAL 1 LLC
2417 |  | Page 3/Q/17 |  |  |  | 283187 | [8 empty] | AED |  |  |  |  | Citywalk Plot 5.11 Main Works Contract BOQ (1).xlsx |  |  |  | CITYWALK PHASE-05, PLOT 5.11 | Residential | CITYWALK RESIDENTIAL 1 LLC
2419 |  | Page 3/Q/18 |  |  |  | 220308 | [8 empty] | AED |  |  |  |  | Citywalk Plot 5.11 Main Works Contract BOQ (1).xlsx |  |  |  | CITYWALK PHASE-05, PLOT 5.11 | Residential | CITYWALK RESIDENTIAL 1 LLC
2421 |  | Page 3/Q/19 |  |  |  | 137833 | [8 empty] | AED |  |  |  |  | Citywalk Plot 5.11 Main Works Contract BOQ (1).xlsx |  |  |  | CITYWALK PHASE-05, PLOT 5.11 | Residential | CITYWALK RESIDENTIAL 1 LLC
2423 |  | Page 3/Q/20 |  |  |  | 1052674 | [8 empty] | AED |  |  |  |  | Citywalk Plot 5.11 Main Works Contract BOQ (1).xlsx |  |  |  | CITYWALK PHASE-05, PLOT 5.11 | Residential | CITYWALK RESIDENTIAL 1 LLC
2425 |  | Page 3/Q/21 |  |  |  | 302530 | [8 empty] | AED |  |  |  |  | Citywalk Plot 5.11 Main Works Contract BOQ (1).xlsx |  |  |  | CITYWALK PHASE-05, PLOT 5.11 | Residential | CITYWALK RESIDENTIAL 1 LLC
2427 |  | Page 3/Q/22 |  |  |  | 278479 | [8 empty] | AED |  |  |  |  | Citywalk Plot 5.11 Main Works Contract BOQ (1).xlsx |  |  |  | CITYWALK PHASE-05, PLOT 5.11 | Residential | CITYWALK RESIDENTIAL 1 LLC
2430 |  |  |  | Carried Forward AED |  | 7786517 | [8 empty] | AED |  |  |  |  | Citywalk Plot 5.11 Main Works Contract BOQ (1).xlsx |  |  |  | CITYWALK PHASE-05, PLOT 5.11 | Residential | CITYWALK RESIDENTIAL 1 LLC
2433 |  | COLLECTION | [12 empty] | AED |  |  |  |  | Citywalk Plot 5.11 Main Works Contract BOQ (1).xlsx |  |  |  | CITYWALK PHASE-05, PLOT 5.11 | Residential | CITYWALK RESIDENTIAL 1 LLC
2435 |  | Brought Forward |  |  |  | 7786517 | [8 empty] | AED |  |  |  |  | Citywalk Plot 5.11 Main Works Contract BOQ (1).xlsx |  |  |  | CITYWALK PHASE-05, PLOT 5.11 | Residential | CITYWALK RESIDENTIAL 1 LLC
2437 |  | Page 3/Q/23 |  |  |  | 1024155 | [8 empty] | AED |  |  |  |  | Citywalk Plot 5.11 Main Works Contract BOQ (1).xlsx |  |  |  | CITYWALK PHASE-05, PLOT 5.11 | Residential | CITYWALK RESIDENTIAL 1 LLC
2439 |  | Page 3/Q/24 |  |  |  | 1128283 | [8 empty] | AED |  |  |  |  | Citywalk Plot 5.11 Main Works Contract BOQ (1).xlsx |  |  |  | CITYWALK PHASE-05, PLOT 5.11 | Residential | CITYWALK RESIDENTIAL 1 LLC
2441 |  | Page 3/Q/25 |  |  |  | 1266833 | [8 empty] | AED |  |  |  |  | Citywalk Plot 5.11 Main Works Contract BOQ (1).xlsx |  |  |  | CITYWALK PHASE-05, PLOT 5.11 | Residential | CITYWALK RESIDENTIAL 1 LLC
2443 |  | Page 3/Q/26 |  |  |  | 2577829 | [8 empty] | AED |  |  |  |  | Citywalk Plot 5.11 Main Works Contract BOQ (1).xlsx |  |  |  | CITYWALK PHASE-05, PLOT 5.11 | Residential | CITYWALK RESIDENTIAL 1 LLC
2445 |  | Page 3/Q/27 |  |  |  | 607458 | [8 empty] | AED |  |  |  |  | Citywalk Plot 5.11 Main Works Contract BOQ (1).xlsx |  |  |  | CITYWALK PHASE-05, PLOT 5.11 | Residential | CITYWALK RESIDENTIAL 1 LLC
2447 |  | Page 3/Q/28 |  |  |  | 289333 | [8 empty] | AED |  |  |  |  | Citywalk Plot 5.11 Main Works Contract BOQ (1).xlsx |  |  |  | CITYWALK PHASE-05, PLOT 5.11 | Residential | CITYWALK RESIDENTIAL 1 LLC
2449 |  | Page 3/Q/29 |  |  |  | 135844 | [8 empty] | AED |  |  |  |  | Citywalk Plot 5.11 Main Works Contract BOQ (1).xlsx |  |  |  | CITYWALK PHASE-05, PLOT 5.11 | Residential | CITYWALK RESIDENTIAL 1 LLC
2451 |  | Page 3/Q/30 |  |  |  | 101527 | [8 empty] | AED |  |  |  |  | Citywalk Plot 5.11 Main Works Contract BOQ (1).xlsx |  |  |  | CITYWALK PHASE-05, PLOT 5.11 | Residential | CITYWALK RESIDENTIAL 1 LLC
2453 |  | Page 3/Q/31 |  |  |  | 67735 | [8 empty] | AED |  |  |  |  | Citywalk Plot 5.11 Main Works Contract BOQ (1).xlsx |  |  |  | CITYWALK PHASE-05, PLOT 5.11 | Residential | CITYWALK RESIDENTIAL 1 LLC
2455 |  | Page 3/Q/32 |  |  |  | 97604 | [8 empty] | AED |  |  |  |  | Citywalk Plot 5.11 Main Works Contract BOQ (1).xlsx |  |  |  | CITYWALK PHASE-05, PLOT 5.11 | Residential | CITYWALK RESIDENTIAL 1 LLC
2457 |  | Page 3/Q/33 |  |  |  | 62878 | [8 empty] | AED |  |  |  |  | Citywalk Plot 5.11 Main Works Contract BOQ (1).xlsx |  |  |  | CITYWALK PHASE-05, PLOT 5.11 | Residential | CITYWALK RESIDENTIAL 1 LLC
2459 |  | Page 3/Q/34 |  |  |  | 80172 | [8 empty] | AED |  |  |  |  | Citywalk Plot 5.11 Main Works Contract BOQ (1).xlsx |  |  |  | CITYWALK PHASE-05, PLOT 5.11 | Residential | CITYWALK RESIDENTIAL 1 LLC
2461 |  | Page 3/Q/35 |  |  |  | 176144 | [8 empty] | AED |  |  |  |  | Citywalk Plot 5.11 Main Works Contract BOQ (1).xlsx |  |  |  | CITYWALK PHASE-05, PLOT 5.11 | Residential | CITYWALK RESIDENTIAL 1 LLC
2463 |  | Page 3/Q/36 |  |  |  | 253180 | [8 empty] | AED |  |  |  |  | Citywalk Plot 5.11 Main Works Contract BOQ (1).xlsx |  |  |  | CITYWALK PHASE-05, PLOT 5.11 | Residential | CITYWALK RESIDENTIAL 1 LLC
2465 |  | Page 3/Q/37 |  |  |  | 99033 | [8 empty] | AED |  |  |  |  | Citywalk Plot 5.11 Main Works Contract BOQ (1).xlsx |  |  |  | CITYWALK PHASE-05, PLOT 5.11 | Residential | CITYWALK RESIDENTIAL 1 LLC
2467 |  | Page 3/Q/38 |  |  |  | 79980 | [8 empty] | AED |  |  |  |  | Citywalk Plot 5.11 Main Works Contract BOQ (1).xlsx |  |  |  | CITYWALK PHASE-05, PLOT 5.11 | Residential | CITYWALK RESIDENTIAL 1 LLC
2469 |  | Page 3/Q/39 |  |  |  | 561597 | [8 empty] | AED |  |  |  |  | Citywalk Plot 5.11 Main Works Contract BOQ (1).xlsx |  |  |  | CITYWALK PHASE-05, PLOT 5.11 | Residential | CITYWALK RESIDENTIAL 1 LLC
2471 |  | Page 3/Q/40 |  |  |  | 335239 | [8 empty] | AED |  |  |  |  | Citywalk Plot 5.11 Main Works Contract BOQ (1).xlsx |  |  |  | CITYWALK PHASE-05, PLOT 5.11 | Residential | CITYWALK RESIDENTIAL 1 LLC
2473 |  | Page 3/Q/41 |  |  |  | 71064 | [8 empty] | AED |  |  |  |  | Citywalk Plot 5.11 Main Works Contract BOQ (1).xlsx |  |  |  | CITYWALK PHASE-05, PLOT 5.11 | Residential | CITYWALK RESIDENTIAL 1 LLC
2475 |  | Page 3/Q/42 |  |  |  | 155371 | [8 empty] | AED |  |  |  |  | Citywalk Plot 5.11 Main Works Contract BOQ (1).xlsx |  |  |  | CITYWALK PHASE-05, PLOT 5.11 | Residential | CITYWALK RESIDENTIAL 1 LLC
2477 |  | Page 3/Q/43 |  |  |  | 30359 | [8 empty] | AED |  |  |  |  | Citywalk Plot 5.11 Main Works Contract BOQ (1).xlsx |  |  |  | CITYWALK PHASE-05, PLOT 5.11 | Residential | CITYWALK RESIDENTIAL 1 LLC
2479 |  | Page 3/Q/44 |  |  |  | 168261 | [8 empty] | AED |  |  |  |  | Citywalk Plot 5.11 Main Works Contract BOQ (1).xlsx |  |  |  | CITYWALK PHASE-05, PLOT 5.11 | Residential | CITYWALK RESIDENTIAL 1 LLC
2482 |  |  |  | Carried Forward AED |  | 17156396 | [8 empty] | AED |  |  |  |  | Citywalk Plot 5.11 Main Works Contract BOQ (1).xlsx |  |  |  | CITYWALK PHASE-05, PLOT 5.11 | Residential | CITYWALK RESIDENTIAL 1 LLC
2485 |  | COLLECTION | [12 empty] | AED |  |  |  |  | Citywalk Plot 5.11 Main Works Contract BOQ (1).xlsx |  |  |  | CITYWALK PHASE-05, PLOT 5.11 | Residential | CITYWALK RESIDENTIAL 1 LLC
2487 |  | Brought Forward |  |  |  | 17156396 | [8 empty] | AED |  |  |  |  | Citywalk Plot 5.11 Main Works Contract BOQ (1).xlsx |  |  |  | CITYWALK PHASE-05, PLOT 5.11 | Residential | CITYWALK RESIDENTIAL 1 LLC
2489 |  | Page 3/Q/45 |  |  |  | 236555 | [8 empty] | AED |  |  |  |  | Citywalk Plot 5.11 Main Works Contract BOQ (1).xlsx |  |  |  | CITYWALK PHASE-05, PLOT 5.11 | Residential | CITYWALK RESIDENTIAL 1 LLC
2491 |  | Page 3/Q/46 |  |  |  | 38588 | [8 empty] | AED |  |  |  |  | Citywalk Plot 5.11 Main Works Contract BOQ (1).xlsx |  |  |  | CITYWALK PHASE-05, PLOT 5.11 | Residential | CITYWALK RESIDENTIAL 1 LLC
2493 |  | Page 3/Q/47 |  |  |  | 105355 | [8 empty] | AED |  |  |  |  | Citywalk Plot 5.11 Main Works Contract BOQ (1).xlsx |  |  |  | CITYWALK PHASE-05, PLOT 5.11 | Residential | CITYWALK RESIDENTIAL 1 LLC
2495 |  | Page 3/Q/48 |  |  |  | 988134 | [8 empty] | AED |  |  |  |  | Citywalk Plot 5.11 Main Works Contract BOQ (1).xlsx |  |  |  | CITYWALK PHASE-05, PLOT 5.11 | Residential | CITYWALK RESIDENTIAL 1 LLC
2497 |  | Page 3/Q/49 |  |  |  | 482850 | [8 empty] | AED |  |  |  |  | Citywalk Plot 5.11 Main Works Contract BOQ (1).xlsx |  |  |  | CITYWALK PHASE-05, PLOT 5.11 | Residential | CITYWALK RESIDENTIAL 1 LLC
2499 |  | Page 3/Q/50 |  |  |  | 238264 | [8 empty] | AED |  |  |  |  | Citywalk Plot 5.11 Main Works Contract BOQ (1).xlsx |  |  |  | CITYWALK PHASE-05, PLOT 5.11 | Residential | CITYWALK RESIDENTIAL 1 LLC
2501 |  | Page 3/Q/51 |  |  |  | 4298 | [8 empty] | AED |  |  |  |  | Citywalk Plot 5.11 Main Works Contract BOQ (1).xlsx |  |  |  | CITYWALK PHASE-05, PLOT 5.11 | Residential | CITYWALK RESIDENTIAL 1 LLC
2503 |  | Page 3/Q/52 |  |  |  | 345801 | [8 empty] | AED |  |  |  |  | Citywalk Plot 5.11 Main Works Contract BOQ (1).xlsx |  |  |  | CITYWALK PHASE-05, PLOT 5.11 | Residential | CITYWALK RESIDENTIAL 1 LLC
2505 |  | Page 3/Q/53 |  |  |  | 2486 | [8 empty] | AED |  |  |  |  | Citywalk Plot 5.11 Main Works Contract BOQ (1).xlsx |  |  |  | CITYWALK PHASE-05, PLOT 5.11 | Residential | CITYWALK RESIDENTIAL 1 LLC
2532 |  |  |  | Carried To Summary AED |  | 19598727 | [8 empty] | AED |  |  |  |  | Citywalk Plot 5.11 Main Works Contract BOQ (1).xlsx |  |  |  | CITYWALK PHASE-05, PLOT 5.11 | Residential | CITYWALK RESIDENTIAL 1 LLC
Items coded: 701 · Auto ✓: 601 · Flagged ⚠: 100 · Auto rate: 86%

## 3R
Citywalk Plot 5.11 Main Works Contract BOQ (1) · 3R
A–G = original bill data · H–S = POMI + NRM coding · T–AB = project metadata · ✓ ≥85% · ⚠ <85% = review
Row | REF | Description | Qty | Unit | Rate | Amount | POMI Section | Code 1 | Code 2 | Code 3 | POMI Sub Section | NRM | NRM Description | Measurement | Currency | Conf% | Stage | Flag | ACTION | BATCH | Country | City | Asset | Project | Type | Employer | Contract Type
▸ ELECTRICAL ENGINEERING INSTALLATIONS
▸ POWER SYSTEM INSTALLATIONS
▸ Note: Refer to the following:
▸ 1. Specification;
▸ DHRE0017-GCE-XX-XX-SPC-MEP-108004_MEP Specs Part II - Electrical services Division-26
▸ 2. Drawings;
▸ DWG-EP-101016 to 101019
▸ PLN-EP-101001 to 101009
▸ Low voltage cables including earth connectivity conductor, lugs, termination glands, fixings and all ancillary works as necessary
▸ 3 x 4C 240mm2 XLPE/SWA/PVC/CU + 3 x 1C 120mm2 PVC/CU. As ECC
24 | A | MCC Chiller to 1000A TPN ISOL (Chiller 1) | 37 | m | 2796 | 103452 | R — Electrical Engineering Installations | R | R05 | R0503 | R5 Accessories | 5.08 | Electrical Installations – HV/LV Power Distribution | Length (m) | AED | 92 | AI | ✓ |  | Citywalk Plot 5.11 Main Works Contract BOQ (1).xlsx |  |  |  | CITYWALK PHASE-05, PLOT 5.11 | Residential | CITYWALK RESIDENTIAL 1 LLC
26 | B | MCC Chiller to 1000A TPN ISOL (Chiller 2) | 49 | m | 2796 | 137004 | R — Electrical Engineering Installations | R | R05 | R0503 | R5 Accessories | 5.08 | Electrical Installations – HV/LV Power Distribution | Length (m) | AED | 92 | AI | ✓ |  | Citywalk Plot 5.11 Main Works Contract BOQ (1).xlsx |  |  |  | CITYWALK PHASE-05, PLOT 5.11 | Residential | CITYWALK RESIDENTIAL 1 LLC
▸ 2 x 4C 185mm2 XLPE/SWA/PVC/CU + 2 x 1C 95mm2 ECC
30 | C | LV Panel -2 to SMDB-L2 | 11 | m | 1340 | 14740 | R — Electrical Engineering Installations | R | R05 | R0503 | R5 Accessories | 5.08 | Electrical Installations – HV/LV Power Distribution | Length (m) | AED | 91 | AI | ✓ |  | Citywalk Plot 5.11 Main Works Contract BOQ (1).xlsx |  |  |  | CITYWALK PHASE-05, PLOT 5.11 | Residential | CITYWALK RESIDENTIAL 1 LLC
32 | D | LV Panel -2 to SMDB-L3 | 15 | m | 1340 | 20100 | R — Electrical Engineering Installations | R | R05 | R0503 | R5 Accessories | 5.08 | Electrical Installations – HV/LV Power Distribution | Length (m) | AED | 91 | AI | ✓ |  | Citywalk Plot 5.11 Main Works Contract BOQ (1).xlsx |  |  |  | CITYWALK PHASE-05, PLOT 5.11 | Residential | CITYWALK RESIDENTIAL 1 LLC
34 | E | LV Panel -2 to SMDB-L4 | 19 | m | 1340 | 25460 | R — Electrical Engineering Installations | R | R05 | R0503 | R5 Accessories | 5.08 | Electrical Installations – HV/LV Power Distribution | Length (m) | AED | 91 | AI | ✓ |  | Citywalk Plot 5.11 Main Works Contract BOQ (1).xlsx |  |  |  | CITYWALK PHASE-05, PLOT 5.11 | Residential | CITYWALK RESIDENTIAL 1 LLC
▸ 4C 185mm2 XLPE/SWA/PVC/CU + 1C 95mm2 ECC
38 | F | LV Panel -2 to SMDB-L8 | 29 | m | 667 | 19343 | R — Electrical Engineering Installations | R | R05 | R0503 | R5 Accessories | 5.08 | Electrical Installations – HV/LV Power Distribution | Length (m) | AED | 91 | AI | ✓ |  | Citywalk Plot 5.11 Main Works Contract BOQ (1).xlsx |  |  |  | CITYWALK PHASE-05, PLOT 5.11 | Residential | CITYWALK RESIDENTIAL 1 LLC
▸ 2 x 4C 150mm2 XLPE/SWA/PVC/CU + 2 x 1C 70mm2 ECC
42 | G | LV Panel -2 to SMDB-L5 | 22 | m | 1340 | 29480 | R — Electrical Engineering Installations | R | R05 | R0503 | R5 Accessories | 5.08 | Electrical Installations – HV/LV Power Distribution | Length (m) | AED | 90 | AI | ✓ |  | Citywalk Plot 5.11 Main Works Contract BOQ (1).xlsx |  |  |  | CITYWALK PHASE-05, PLOT 5.11 | Residential | CITYWALK RESIDENTIAL 1 LLC
44 | H | LV Panel -2 to SMDB-L6 | 25 | m | 1340 | 33500 | R — Electrical Engineering Installations | R | R05 | R0503 | R5 Accessories | 5.08 | Electrical Installations – HV/LV Power Distribution | Length (m) | AED | 90 | AI | ✓ |  | Citywalk Plot 5.11 Main Works Contract BOQ (1).xlsx |  |  |  | CITYWALK PHASE-05, PLOT 5.11 | Residential | CITYWALK RESIDENTIAL 1 LLC
47 |  |  |  | To Collection AED |  | 383079 | [8 empty] | AED |  |  |  |  | Citywalk Plot 5.11 Main Works Contract BOQ (1).xlsx |  |  |  | CITYWALK PHASE-05, PLOT 5.11 | Residential | CITYWALK RESIDENTIAL 1 LLC
▸ POWER SYSTEM INSTALLATIONS (Cont'd)
53 | A | LV Panel -2 to SMDB-L7 | 30 | m | 1340 | 40200 | R — Electrical Engineering Installations | R | R05 | R0503 | R5 Accessories | 5.08 | Electrical Installations – HV/LV Power Distribution | Length (m) | AED | 88 | AI | ✓ |  | Citywalk Plot 5.11 Main Works Contract BOQ (1).xlsx |  |  |  | CITYWALK PHASE-05, PLOT 5.11 | Residential | CITYWALK RESIDENTIAL 1 LLC
55 | B | LV Panel -3 to SMDB-L1 | 8 | m | 1340 | 10720 | R — Electrical Engineering Installations | R | R05 | R0503 | R5 Accessories | 5.08 | Electrical Installations – HV/LV Power Distribution | Length (m) | AED | 88 | AI | ✓ |  | Citywalk Plot 5.11 Main Works Contract BOQ (1).xlsx |  |  |  | CITYWALK PHASE-05, PLOT 5.11 | Residential | CITYWALK RESIDENTIAL 1 LLC
▸ 4C 95mm2 XLPE/SWA/PVC/CU + 1C 50mm2 ECC
59 | C | LV Panel -3 to SMDB-LL-RF | 40 | m | 366 | 14640 | R — Electrical Engineering Installations | R | R05 | R0503 | R5 Accessories | 5.08 | Electrical Installations – HV/LV Power Distribution | Length (m) | AED | 90 | AI | ✓ |  | Citywalk Plot 5.11 Main Works Contract BOQ (1).xlsx |  |  |  | CITYWALK PHASE-05, PLOT 5.11 | Residential | CITYWALK RESIDENTIAL 1 LLC
61 | D | LV Panel -3 to MCC-CHWP | 97 | m | 366 | 35502 | R — Electrical Engineering Installations | R | R05 | R0503 | R5 Accessories | 5.08 | Electrical Installations – HV/LV Power Distribution | Length (m) | AED | 90 | AI | ✓ |  | Citywalk Plot 5.11 Main Works Contract BOQ (1).xlsx |  |  |  | CITYWALK PHASE-05, PLOT 5.11 | Residential | CITYWALK RESIDENTIAL 1 LLC
▸ 4C 35mm2 XLPE/SWA/PVC/CU + 1C 16mm2 ECC
65 | E | MCC-CHWP to 80A TPN ISOL (CHWP-01A) (duty) | 13 | m | 156 | 2028 | R — Electrical Engineering Installations | R | R05 | R0503 | R5 Accessories | 5.08 | Electrical Installations – HV/LV Power Distribution | Length (m) | AED | 89 | AI | ✓ |  | Citywalk Plot 5.11 Main Works Contract BOQ (1).xlsx |  |  |  | CITYWALK PHASE-05, PLOT 5.11 | Residential | CITYWALK RESIDENTIAL 1 LLC
67 | F | MCC-CHWP to 80A TPN ISOL (CHWP-02A) (duty) | 14 | m | 156 | 2184 | R — Electrical Engineering Installations | R | R05 | R0503 | R5 Accessories | 5.08 | Electrical Installations – HV/LV Power Distribution | Length (m) | AED | 89 | AI | ✓ |  | Citywalk Plot 5.11 Main Works Contract BOQ (1).xlsx |  |  |  | CITYWALK PHASE-05, PLOT 5.11 | Residential | CITYWALK RESIDENTIAL 1 LLC
69 | G | MCC-CHWP to 80A TPN ISOL (CHWP-02A) (Standby) | 11 | m | 156 | 1716 | R — Electrical Engineering Installations | R | R05 | R0503 | R5 Accessories | 5.08 | Electrical Installations – HV/LV Power Distribution | Length (m) | AED | 89 | AI | ✓ |  | Citywalk Plot 5.11 Main Works Contract BOQ (1).xlsx |  |  |  | CITYWALK PHASE-05, PLOT 5.11 | Residential | CITYWALK RESIDENTIAL 1 LLC
▸ 4C 25mm2 XLPE/SWA/PVC/CU + 1C 16mm2 ECC
73 | H | SMDB-LL-RF to 80A TPN ISOL (FAHU-01 Supply fan) | 17 | m | 123 | 2091 | R — Electrical Engineering Installations | R | R05 | R0503 | R5 Accessories | 5.08 | Electrical Installations – HV/LV Power Distribution | Length (m) | AED | 89 | AI | ✓ |  | Citywalk Plot 5.11 Main Works Contract BOQ (1).xlsx |  |  |  | CITYWALK PHASE-05, PLOT 5.11 | Residential | CITYWALK RESIDENTIAL 1 LLC
75 | J | SMDB-LL-GF to DB-LL-L1 | 10 | m | 123 | 1230 | R — Electrical Engineering Installations | R | R05 | R0503 | R5 Accessories | 5.08 | Electrical Installations – HV/LV Power Distribution | Length (m) | AED | 89 | AI | ✓ |  | Citywalk Plot 5.11 Main Works Contract BOQ (1).xlsx |  |  |  | CITYWALK PHASE-05, PLOT 5.11 | Residential | CITYWALK RESIDENTIAL 1 LLC
▸ 4C 16mm2 XLPE/SWA/PVC/CU + 1C 16mm2 ECC
79 | K | SMDB-L1 to DB-111 | 75 | m | 92 | 6900 | R — Electrical Engineering Installations | R | R05 | R0503 | R5 Accessories | 5.08 | Electrical Installations – HV/LV Power Distribution | Length (m) | AED | 88 | AI | ✓ |  | Citywalk Plot 5.11 Main Works Contract BOQ (1).xlsx |  |  |  | CITYWALK PHASE-05, PLOT 5.11 | Residential | CITYWALK RESIDENTIAL 1 LLC
81 | L | SMDB-L1 to DB-113 | 48 | m | 92 | 4416 | R — Electrical Engineering Installations | R | R05 | R0503 | R5 Accessories | 5.08 | Electrical Installations – HV/LV Power Distribution | Length (m) | AED | 88 | AI | ✓ |  | Citywalk Plot 5.11 Main Works Contract BOQ (1).xlsx |  |  |  | CITYWALK PHASE-05, PLOT 5.11 | Residential | CITYWALK RESIDENTIAL 1 LLC
83 | M | SMDB-L2 to DB-203 | 47 | m | 92 | 4324 | R — Electrical Engineering Installations | R | R05 | R0503 | R5 Accessories | 5.08 | Electrical Installations – HV/LV Power Distribution | Length (m) | AED | 88 | AI | ✓ |  | Citywalk Plot 5.11 Main Works Contract BOQ (1).xlsx |  |  |  | CITYWALK PHASE-05, PLOT 5.11 | Residential | CITYWALK RESIDENTIAL 1 LLC
85 | N | SMDB-L2 to DB-214 | 74 | m | 92 | 6808 | R — Electrical Engineering Installations | R | R05 | R0503 | R5 Accessories | 5.08 | Electrical Installations – HV/LV Power Distribution | Length (m) | AED | 88 | AI | ✓ |  | Citywalk Plot 5.11 Main Works Contract BOQ (1).xlsx |  |  |  | CITYWALK PHASE-05, PLOT 5.11 | Residential | CITYWALK RESIDENTIAL 1 LLC
87 | P | SMDB-L3 to DB-303 | 47 | m | 92 | 4324 | R — Electrical Engineering Installations | R | R05 | R0503 | R5 Accessories | 5.08 | Electrical Installations – HV/LV Power Distribution | Length (m) | AED | 88 | AI | ✓ |  | Citywalk Plot 5.11 Main Works Contract BOQ (1).xlsx |  |  |  | CITYWALK PHASE-05, PLOT 5.11 | Residential | CITYWALK RESIDENTIAL 1 LLC
89 | Q | SMDB-L3 to DB-314 | 74 | m | 92 | 6808 | R — Electrical Engineering Installations | R | R05 | R0503 | R5 Accessories | 5.08 | Electrical Installations – HV/LV Power Distribution | Length (m) | AED | 88 | AI | ✓ |  | Citywalk Plot 5.11 Main Works Contract BOQ (1).xlsx |  |  |  | CITYWALK PHASE-05, PLOT 5.11 | Residential | CITYWALK RESIDENTIAL 1 LLC
91 | R | SMDB-L4 to DB-403 | 47 | m | 92 | 4324 | R — Electrical Engineering Installations | R | R05 | R0503 | R5 Accessories | 5.08 | Electrical Installations – HV/LV Power Distribution | Length (m) | AED | 88 | AI | ✓ |  | Citywalk Plot 5.11 Main Works Contract BOQ (1).xlsx |  |  |  | CITYWALK PHASE-05, PLOT 5.11 | Residential | CITYWALK RESIDENTIAL 1 LLC
94 |  |  |  | To Collection AED |  | 148215 | [8 empty] | AED |  |  |  |  | Citywalk Plot 5.11 Main Works Contract BOQ (1).xlsx |  |  |  | CITYWALK PHASE-05, PLOT 5.11 | Residential | CITYWALK RESIDENTIAL 1 LLC
▸ POWER SYSTEM INSTALLATIONS (Cont'd)
100 | A | SMDB-L4 to DB-414 | 74 | m | 92 | 6808 | R — Electrical Engineering Installations | R | R05 | R0503 | R5 Accessories | 5.08 | Electrical Installations – HV/LV Power Distribution | Length (m) | AED | 85 | AI | ✓ |  | Citywalk Plot 5.11 Main Works Contract BOQ (1).xlsx |  |  |  | CITYWALK PHASE-05, PLOT 5.11 | Residential | CITYWALK RESIDENTIAL 1 LLC
102 | B | SMDB-L5 to DB-513 | 74 | m | 92 | 6808 | R — Electrical Engineering Installations | R | R05 | R0503 | R5 Accessories | 5.08 | Electrical Installations – HV/LV Power Distribution | Length (m) | AED | 85 | AI | ✓ |  | Citywalk Plot 5.11 Main Works Contract BOQ (1).xlsx |  |  |  | CITYWALK PHASE-05, PLOT 5.11 | Residential | CITYWALK RESIDENTIAL 1 LLC
104 | C | SMDB-L6 to DB-613 | 74 | m | 92 | 6808 | R — Electrical Engineering Installations | R | R05 | R0503 | R5 Accessories | 5.08 | Electrical Installations – HV/LV Power Distribution | Length (m) | AED | 85 | AI | ✓ |  | Citywalk Plot 5.11 Main Works Contract BOQ (1).xlsx |  |  |  | CITYWALK PHASE-05, PLOT 5.11 | Residential | CITYWALK RESIDENTIAL 1 LLC
106 | D | SMDB-L7 to DB-713 | 74 | m | 92 | 6808 | R — Electrical Engineering Installations | R | R05 | R0503 | R5 Accessories | 5.08 | Electrical Installations – HV/LV Power Distribution | Length (m) | AED | 85 | AI | ✓ |  | Citywalk Plot 5.11 Main Works Contract BOQ (1).xlsx |  |  |  | CITYWALK PHASE-05, PLOT 5.11 | Residential | CITYWALK RESIDENTIAL 1 LLC
108 | E | SMDB-L8 to DB-802 | 33 | m | 92 | 3036 | R — Electrical Engineering Installations | R | R05 | R0503 | R5 Accessories | 5.08 | Electrical Installations – HV/LV Power Distribution | Length (m) | AED | 85 | AI | ✓ |  | Citywalk Plot 5.11 Main Works Contract BOQ (1).xlsx |  |  |  | CITYWALK PHASE-05, PLOT 5.11 | Residential | CITYWALK RESIDENTIAL 1 LLC
110 | F | SMDB-L8 to DB-807 | 64 | m | 92 | 5888 | R — Electrical Engineering Installations | R | R05 | R0503 | R5 Accessories | 5.08 | Electrical Installations – HV/LV Power Distribution | Length (m) | AED | 85 | AI | ✓ |  | Citywalk Plot 5.11 Main Works Contract BOQ (1).xlsx |  |  |  | CITYWALK PHASE-05, PLOT 5.11 | Residential | CITYWALK RESIDENTIAL 1 LLC
112 | G | SMDB-L8 to DB-808 | 52 | m | 92 | 4784 | R — Electrical Engineering Installations | R | R05 | R0503 | R5 Accessories | 5.08 | Electrical Installations – HV/LV Power Distribution | Length (m) | AED | 85 | AI | ✓ |  | Citywalk Plot 5.11 Main Works Contract BOQ (1).xlsx |  |  |  | CITYWALK PHASE-05, PLOT 5.11 | Residential | CITYWALK RESIDENTIAL 1 LLC
114 | H | SMDB-LL-RF to 63A TPN ISOL (FAHU-01 Ex fan) | 17 | m | 92 | 1564 | R — Electrical Engineering Installations | R | R05 | R0503 | R5 Accessories | 5.08 | Electrical Installations – HV/LV Power Distribution | Length (m) | AED | 89 | AI | ✓ |  | Citywalk Plot 5.11 Main Works Contract BOQ (1).xlsx |  |  |  | CITYWALK PHASE-05, PLOT 5.11 | Residential | CITYWALK RESIDENTIAL 1 LLC
116 | J | ESMDB-RF to 63A TPN ISOL (LIFT-1) | 19 | m | 92 | 1748 | R — Electrical Engineering Installations | R | R05 | R0504 | R5 Accessories | 5.10 | Lift & Conveyor Installations – Power Distribution | Length (m) | AED | 91 | AI | ✓ |  | Citywalk Plot 5.11 Main Works Contract BOQ (1).xlsx |  |  |  | CITYWALK PHASE-05, PLOT 5.11 | Residential | CITYWALK RESIDENTIAL 1 LLC
118 | K | ESMDB-RF to 63A TPN ISOL (LIFT-2) | 17 | m | 92 | 1564 | R — Electrical Engineering Installations | R | R05 | R0504 | R5 Accessories | 5.10 | Lift & Conveyor Installations – Power Distribution | Length (m) | AED | 91 | AI | ✓ |  | Citywalk Plot 5.11 Main Works Contract BOQ (1).xlsx |  |  |  | CITYWALK PHASE-05, PLOT 5.11 | Residential | CITYWALK RESIDENTIAL 1 LLC
▸ 4C 10mm2 XLPE/SWA/PVC/CU + 1C 10mm2 ECC
122 | L | SMDB-L1 to DB-101 | 27 | m | 66 | 1782 | R — Electrical Engineering Installations | R | R05 | R0503 | R5 Accessories | 5.08 | Electrical Installations – HV/LV Power Distribution | Length (m) | AED | 87 | AI | ✓ |  | Citywalk Plot 5.11 Main Works Contract BOQ (1).xlsx |  |  |  | CITYWALK PHASE-05, PLOT 5.11 | Residential | CITYWALK RESIDENTIAL 1 LLC
124 | M | SMDB-L1 to DB-102 | 39 | m | 66 | 2574 | R — Electrical Engineering Installations | R | R05 | R0503 | R5 Accessories | 5.08 | Electrical Installations – HV/LV Power Distribution | Length (m) | AED | 87 | AI | ✓ |  | Citywalk Plot 5.11 Main Works Contract BOQ (1).xlsx |  |  |  | CITYWALK PHASE-05, PLOT 5.11 | Residential | CITYWALK RESIDENTIAL 1 LLC
126 | N | SMDB-L1 to DB-103 | 41 | m | 66 | 2706 | R — Electrical Engineering Installations | R | R05 | R0503 | R5 Accessories | 5.08 | Electrical Installations – HV/LV Power Distribution | Length (m) | AED | 87 | AI | ✓ |  | Citywalk Plot 5.11 Main Works Contract BOQ (1).xlsx |  |  |  | CITYWALK PHASE-05, PLOT 5.11 | Residential | CITYWALK RESIDENTIAL 1 LLC
128 | P | SMDB-L1 to DB-104 | 29 | m | 66 | 1914 | R — Electrical Engineering Installations | R | R05 | R0503 | R5 Accessories | 5.08 | Electrical Installations – HV/LV Power Distribution | Length (m) | AED | 87 | AI | ✓ |  | Citywalk Plot 5.11 Main Works Contract BOQ (1).xlsx |  |  |  | CITYWALK PHASE-05, PLOT 5.11 | Residential | CITYWALK RESIDENTIAL 1 LLC
130 | Q | SMDB-L1 to DB-105 | 38 | m | 66 | 2508 | R — Electrical Engineering Installations | R | R05 | R0503 | R5 Accessories | 5.08 | Electrical Installations – HV/LV Power Distribution | Length (m) | AED | 87 | AI | ✓ |  | Citywalk Plot 5.11 Main Works Contract BOQ (1).xlsx |  |  |  | CITYWALK PHASE-05, PLOT 5.11 | Residential | CITYWALK RESIDENTIAL 1 LLC
132 | R | SMDB-L1 to DB-106 | 42 | m | 66 | 2772 | R — Electrical Engineering Installations | R | R05 | R0503 | R5 Accessories | 5.08 | Electrical Installations – HV/LV Power Distribution | Length (m) | AED | 87 | AI | ✓ |  | Citywalk Plot 5.11 Main Works Contract BOQ (1).xlsx |  |  |  | CITYWALK PHASE-05, PLOT 5.11 | Residential | CITYWALK RESIDENTIAL 1 LLC
134 | S | SMDB-L1 to DB-107 | 50 | m | 66 | 3300 | R — Electrical Engineering Installations | R | R05 | R0502 | R5 Accessories | 5.08 | Electrical Installations – LV Power Cables | Length (m) | AED | 92 | AI | ✓ |  | Citywalk Plot 5.11 Main Works Contract BOQ (1).xlsx |  |  |  | CITYWALK PHASE-05, PLOT 5.11 | Residential | CITYWALK RESIDENTIAL 1 LLC
136 | T | SMDB-L1 to DB-108 | 57 | m | 66 | 3762 | R — Electrical Engineering Installations | R | R05 | R0502 | R5 Accessories | 5.08 | Electrical Installations – LV Power Cables | Length (m) | AED | 92 | AI | ✓ |  | Citywalk Plot 5.11 Main Works Contract BOQ (1).xlsx |  |  |  | CITYWALK PHASE-05, PLOT 5.11 | Residential | CITYWALK RESIDENTIAL 1 LLC
138 | U | SMDB-L1 to DB-109 | 68 | m | 66 | 4488 | R — Electrical Engineering Installations | R | R05 | R0502 | R5 Accessories | 5.08 | Electrical Installations – LV Power Cables | Length (m) | AED | 92 | AI | ✓ |  | Citywalk Plot 5.11 Main Works Contract BOQ (1).xlsx |  |  |  | CITYWALK PHASE-05, PLOT 5.11 | Residential | CITYWALK RESIDENTIAL 1 LLC
140 | V | SMDB-L1 to DB-110 | 76 | m | 66 | 5016 | R — Electrical Engineering Installations | R | R05 | R0502 | R5 Accessories | 5.08 | Electrical Installations – LV Power Cables | Length (m) | AED | 92 | AI | ✓ |  | Citywalk Plot 5.11 Main Works Contract BOQ (1).xlsx |  |  |  | CITYWALK PHASE-05, PLOT 5.11 | Residential | CITYWALK RESIDENTIAL 1 LLC
143 |  |  |  | To Collection AED |  | 76638 | [8 empty] | AED |  |  |  |  | Citywalk Plot 5.11 Main Works Contract BOQ (1).xlsx |  |  |  | CITYWALK PHASE-05, PLOT 5.11 | Residential | CITYWALK RESIDENTIAL 1 LLC
▸ POWER SYSTEM INSTALLATIONS (Cont'd)
149 | A | SMDB-L1 to DB-112 | 54 | m | 66 | 3564 | R — Electrical Engineering Installations | R | R05 | R0502 | R5 Accessories | 5.08 | Electrical Installations – Power Distribution | Each (nr) | AED | 75 | AI | ⚠ |  | Citywalk Plot 5.11 Main Works Contract BOQ (1).xlsx |  |  |  | CITYWALK PHASE-05, PLOT 5.11 | Residential | CITYWALK RESIDENTIAL 1 LLC
151 | B | SMDB-L2 to DB-201 | 26 | m | 66 | 1716 | R — Electrical Engineering Installations | R | R05 | R0502 | R5 Accessories | 5.08 | Electrical Installations – Power Distribution | Each (nr) | AED | 75 | AI | ⚠ |  | Citywalk Plot 5.11 Main Works Contract BOQ (1).xlsx |  |  |  | CITYWALK PHASE-05, PLOT 5.11 | Residential | CITYWALK RESIDENTIAL 1 LLC
153 | C | SMDB-L2 to DB-202 | 39 | m | 66 | 2574 | R — Electrical Engineering Installations | R | R05 | R0502 | R5 Accessories | 5.08 | Electrical Installations – Power Distribution | Each (nr) | AED | 75 | AI | ⚠ |  | Citywalk Plot 5.11 Main Works Contract BOQ (1).xlsx |  |  |  | CITYWALK PHASE-05, PLOT 5.11 | Residential | CITYWALK RESIDENTIAL 1 LLC
155 | D | SMDB-L2 to DB-204 | 41 | m | 66 | 2706 | R — Electrical Engineering Installations | R | R05 | R0502 | R5 Accessories | 5.08 | Electrical Installations – Power Distribution | Each (nr) | AED | 75 | AI | ⚠ |  | Citywalk Plot 5.11 Main Works Contract BOQ (1).xlsx |  |  |  | CITYWALK PHASE-05, PLOT 5.11 | Residential | CITYWALK RESIDENTIAL 1 LLC
157 | E | SMDB-L2 to DB-205 | 26 | m | 66 | 1716 | R — Electrical Engineering Installations | R | R05 | R0502 | R5 Accessories | 5.08 | Electrical Installations – Power Distribution | Each (nr) | AED | 75 | AI | ⚠ |  | Citywalk Plot 5.11 Main Works Contract BOQ (1).xlsx |  |  |  | CITYWALK PHASE-05, PLOT 5.11 | Residential | CITYWALK RESIDENTIAL 1 LLC
159 | F | SMDB-L2 to DB-206 | 19 | m | 66 | 1254 | R — Electrical Engineering Installations | R | R05 | R0502 | R5 Accessories | 5.08 | Electrical Installations – Power Distribution | Each (nr) | AED | 75 | AI | ⚠ |  | Citywalk Plot 5.11 Main Works Contract BOQ (1).xlsx |  |  |  | CITYWALK PHASE-05, PLOT 5.11 | Residential | CITYWALK RESIDENTIAL 1 LLC
161 | G | SMDB-L2 to DB-207 | 28 | m | 66 | 1848 | R — Electrical Engineering Installations | R | R05 | R0502 | R5 Accessories | 5.08 | Electrical Installations – Power Distribution | Each (nr) | AED | 75 | AI | ⚠ |  | Citywalk Plot 5.11 Main Works Contract BOQ (1).xlsx |  |  |  | CITYWALK PHASE-05, PLOT 5.11 | Residential | CITYWALK RESIDENTIAL 1 LLC
163 | H | SMDB-L2 to DB-208 | 37 | m | 66 | 2442 | R — Electrical Engineering Installations | R | R05 | R0502 | R5 Accessories | 5.08 | Electrical Installations – Power Distribution | Each (nr) | AED | 75 | AI | ⚠ |  | Citywalk Plot 5.11 Main Works Contract BOQ (1).xlsx |  |  |  | CITYWALK PHASE-05, PLOT 5.11 | Residential | CITYWALK RESIDENTIAL 1 LLC
165 | J | SMDB-L2 to DB-209 | 42 | m | 66 | 2772 | R — Electrical Engineering Installations | R | R05 | R0502 | R5 Accessories | 5.08 | Electrical Installations – Power Distribution | Each (nr) | AED | 75 | AI | ⚠ |  | Citywalk Plot 5.11 Main Works Contract BOQ (1).xlsx |  |  |  | CITYWALK PHASE-05, PLOT 5.11 | Residential | CITYWALK RESIDENTIAL 1 LLC
167 | K | SMDB-L2 to DB-210 | 49 | m | 66 | 3234 | R — Electrical Engineering Installations | R | R05 | R0502 | R5 Accessories | 5.08 | Electrical Installations – Power Distribution | Each (nr) | AED | 75 | AI | ⚠ |  | Citywalk Plot 5.11 Main Works Contract BOQ (1).xlsx |  |  |  | CITYWALK PHASE-05, PLOT 5.11 | Residential | CITYWALK RESIDENTIAL 1 LLC
169 | L | SMDB-L2 to DB-211 | 57 | m | 66 | 3762 | R — Electrical Engineering Installations | R | R05 | R0502 | R5 Accessories | 5.08 | Electrical Installations – Power Distribution | Each (nr) | AED | 75 | AI | ⚠ |  | Citywalk Plot 5.11 Main Works Contract BOQ (1).xlsx |  |  |  | CITYWALK PHASE-05, PLOT 5.11 | Residential | CITYWALK RESIDENTIAL 1 LLC
171 | M | SMDB-L2 to DB-212 | 68 | m | 66 | 4488 | R — Electrical Engineering Installations | R | R05 | R0502 | R5 Accessories | 5.08 | Electrical Installations – Power Distribution | Each (nr) | AED | 75 | AI | ⚠ |  | Citywalk Plot 5.11 Main Works Contract BOQ (1).xlsx |  |  |  | CITYWALK PHASE-05, PLOT 5.11 | Residential | CITYWALK RESIDENTIAL 1 LLC
173 | N | SMDB-L2 to DB-213 | 76 | m | 66 | 5016 | R — Electrical Engineering Installations | R | R05 | R0502 | R5 Accessories | 5.08 | Electrical Installations – Power Distribution | Each (nr) | AED | 75 | AI | ⚠ |  | Citywalk Plot 5.11 Main Works Contract BOQ (1).xlsx |  |  |  | CITYWALK PHASE-05, PLOT 5.11 | Residential | CITYWALK RESIDENTIAL 1 LLC
175 | P | SMDB-L2 to DB-215 | 53 | m | 66 | 3498 | R — Electrical Engineering Installations | R | R05 | R0502 | R5 Accessories | 5.08 | Electrical Installations – Power Distribution | Each (nr) | AED | 75 | AI | ⚠ |  | Citywalk Plot 5.11 Main Works Contract BOQ (1).xlsx |  |  |  | CITYWALK PHASE-05, PLOT 5.11 | Residential | CITYWALK RESIDENTIAL 1 LLC
177 | Q | SMDB-L2 to DB-216 | 48 | m | 66 | 3168 | R — Electrical Engineering Installations | R | R05 | R0502 | R5 Accessories | 5.08 | Electrical Installations – Power Distribution | Each (nr) | AED | 75 | AI | ⚠ |  | Citywalk Plot 5.11 Main Works Contract BOQ (1).xlsx |  |  |  | CITYWALK PHASE-05, PLOT 5.11 | Residential | CITYWALK RESIDENTIAL 1 LLC
179 | R | SMDB-L3 to DB-301 | 26 | m | 66 | 1716 | R — Electrical Engineering Installations | R | R05 | R0502 | R5 Accessories | 5.08 | Electrical Installations – Power Distribution | Each (nr) | AED | 75 | AI | ⚠ |  | Citywalk Plot 5.11 Main Works Contract BOQ (1).xlsx |  |  |  | CITYWALK PHASE-05, PLOT 5.11 | Residential | CITYWALK RESIDENTIAL 1 LLC
181 | S | SMDB-L3 to DB-302 | 39 | m | 66 | 2574 | R — Electrical Engineering Installations | R | R05 | R0502 | R5 Accessories | 5.08 | Electrical Installations – Power Distribution | Each (nr) | AED | 75 | AI | ⚠ |  | Citywalk Plot 5.11 Main Works Contract BOQ (1).xlsx |  |  |  | CITYWALK PHASE-05, PLOT 5.11 | Residential | CITYWALK RESIDENTIAL 1 LLC
183 | T | SMDB-L3 to DB-304 | 41 | m | 66 | 2706 | R — Electrical Engineering Installations | R | R05 | R0502 | R5 Accessories | 5.08 | Electrical Installations – Power Distribution | Each (nr) | AED | 75 | AI | ⚠ |  | Citywalk Plot 5.11 Main Works Contract BOQ (1).xlsx |  |  |  | CITYWALK PHASE-05, PLOT 5.11 | Residential | CITYWALK RESIDENTIAL 1 LLC
185 | U | SMDB-L3 to DB-305 | 26 | m | 66 | 1716 | R — Electrical Engineering Installations | R | R05 | R0502 | R5 Accessories | 5.08 | Electrical Installations – Power Distribution | Each (nr) | AED | 75 | AI | ⚠ |  | Citywalk Plot 5.11 Main Works Contract BOQ (1).xlsx |  |  |  | CITYWALK PHASE-05, PLOT 5.11 | Residential | CITYWALK RESIDENTIAL 1 LLC
187 | V | SMDB-L3 to DB-306 | 19 | m | 66 | 1254 | R — Electrical Engineering Installations | R | R05 | R0502 | R5 Accessories | 5.08 | Electrical Installations – Power Distribution | Each (nr) | AED | 75 | AI | ⚠ |  | Citywalk Plot 5.11 Main Works Contract BOQ (1).xlsx |  |  |  | CITYWALK PHASE-05, PLOT 5.11 | Residential | CITYWALK RESIDENTIAL 1 LLC
189 | W | SMDB-L3 to DB-307 | 28 | m | 66 | 1848 | R — Electrical Engineering Installations | R | R05 | R0502 | R5 Accessories | 5.08 | Electrical Installations – Power Distribution | Each (nr) | AED | 75 | AI | ⚠ |  | Citywalk Plot 5.11 Main Works Contract BOQ (1).xlsx |  |  |  | CITYWALK PHASE-05, PLOT 5.11 | Residential | CITYWALK RESIDENTIAL 1 LLC
191 | X | SMDB-L3 to DB-308 | 37 | m | 66 | 2442 | R — Electrical Engineering Installations | R | R05 | R0502 | R5 Accessories | 5.08 | Electrical Installations – Power Distribution | Each (nr) | AED | 75 | AI | ⚠ |  | Citywalk Plot 5.11 Main Works Contract BOQ (1).xlsx |  |  |  | CITYWALK PHASE-05, PLOT 5.11 | Residential | CITYWALK RESIDENTIAL 1 LLC
194 |  |  |  | To Collection AED |  | 58014 | [8 empty] | AED |  |  |  |  | Citywalk Plot 5.11 Main Works Contract BOQ (1).xlsx |  |  |  | CITYWALK PHASE-05, PLOT 5.11 | Residential | CITYWALK RESIDENTIAL 1 LLC
▸ POWER SYSTEM INSTALLATIONS (Cont'd)
200 | A | SMDB-L3 to DB-309 | 42 | m | 66 | 2772 | R — Electrical Engineering Installations | R | R05 | R0502 | R5 Accessories | 5.08 | Electrical Installations – Power Distribution | Each (nr) | AED | 75 | AI | ⚠ |  | Citywalk Plot 5.11 Main Works Contract BOQ (1).xlsx |  |  |  | CITYWALK PHASE-05, PLOT 5.11 | Residential | CITYWALK RESIDENTIAL 1 LLC
202 | B | SMDB-L3 to DB-310 | 49 | m | 66 | 3234 | R — Electrical Engineering Installations | R | R05 | R0502 | R5 Accessories | 5.08 | Electrical Installations – Power Distribution | Each (nr) | AED | 75 | AI | ⚠ |  | Citywalk Plot 5.11 Main Works Contract BOQ (1).xlsx |  |  |  | CITYWALK PHASE-05, PLOT 5.11 | Residential | CITYWALK RESIDENTIAL 1 LLC
204 | C | SMDB-L3 to DB-311 | 57 | m | 66 | 3762 | R — Electrical Engineering Installations | R | R05 | R0502 | R5 Accessories | 5.08 | Electrical Installations – Power Distribution | Each (nr) | AED | 75 | AI | ⚠ |  | Citywalk Plot 5.11 Main Works Contract BOQ (1).xlsx |  |  |  | CITYWALK PHASE-05, PLOT 5.11 | Residential | CITYWALK RESIDENTIAL 1 LLC
206 | D | SMDB-L3 to DB-312 | 68 | m | 66 | 4488 | R — Electrical Engineering Installations | R | R05 | R0502 | R5 Accessories | 5.08 | Electrical Installations – Power Distribution | Each (nr) | AED | 75 | AI | ⚠ |  | Citywalk Plot 5.11 Main Works Contract BOQ (1).xlsx |  |  |  | CITYWALK PHASE-05, PLOT 5.11 | Residential | CITYWALK RESIDENTIAL 1 LLC
208 | E | SMDB-L3 to DB-313 | 76 | m | 66 | 5016 | R — Electrical Engineering Installations | R | R05 | R0502 | R5 Accessories | 5.08 | Electrical Installations – Power Distribution | Each (nr) | AED | 75 | AI | ⚠ |  | Citywalk Plot 5.11 Main Works Contract BOQ (1).xlsx |  |  |  | CITYWALK PHASE-05, PLOT 5.11 | Residential | CITYWALK RESIDENTIAL 1 LLC
210 | F | SMDB-L3 to DB-315 | 53 | m | 66 | 3498 | R — Electrical Engineering Installations | R | R05 | R0502 | R5 Accessories | 5.08 | Electrical Installations – Power Distribution | Each (nr) | AED | 75 | AI | ⚠ |  | Citywalk Plot 5.11 Main Works Contract BOQ (1).xlsx |  |  |  | CITYWALK PHASE-05, PLOT 5.11 | Residential | CITYWALK RESIDENTIAL 1 LLC
212 | G | SMDB-L3 to DB-316 | 48 | m | 66 | 3168 | R — Electrical Engineering Installations | R | R05 | R0502 | R5 Accessories | 5.08 | Electrical Installations – Power Distribution | Each (nr) | AED | 75 | AI | ⚠ |  | Citywalk Plot 5.11 Main Works Contract BOQ (1).xlsx |  |  |  | CITYWALK PHASE-05, PLOT 5.11 | Residential | CITYWALK RESIDENTIAL 1 LLC
214 | H | SMDB-L4 to DB-401 | 26 | m | 66 | 1716 | R — Electrical Engineering Installations | R | R05 | R0502 | R5 Accessories | 5.08 | Electrical Installations – Power Distribution | Each (nr) | AED | 75 | AI | ⚠ |  | Citywalk Plot 5.11 Main Works Contract BOQ (1).xlsx |  |  |  | CITYWALK PHASE-05, PLOT 5.11 | Residential | CITYWALK RESIDENTIAL 1 LLC
216 | J | SMDB-L4 to DB-402 | 39 | m | 66 | 2574 | R — Electrical Engineering Installations | R | R05 | R0502 | R5 Accessories | 5.08 | Electrical Installations – Power Distribution | Each (nr) | AED | 75 | AI | ⚠ |  | Citywalk Plot 5.11 Main Works Contract BOQ (1).xlsx |  |  |  | CITYWALK PHASE-05, PLOT 5.11 | Residential | CITYWALK RESIDENTIAL 1 LLC
218 | K | SMDB-L4 to DB-404 | 41 | m | 66 | 2706 | R — Electrical Engineering Installations | R | R05 | R0502 | R5 Accessories | 5.08 | Electrical Installations – Power Distribution | Each (nr) | AED | 75 | AI | ⚠ |  | Citywalk Plot 5.11 Main Works Contract BOQ (1).xlsx |  |  |  | CITYWALK PHASE-05, PLOT 5.11 | Residential | CITYWALK RESIDENTIAL 1 LLC
220 | L | SMDB-L4 to DB-405 | 26 | m | 66 | 1716 | R — Electrical Engineering Installations | R | R05 | R0502 | R5 Accessories | 5.08 | Electrical Installations – Power Distribution | Each (nr) | AED | 75 | AI | ⚠ |  | Citywalk Plot 5.11 Main Works Contract BOQ (1).xlsx |  |  |  | CITYWALK PHASE-05, PLOT 5.11 | Residential | CITYWALK RESIDENTIAL 1 LLC
222 | M | SMDB-L4 to DB-406 | 19 | m | 66 | 1254 | R — Electrical Engineering Installations | R | R05 | R0502 | R5 Accessories | 5.08 | Electrical Installations – Power Distribution | Each (nr) | AED | 75 | AI | ⚠ |  | Citywalk Plot 5.11 Main Works Contract BOQ (1).xlsx |  |  |  | CITYWALK PHASE-05, PLOT 5.11 | Residential | CITYWALK RESIDENTIAL 1 LLC
224 | N | SMDB-L4 to DB-407 | 28 | m | 66 | 1848 | R — Electrical Engineering Installations | R | R05 | R0502 | R5 Accessories | 5.08 | Electrical Installations – Power Distribution | Each (nr) | AED | 75 | AI | ⚠ |  | Citywalk Plot 5.11 Main Works Contract BOQ (1).xlsx |  |  |  | CITYWALK PHASE-05, PLOT 5.11 | Residential | CITYWALK RESIDENTIAL 1 LLC
226 | P | SMDB-L4 to DB-408 | 37 | m | 66 | 2442 | R — Electrical Engineering Installations | R | R05 | R0502 | R5 Accessories | 5.08 | Electrical Installations – Power Distribution | Each (nr) | AED | 75 | AI | ⚠ |  | Citywalk Plot 5.11 Main Works Contract BOQ (1).xlsx |  |  |  | CITYWALK PHASE-05, PLOT 5.11 | Residential | CITYWALK RESIDENTIAL 1 LLC
228 | Q | SMDB-L4 to DB-409 | 42 | m | 66 | 2772 | R — Electrical Engineering Installations | R | R04 | R0402 | R4 Final sub-circuits and auxiliary installations | 5.08 | Electrical Installations – Distribution Boards & Circuits | No. (each) | AED | 85 | AI | ✓ |  | Citywalk Plot 5.11 Main Works Contract BOQ (1).xlsx |  |  |  | CITYWALK PHASE-05, PLOT 5.11 | Residential | CITYWALK RESIDENTIAL 1 LLC
230 | R | SMDB-L4 to DB-410 | 49 | m | 66 | 3234 | R — Electrical Engineering Installations | R | R04 | R0402 | R4 Final sub-circuits and auxiliary installations | 5.08 | Electrical Installations – Distribution Boards & Circuits | No. (each) | AED | 85 | AI | ✓ |  | Citywalk Plot 5.11 Main Works Contract BOQ (1).xlsx |  |  |  | CITYWALK PHASE-05, PLOT 5.11 | Residential | CITYWALK RESIDENTIAL 1 LLC
232 | S | SMDB-L4 to DB-411 | 57 | m | 66 | 3762 | R — Electrical Engineering Installations | R | R04 | R0402 | R4 Final sub-circuits and auxiliary installations | 5.08 | Electrical Installations – Distribution Boards & Circuits | No. (each) | AED | 85 | AI | ✓ |  | Citywalk Plot 5.11 Main Works Contract BOQ (1).xlsx |  |  |  | CITYWALK PHASE-05, PLOT 5.11 | Residential | CITYWALK RESIDENTIAL 1 LLC
234 | T | SMDB-L4 to DB-412 | 68 | m | 66 | 4488 | R — Electrical Engineering Installations | R | R04 | R0402 | R4 Final sub-circuits and auxiliary installations | 5.08 | Electrical Installations – Distribution Boards & Circuits | No. (each) | AED | 85 | AI | ✓ |  | Citywalk Plot 5.11 Main Works Contract BOQ (1).xlsx |  |  |  | CITYWALK PHASE-05, PLOT 5.11 | Residential | CITYWALK RESIDENTIAL 1 LLC
236 | U | SMDB-L4 to DB-413 | 76 | m | 66 | 5016 | R — Electrical Engineering Installations | R | R04 | R0402 | R4 Final sub-circuits and auxiliary installations | 5.08 | Electrical Installations – Distribution Boards & Circuits | No. (each) | AED | 85 | AI | ✓ |  | Citywalk Plot 5.11 Main Works Contract BOQ (1).xlsx |  |  |  | CITYWALK PHASE-05, PLOT 5.11 | Residential | CITYWALK RESIDENTIAL 1 LLC
238 | V | SMDB-L4 to DB-415 | 53 | m | 66 | 3498 | R — Electrical Engineering Installations | R | R04 | R0402 | R4 Final sub-circuits and auxiliary installations | 5.08 | Electrical Installations – Distribution Boards & Circuits | No. (each) | AED | 85 | AI | ✓ |  | Citywalk Plot 5.11 Main Works Contract BOQ (1).xlsx |  |  |  | CITYWALK PHASE-05, PLOT 5.11 | Residential | CITYWALK RESIDENTIAL 1 LLC
240 | W | SMDB-L4 to DB-416 | 48 | m | 66 | 3168 | R — Electrical Engineering Installations | R | R04 | R0402 | R4 Final sub-circuits and auxiliary installations | 5.08 | Electrical Installations – Distribution Boards & Circuits | No. (each) | AED | 85 | AI | ✓ |  | Citywalk Plot 5.11 Main Works Contract BOQ (1).xlsx |  |  |  | CITYWALK PHASE-05, PLOT 5.11 | Residential | CITYWALK RESIDENTIAL 1 LLC
242 | X | SMDB-L5 to DB-501 | 26 | m | 66 | 1716 | R — Electrical Engineering Installations | R | R04 | R0402 | R4 Final sub-circuits and auxiliary installations | 5.08 | Electrical Installations – Distribution Boards & Circuits | No. (each) | AED | 85 | AI | ✓ |  | Citywalk Plot 5.11 Main Works Contract BOQ (1).xlsx |  |  |  | CITYWALK PHASE-05, PLOT 5.11 | Residential | CITYWALK RESIDENTIAL 1 LLC
245 |  |  |  | To Collection AED |  | 67848 | [8 empty] | AED |  |  |  |  | Citywalk Plot 5.11 Main Works Contract BOQ (1).xlsx |  |  |  | CITYWALK PHASE-05, PLOT 5.11 | Residential | CITYWALK RESIDENTIAL 1 LLC
▸ POWER SYSTEM INSTALLATIONS (Cont'd)
251 | A | SMDB-L5 to DB-502 | 39 | m | 66 | 2574 | R — Electrical Engineering Installations | R | R04 | R0402 | R4 Final sub-circuits and auxiliary installations | 5.08 | Electrical Installations – Distribution Boards & Circuits | No. (each) | AED | 85 | AI | ✓ |  | Citywalk Plot 5.11 Main Works Contract BOQ (1).xlsx |  |  |  | CITYWALK PHASE-05, PLOT 5.11 | Residential | CITYWALK RESIDENTIAL 1 LLC
253 | B | SMDB-L5 to DB-503 | 41 | m | 66 | 2706 | R — Electrical Engineering Installations | R | R04 | R0402 | R4 Final sub-circuits and auxiliary installations | 5.08 | Electrical Installations – Distribution Boards & Circuits | No. (each) | AED | 85 | AI | ✓ |  | Citywalk Plot 5.11 Main Works Contract BOQ (1).xlsx |  |  |  | CITYWALK PHASE-05, PLOT 5.11 | Residential | CITYWALK RESIDENTIAL 1 LLC
255 | C | SMDB-L5 to DB-504 | 26 | m | 66 | 1716 | R — Electrical Engineering Installations | R | R04 | R0402 | R4 Final sub-circuits and auxiliary installations | 5.08 | Electrical Installations – Distribution Boards & Circuits | No. (each) | AED | 85 | AI | ✓ |  | Citywalk Plot 5.11 Main Works Contract BOQ (1).xlsx |  |  |  | CITYWALK PHASE-05, PLOT 5.11 | Residential | CITYWALK RESIDENTIAL 1 LLC
257 | D | SMDB-L5 to DB-505 | 19 | m | 66 | 1254 | R — Electrical Engineering Installations | R | R04 | R0402 | R4 Final sub-circuits and auxiliary installations | 5.08 | Electrical Installations – Distribution Boards & Circuits | No. (each) | AED | 85 | AI | ✓ |  | Citywalk Plot 5.11 Main Works Contract BOQ (1).xlsx |  |  |  | CITYWALK PHASE-05, PLOT 5.11 | Residential | CITYWALK RESIDENTIAL 1 LLC
259 | E | SMDB-L5 to DB-506 | 29 | m | 66 | 1914 | R — Electrical Engineering Installations | R | R04 | R0402 | R4 Final sub-circuits and auxiliary installations | 5.08 | Electrical Installations – Distribution Boards & Circuits | No. (each) | AED | 85 | AI | ✓ |  | Citywalk Plot 5.11 Main Works Contract BOQ (1).xlsx |  |  |  | CITYWALK PHASE-05, PLOT 5.11 | Residential | CITYWALK RESIDENTIAL 1 LLC
261 | F | SMDB-L5 to DB-507 | 37 | m | 66 | 2442 | R — Electrical Engineering Installations | R | R04 | R0402 | R4 Final sub-circuits and auxiliary installations | 5.08 | Electrical Installations – Distribution Boards & Circuits | No. (each) | AED | 85 | AI | ✓ |  | Citywalk Plot 5.11 Main Works Contract BOQ (1).xlsx |  |  |  | CITYWALK PHASE-05, PLOT 5.11 | Residential | CITYWALK RESIDENTIAL 1 LLC
263 | G | SMDB-L5 to DB-508 | 42 | m | 66 | 2772 | R — Electrical Engineering Installations | R | R04 | R0402 | R4 Final sub-circuits and auxiliary installations | 5.08 | Electrical Installations – Distribution Boards & Circuits | No. (each) | AED | 85 | AI | ✓ |  | Citywalk Plot 5.11 Main Works Contract BOQ (1).xlsx |  |  |  | CITYWALK PHASE-05, PLOT 5.11 | Residential | CITYWALK RESIDENTIAL 1 LLC
265 | H | SMDB-L5 to DB-509 | 49 | m | 66 | 3234 | R — Electrical Engineering Installations | R | R04 | R0402 | R4 Final sub-circuits and auxiliary installations | 5.08 | Electrical Installations – Distribution Boards & Circuits | No. (each) | AED | 85 | AI | ✓ |  | Citywalk Plot 5.11 Main Works Contract BOQ (1).xlsx |  |  |  | CITYWALK PHASE-05, PLOT 5.11 | Residential | CITYWALK RESIDENTIAL 1 LLC
267 | J | SMDB-L5 to DB-510 | 57 | m | 66 | 3762 | R — Electrical Engineering Installations | R | R04 | R0402 | R4 Final sub-circuits and auxiliary installations | 5.08 | Electrical Installations – Distribution Boards & Circuits | No. (each) | AED | 85 | AI | ✓ |  | Citywalk Plot 5.11 Main Works Contract BOQ (1).xlsx |  |  |  | CITYWALK PHASE-05, PLOT 5.11 | Residential | CITYWALK RESIDENTIAL 1 LLC
269 | K | SMDB-L5 to DB-511 | 68 | m | 66 | 4488 | R — Electrical Engineering Installations | R | R04 | R0402 | R4 Final sub-circuits and auxiliary installations | 5.08 | Electrical Installations – Distribution Boards & Circuits | No. (each) | AED | 85 | AI | ✓ |  | Citywalk Plot 5.11 Main Works Contract BOQ (1).xlsx |  |  |  | CITYWALK PHASE-05, PLOT 5.11 | Residential | CITYWALK RESIDENTIAL 1 LLC
271 | L | SMDB-L5 to DB-512 | 76 | m | 66 | 5016 | R — Electrical Engineering Installations | R | R04 | R0402 | R4 Final sub-circuits and auxiliary installations | 5.08 | Electrical Installations – Distribution Boards & Circuits | No. (each) | AED | 85 | AI | ✓ |  | Citywalk Plot 5.11 Main Works Contract BOQ (1).xlsx |  |  |  | CITYWALK PHASE-05, PLOT 5.11 | Residential | CITYWALK RESIDENTIAL 1 LLC
273 | M | SMDB-L5 to DB-514 | 54 | m | 66 | 3564 | R — Electrical Engineering Installations | R | R04 | R0402 | R4 Final sub-circuits and auxiliary installations | 5.08 | Electrical Installations – Distribution Boards & Circuits | No. (each) | AED | 85 | AI | ✓ |  | Citywalk Plot 5.11 Main Works Contract BOQ (1).xlsx |  |  |  | CITYWALK PHASE-05, PLOT 5.11 | Residential | CITYWALK RESIDENTIAL 1 LLC
275 | N | SMDB-L5 to DB-515 | 48 | m | 66 | 3168 | R — Electrical Engineering Installations | R | R04 | R0402 | R4 Final sub-circuits and auxiliary installations | 5.08 | Electrical Installations – Distribution Boards & Circuits | No. (each) | AED | 85 | AI | ✓ |  | Citywalk Plot 5.11 Main Works Contract BOQ (1).xlsx |  |  |  | CITYWALK PHASE-05, PLOT 5.11 | Residential | CITYWALK RESIDENTIAL 1 LLC
277 | P | SMDB-L6 to DB-601 | 26 | m | 66 | 1716 | R — Electrical Engineering Installations | R | R04 | R0402 | R4 Final sub-circuits and auxiliary installations | 5.08 | Electrical Installations – Distribution Boards & Circuits | No. (each) | AED | 85 | AI | ✓ |  | Citywalk Plot 5.11 Main Works Contract BOQ (1).xlsx |  |  |  | CITYWALK PHASE-05, PLOT 5.11 | Residential | CITYWALK RESIDENTIAL 1 LLC
279 | Q | SMDB-L6 to DB-602 | 39 | m | 66 | 2574 | R — Electrical Engineering Installations | R | R04 | R0402 | R4 Final sub-circuits and auxiliary installations | 5.08 | Electrical Installations – Distribution Boards & Circuits | No. (each) | AED | 85 | AI | ✓ |  | Citywalk Plot 5.11 Main Works Contract BOQ (1).xlsx |  |  |  | CITYWALK PHASE-05, PLOT 5.11 | Residential | CITYWALK RESIDENTIAL 1 LLC
281 | R | SMDB-L6 to DB-603 | 41 | m | 66 | 2706 | R — Electrical Engineering Installations | R | R04 | R0402 | R4 Final sub-circuits and auxiliary installations | 5.08 | Electrical Installations – Distribution Boards & Circuits | No. (each) | AED | 85 | AI | ✓ |  | Citywalk Plot 5.11 Main Works Contract BOQ (1).xlsx |  |  |  | CITYWALK PHASE-05, PLOT 5.11 | Residential | CITYWALK RESIDENTIAL 1 LLC
283 | S | SMDB-L6 to DB-604 | 26 | m | 66 | 1716 | R — Electrical Engineering Installations | R | R04 | R0402 | R4 Final sub-circuits and auxiliary installations | 5.08 | Electrical Installations – Distribution Boards & Circuits | No. (each) | AED | 85 | AI | ✓ |  | Citywalk Plot 5.11 Main Works Contract BOQ (1).xlsx |  |  |  | CITYWALK PHASE-05, PLOT 5.11 | Residential | CITYWALK RESIDENTIAL 1 LLC
285 | T | SMDB-L6 to DB-605 | 19 | m | 66 | 1254 | R — Electrical Engineering Installations | R | R04 | R0402 | R4 Final sub-circuits and auxiliary installations | 5.08 | Electrical Installations – Distribution Boards & Circuits | No. (each) | AED | 85 | AI | ✓ |  | Citywalk Plot 5.11 Main Works Contract BOQ (1).xlsx |  |  |  | CITYWALK PHASE-05, PLOT 5.11 | Residential | CITYWALK RESIDENTIAL 1 LLC
287 | U | SMDB-L6 to DB-606 | 29 | m | 66 | 1914 | R — Electrical Engineering Installations | R | R04 | R0402 | R4 Final sub-circuits and auxiliary installations | 5.08 | Electrical Installations – Distribution Boards & Circuits | No. (each) | AED | 85 | AI | ✓ |  | Citywalk Plot 5.11 Main Works Contract BOQ (1).xlsx |  |  |  | CITYWALK PHASE-05, PLOT 5.11 | Residential | CITYWALK RESIDENTIAL 1 LLC
289 | V | SMDB-L6 to DB-607 | 37 | m | 66 | 2442 | R — Electrical Engineering Installations | R | R04 | R0402 | R4 Final sub-circuits and auxiliary installations | 5.08 | Electrical Installations – Distribution Boards & Circuits | No. (each) | AED | 85 | AI | ✓ |  | Citywalk Plot 5.11 Main Works Contract BOQ (1).xlsx |  |  |  | CITYWALK PHASE-05, PLOT 5.11 | Residential | CITYWALK RESIDENTIAL 1 LLC
291 | W | SMDB-L6 to DB-608 | 42 | m | 66 | 2772 | R — Electrical Engineering Installations | R | R04 | R0402 | R4 Final sub-circuits and auxiliary installations | 5.08 | Electrical Installations – Distribution Boards & Circuits | No. (each) | AED | 85 | AI | ✓ |  | Citywalk Plot 5.11 Main Works Contract BOQ (1).xlsx |  |  |  | CITYWALK PHASE-05, PLOT 5.11 | Residential | CITYWALK RESIDENTIAL 1 LLC
293 | X | SMDB-L6 to DB-609 | 49 | m | 66 | 3234 | R — Electrical Engineering Installations | R | R04 | R0402 | R4 Final sub-circuits and auxiliary installations | 5.08 | Electrical Installations – Distribution Boards & Circuits | No. (each) | AED | 85 | AI | ✓ |  | Citywalk Plot 5.11 Main Works Contract BOQ (1).xlsx |  |  |  | CITYWALK PHASE-05, PLOT 5.11 | Residential | CITYWALK RESIDENTIAL 1 LLC
296 |  |  |  | To Collection AED |  | 58938 | [8 empty] | AED |  |  |  |  | Citywalk Plot 5.11 Main Works Contract BOQ (1).xlsx |  |  |  | CITYWALK PHASE-05, PLOT 5.11 | Residential | CITYWALK RESIDENTIAL 1 LLC
▸ POWER SYSTEM INSTALLATIONS (Cont'd)
302 | A | SMDB-L6 to DB-610 | 57 | m | 66 | 3762 | R — Electrical Engineering Installations | R | R04 | R0402 | R4 Final sub-circuits and auxiliary installations | 5.08 | Electrical Installations – Distribution Boards & Circuits | No. (each) | AED | 85 | AI | ✓ |  | Citywalk Plot 5.11 Main Works Contract BOQ (1).xlsx |  |  |  | CITYWALK PHASE-05, PLOT 5.11 | Residential | CITYWALK RESIDENTIAL 1 LLC
304 | B | SMDB-L6 to DB-611 | 68 | m | 66 | 4488 | R — Electrical Engineering Installations | R | R04 | R0402 | R4 Final sub-circuits and auxiliary installations | 5.08 | Electrical Installations – Distribution Boards & Circuits | No. (each) | AED | 85 | AI | ✓ |  | Citywalk Plot 5.11 Main Works Contract BOQ (1).xlsx |  |  |  | CITYWALK PHASE-05, PLOT 5.11 | Residential | CITYWALK RESIDENTIAL 1 LLC
306 | C | SMDB-L6 to DB-612 | 76 | m | 66 | 5016 | R — Electrical Engineering Installations | R | R04 | R0402 | R4 Final sub-circuits and auxiliary installations | 5.08 | Electrical Installations – Distribution Boards & Circuits | No. (each) | AED | 85 | AI | ✓ |  | Citywalk Plot 5.11 Main Works Contract BOQ (1).xlsx |  |  |  | CITYWALK PHASE-05, PLOT 5.11 | Residential | CITYWALK RESIDENTIAL 1 LLC
308 | D | SMDB-L6 to DB-614 | 54 | m | 66 | 3564 | R — Electrical Engineering Installations | R | R04 | R0402 | R4 Final sub-circuits and auxiliary installations | 5.08 | Electrical Installations – Distribution Boards & Circuits | No. (each) | AED | 85 | AI | ✓ |  | Citywalk Plot 5.11 Main Works Contract BOQ (1).xlsx |  |  |  | CITYWALK PHASE-05, PLOT 5.11 | Residential | CITYWALK RESIDENTIAL 1 LLC
310 | E | SMDB-L6 to DB-615 | 48 | m | 66 | 3168 | R — Electrical Engineering Installations | R | R04 | R0402 | R4 Final sub-circuits and auxiliary installations | 5.08 | Electrical Installations – Distribution Boards & Circuits | No. (each) | AED | 85 | AI | ✓ |  | Citywalk Plot 5.11 Main Works Contract BOQ (1).xlsx |  |  |  | CITYWALK PHASE-05, PLOT 5.11 | Residential | CITYWALK RESIDENTIAL 1 LLC
312 | F | SMDB-L7 to DB-701 | 26 | m | 66 | 1716 | R — Electrical Engineering Installations | R | R04 | R0402 | R4 Final sub-circuits and auxiliary installations | 5.08 | Electrical Installations – Distribution Boards & Circuits | No. (each) | AED | 85 | AI | ✓ |  | Citywalk Plot 5.11 Main Works Contract BOQ (1).xlsx |  |  |  | CITYWALK PHASE-05, PLOT 5.11 | Residential | CITYWALK RESIDENTIAL 1 LLC
314 | G | SMDB-L7 to DB-702 | 39 | m | 66 | 2574 | R — Electrical Engineering Installations | R | R04 | R0402 | R4 Final sub-circuits and auxiliary installations | 5.08 | Electrical Installations – Distribution Boards & Circuits | No. (each) | AED | 85 | AI | ✓ |  | Citywalk Plot 5.11 Main Works Contract BOQ (1).xlsx |  |  |  | CITYWALK PHASE-05, PLOT 5.11 | Residential | CITYWALK RESIDENTIAL 1 LLC
316 | H | SMDB-L7 to DB-703 | 41 | m | 66 | 2706 | R — Electrical Engineering Installations | R | R04 | R0402 | R4 Final sub-circuits and auxiliary installations | 5.08 | Electrical Installations – Distribution Boards & Circuits | No. (each) | AED | 85 | AI | ✓ |  | Citywalk Plot 5.11 Main Works Contract BOQ (1).xlsx |  |  |  | CITYWALK PHASE-05, PLOT 5.11 | Residential | CITYWALK RESIDENTIAL 1 LLC
318 | J | SMDB-L7 to DB-704 | 26 | m | 66 | 1716 | R — Electrical Engineering Installations | R | R04 | R0402 | R4 Final sub-circuits and auxiliary installations | 5.08 | Electrical Installations – Distribution Boards & Circuits | No. (each) | AED | 85 | AI | ✓ |  | Citywalk Plot 5.11 Main Works Contract BOQ (1).xlsx |  |  |  | CITYWALK PHASE-05, PLOT 5.11 | Residential | CITYWALK RESIDENTIAL 1 LLC
320 | K | SMDB-L7 to DB-705 | 19 | m | 66 | 1254 | R — Electrical Engineering Installations | R | R04 | R0402 | R4 Final sub-circuits and auxiliary installations | 5.08 | Electrical Installations – Distribution Boards & Circuits | No. (each) | AED | 85 | AI | ✓ |  | Citywalk Plot 5.11 Main Works Contract BOQ (1).xlsx |  |  |  | CITYWALK PHASE-05, PLOT 5.11 | Residential | CITYWALK RESIDENTIAL 1 LLC
322 | L | SMDB-L7 to DB-706 | 29 | m | 66 | 1914 | R — Electrical Engineering Installations | R | R05 | R0502 | R5 Accessories | 5.08 | Electrical Installations – Power Distribution & Wiring | Item | AED | 85 | AI | ✓ |  | Citywalk Plot 5.11 Main Works Contract BOQ (1).xlsx |  |  |  | CITYWALK PHASE-05, PLOT 5.11 | Residential | CITYWALK RESIDENTIAL 1 LLC
324 | M | SMDB-L7 to DB-707 | 37 | m | 66 | 2442 | R — Electrical Engineering Installations | R | R05 | R0502 | R5 Accessories | 5.08 | Electrical Installations – Power Distribution & Wiring | Item | AED | 85 | AI | ✓ |  | Citywalk Plot 5.11 Main Works Contract BOQ (1).xlsx |  |  |  | CITYWALK PHASE-05, PLOT 5.11 | Residential | CITYWALK RESIDENTIAL 1 LLC
326 | N | SMDB-L7 to DB-708 | 42 | m | 66 | 2772 | R — Electrical Engineering Installations | R | R05 | R0502 | R5 Accessories | 5.08 | Electrical Installations – Power Distribution & Wiring | Item | AED | 85 | AI | ✓ |  | Citywalk Plot 5.11 Main Works Contract BOQ (1).xlsx |  |  |  | CITYWALK PHASE-05, PLOT 5.11 | Residential | CITYWALK RESIDENTIAL 1 LLC
328 | P | SMDB-L7 to DB-709 | 49 | m | 66 | 3234 | R — Electrical Engineering Installations | R | R05 | R0502 | R5 Accessories | 5.08 | Electrical Installations – Power Distribution & Wiring | Item | AED | 85 | AI | ✓ |  | Citywalk Plot 5.11 Main Works Contract BOQ (1).xlsx |  |  |  | CITYWALK PHASE-05, PLOT 5.11 | Residential | CITYWALK RESIDENTIAL 1 LLC
330 | Q | SMDB-L7 to DB-710 | 57 | m | 66 | 3762 | R — Electrical Engineering Installations | R | R05 | R0502 | R5 Accessories | 5.08 | Electrical Installations – Power Distribution & Wiring | Item | AED | 85 | AI | ✓ |  | Citywalk Plot 5.11 Main Works Contract BOQ (1).xlsx |  |  |  | CITYWALK PHASE-05, PLOT 5.11 | Residential | CITYWALK RESIDENTIAL 1 LLC
332 | R | SMDB-L7 to DB-711 | 68 | m | 66 | 4488 | R — Electrical Engineering Installations | R | R05 | R0502 | R5 Accessories | 5.08 | Electrical Installations – Power Distribution & Wiring | Item | AED | 85 | AI | ✓ |  | Citywalk Plot 5.11 Main Works Contract BOQ (1).xlsx |  |  |  | CITYWALK PHASE-05, PLOT 5.11 | Residential | CITYWALK RESIDENTIAL 1 LLC
334 | S | SMDB-L7 to DB-712 | 76 | m | 66 | 5016 | R — Electrical Engineering Installations | R | R05 | R0502 | R5 Accessories | 5.08 | Electrical Installations – Power Distribution & Wiring | Item | AED | 85 | AI | ✓ |  | Citywalk Plot 5.11 Main Works Contract BOQ (1).xlsx |  |  |  | CITYWALK PHASE-05, PLOT 5.11 | Residential | CITYWALK RESIDENTIAL 1 LLC
336 | T | SMDB-L7 to DB-714 | 54 | m | 66 | 3564 | R — Electrical Engineering Installations | R | R05 | R0502 | R5 Accessories | 5.08 | Electrical Installations – Power Distribution & Wiring | Item | AED | 85 | AI | ✓ |  | Citywalk Plot 5.11 Main Works Contract BOQ (1).xlsx |  |  |  | CITYWALK PHASE-05, PLOT 5.11 | Residential | CITYWALK RESIDENTIAL 1 LLC
338 | U | SMDB-L7 to DB-715 | 48 | m | 66 | 3168 | R — Electrical Engineering Installations | R | R05 | R0502 | R5 Accessories | 5.08 | Electrical Installations – Power Distribution & Wiring | Item | AED | 85 | AI | ✓ |  | Citywalk Plot 5.11 Main Works Contract BOQ (1).xlsx |  |  |  | CITYWALK PHASE-05, PLOT 5.11 | Residential | CITYWALK RESIDENTIAL 1 LLC
340 | V | SMDB-L8 to DB-801 | 21 | m | 66 | 1386 | R — Electrical Engineering Installations | R | R05 | R0502 | R5 Accessories | 5.08 | Electrical Installations – Power Distribution & Wiring | Item | AED | 85 | AI | ✓ |  | Citywalk Plot 5.11 Main Works Contract BOQ (1).xlsx |  |  |  | CITYWALK PHASE-05, PLOT 5.11 | Residential | CITYWALK RESIDENTIAL 1 LLC
342 | W | SMDB-L8 to DB-803 | 26 | m | 66 | 1716 | R — Electrical Engineering Installations | R | R05 | R0502 | R5 Accessories | 5.08 | Electrical Installations – Power Distribution & Wiring | Item | AED | 85 | AI | ✓ |  | Citywalk Plot 5.11 Main Works Contract BOQ (1).xlsx |  |  |  | CITYWALK PHASE-05, PLOT 5.11 | Residential | CITYWALK RESIDENTIAL 1 LLC
344 | X | SMDB-L8 to DB-804 | 23 | m | 66 | 1518 | R — Electrical Engineering Installations | R | R05 | R0502 | R5 Accessories | 5.08 | Electrical Installations – Power Distribution & Wiring | Item | AED | 85 | AI | ✓ |  | Citywalk Plot 5.11 Main Works Contract BOQ (1).xlsx |  |  |  | CITYWALK PHASE-05, PLOT 5.11 | Residential | CITYWALK RESIDENTIAL 1 LLC
347 |  |  |  | To Collection AED |  | 64944 | [8 empty] | AED |  |  |  |  | Citywalk Plot 5.11 Main Works Contract BOQ (1).xlsx |  |  |  | CITYWALK PHASE-05, PLOT 5.11 | Residential | CITYWALK RESIDENTIAL 1 LLC
▸ POWER SYSTEM INSTALLATIONS (Cont'd)
353 | A | SMDB-L8 to DB-805 | 35 | m | 66 | 2310 | R — Electrical Engineering Installations | R | R05 | R0502 | R5 Accessories | 5.08 | Electrical Installations – Power Distribution & Wiring | Item | AED | 85 | AI | ✓ |  | Citywalk Plot 5.11 Main Works Contract BOQ (1).xlsx |  |  |  | CITYWALK PHASE-05, PLOT 5.11 | Residential | CITYWALK RESIDENTIAL 1 LLC
355 | B | SMDB-L8 to DB-806 | 50 | m | 66 | 3300 | R — Electrical Engineering Installations | R | R05 | R0502 | R5 Accessories | 5.08 | Electrical Installations – Power Distribution & Wiring | Item | AED | 85 | AI | ✓ |  | Citywalk Plot 5.11 Main Works Contract BOQ (1).xlsx |  |  |  | CITYWALK PHASE-05, PLOT 5.11 | Residential | CITYWALK RESIDENTIAL 1 LLC
357 | C | SMDB-LL-RF to DB-LL-RF | 7 | m | 66 | 462 | R — Electrical Engineering Installations | R | R05 | R0502 | R5 Accessories | 5.08 | Electrical Installations – Power Distribution & Wiring | Item | AED | 85 | AI | ✓ |  | Citywalk Plot 5.11 Main Works Contract BOQ (1).xlsx |  |  |  | CITYWALK PHASE-05, PLOT 5.11 | Residential | CITYWALK RESIDENTIAL 1 LLC
359 | D | SMDB-LL-GF to DB-LL-L3 | 16 | m | 66 | 1056 | R — Electrical Engineering Installations | R | R05 | R0502 | R5 Accessories | 5.08 | Electrical Installations – Power Distribution & Wiring | Item | AED | 85 | AI | ✓ |  | Citywalk Plot 5.11 Main Works Contract BOQ (1).xlsx |  |  |  | CITYWALK PHASE-05, PLOT 5.11 | Residential | CITYWALK RESIDENTIAL 1 LLC
361 | E | SMDB-LL-GF to DB-LL-L6 | 26 | m | 66 | 1716 | R — Electrical Engineering Installations | R | R05 | R0502 | R5 Accessories | 5.08 | Electrical Installations – Power Distribution & Wiring | Item | AED | 85 | AI | ✓ |  | Citywalk Plot 5.11 Main Works Contract BOQ (1).xlsx |  |  |  | CITYWALK PHASE-05, PLOT 5.11 | Residential | CITYWALK RESIDENTIAL 1 LLC
363 | F | SMDB-LL-GF to DB-GYM | 9 | m | 66 | 594 | R — Electrical Engineering Installations | R | R05 | R0502 | R5 Accessories | 5.08 | Electrical Installations – Power Distribution & Wiring | Item | AED | 85 | AI | ✓ |  | Citywalk Plot 5.11 Main Works Contract BOQ (1).xlsx |  |  |  | CITYWALK PHASE-05, PLOT 5.11 | Residential | CITYWALK RESIDENTIAL 1 LLC
▸ 4C 6mm2 XLPE/SWA/PVC/CU + 1C 6mm2 ECC
367 | G | ESMDB-RF to 40A TPN ISOL (BOOSTER PUMP) | 32 | m | 49 | 1568 | Q — Mechanical Engineering Installations | Q | Q07 | Q0702 | Q7 Insulation, including linings and protective coverings | 5.06 | Mechanical Engineering Installations | Length (m), Weight (t), Area (m²), Enumerated (nr), Item | AED | 63 | Fuzzy | ⚠ |  | Citywalk Plot 5.11 Main Works Contract BOQ (1).xlsx |  |  |  | CITYWALK PHASE-05, PLOT 5.11 | Residential | CITYWALK RESIDENTIAL 1 LLC
369 | H | MCC-CHWP to 20A TPN ISOL (Dosing unit) (2Nr.) | 19 | m | 49 | 931 | R — Electrical Engineering Installations | R | R05 | R0502 | R5 Accessories | 5.08 | Electrical Installations – Power Distribution & Wiring | Length (m) | AED | 82 | AI | ⚠ |  | Citywalk Plot 5.11 Main Works Contract BOQ (1).xlsx |  |  |  | CITYWALK PHASE-05, PLOT 5.11 | Residential | CITYWALK RESIDENTIAL 1 LLC
▸ 2C 6mm2 XLPE/SWA/PVC/CU + 1C 6mm2 ECC
373 | J | SMDB-LL-RF to 20A SPN ISOL (Heat recovery wheel) (2Nr.) | 35 | m | 40 | 1400 | R — Electrical Engineering Installations | R | R05 | R0502 | R5 Accessories | 5.08 | Electrical Installations – Power Distribution & Wiring | Length (m) | AED | 82 | AI | ⚠ |  | Citywalk Plot 5.11 Main Works Contract BOQ (1).xlsx |  |  |  | CITYWALK PHASE-05, PLOT 5.11 | Residential | CITYWALK RESIDENTIAL 1 LLC
375 | K | SMDB-LL-RF to 20A SPN ISOL (Signage) (2Nr.) | 58 | m | 40 | 2320 | R — Electrical Engineering Installations | R | R05 | R0502 | R5 Accessories | 5.08 | Electrical Installations – Power Distribution & Wiring | Length (m) | AED | 82 | AI | ⚠ |  | Citywalk Plot 5.11 Main Works Contract BOQ (1).xlsx |  |  |  | CITYWALK PHASE-05, PLOT 5.11 | Residential | CITYWALK RESIDENTIAL 1 LLC
▸ 2C 4mm2 XLPE/SWA/PVC/CU + 1C 4mm2 ECC
379 | L | ESMDB-RF to 20A SPN ISOL ( LIFT LIGHT-01) | 19 | m | 39 | 741 | R — Electrical Engineering Installations | R | R05 | R0502 | R5 Accessories | 5.08 | Electrical Installations – Power Distribution & Wiring | Length (m) | AED | 82 | AI | ⚠ |  | Citywalk Plot 5.11 Main Works Contract BOQ (1).xlsx |  |  |  | CITYWALK PHASE-05, PLOT 5.11 | Residential | CITYWALK RESIDENTIAL 1 LLC
381 | M | ESMDB-RF to 20A SPN ISOL ( LIFT LIGHT-02) | 17 | m | 39 | 663 | R — Electrical Engineering Installations | R | R05 | R0502 | R5 Accessories | 5.08 | Electrical Installations – Power Distribution & Wiring | Length (m) | AED | 82 | AI | ⚠ |  | Citywalk Plot 5.11 Main Works Contract BOQ (1).xlsx |  |  |  | CITYWALK PHASE-05, PLOT 5.11 | Residential | CITYWALK RESIDENTIAL 1 LLC
383 | N | ESMDB-RF to 20A SPN ISOL ( SERVICE LIFT LIGHT) | 18 | m | 39 | 702 | R — Electrical Engineering Installations | R | R05 | R0502 | R5 Accessories | 5.08 | Electrical Installations – Power Distribution & Wiring | Length (m) | AED | 82 | AI | ⚠ |  | Citywalk Plot 5.11 Main Works Contract BOQ (1).xlsx |  |  |  | CITYWALK PHASE-05, PLOT 5.11 | Residential | CITYWALK RESIDENTIAL 1 LLC
386 |  |  |  | To Collection AED |  | 17763 | [8 empty] | AED |  |  |  |  | Citywalk Plot 5.11 Main Works Contract BOQ (1).xlsx |  |  |  | CITYWALK PHASE-05, PLOT 5.11 | Residential | CITYWALK RESIDENTIAL 1 LLC
▸ POWER SYSTEM INSTALLATIONS (Cont'd)
▸ Fire rated cables; including fixings, supports, terminations, accessories and all ancillary works as necessary
▸ 4C 70mm2 XLPE/SWA/CU(FIRE RATED) + 1C 35mm2 ECC(FIRE RATED)
396 | A | EMDB to ESMDB-RF | 40 | m | 335 | 13400 | R — Electrical Engineering Installations | R | R05 | R0502 | R5 Accessories | 5.08 | Electrical Installations – Power Distribution & Wiring | Length (m) | AED | 85 | AI | ✓ |  | Citywalk Plot 5.11 Main Works Contract BOQ (1).xlsx |  |  |  | CITYWALK PHASE-05, PLOT 5.11 | Residential | CITYWALK RESIDENTIAL 1 LLC
▸ 4C 25mm2 XLPE/SWA/CU(FIRE RATED) + 1C 16mm2 ECC(FIRE RATED)
400 | B | ESMDB-GF to EDB-L8 | 35 | m | 150 | 5250 | R — Electrical Engineering Installations | R | R05 | R0502 | R5 Accessories | 5.08 | Electrical Installations – Power Distribution & Wiring | Length (m) | AED | 85 | AI | ✓ |  | Citywalk Plot 5.11 Main Works Contract BOQ (1).xlsx |  |  |  | CITYWALK PHASE-05, PLOT 5.11 | Residential | CITYWALK RESIDENTIAL 1 LLC
▸ 4C 16mm2 XLPE/SWA/CU(FIRE RATED) + 1C 16mm2 ECC(FIRE RATED)
404 | C | EMDB to 63A TPN ISOL (Service fire man lift) | 48 | m | 116 | 5568 | R — Electrical Engineering Installations | R | R05 | R0502 | R5 Accessories | 5.08 | Electrical Installations – Power Distribution & Wiring | Length (m) | AED | 84 | AI | ⚠ |  | Citywalk Plot 5.11 Main Works Contract BOQ (1).xlsx |  |  |  | CITYWALK PHASE-05, PLOT 5.11 | Residential | CITYWALK RESIDENTIAL 1 LLC
▸ 4C 10mm2 XLPE/SWA/CU(FIRE RATED) + 1C 10mm2 ECC(FIRE RATED)
408 | D | ESMDB-GF to EDB-L2 | 13 | m | 92 | 1196 | R — Electrical Engineering Installations | R | R05 | R0502 | R5 Accessories | 5.08 | Electrical Installations – Power Distribution & Wiring | Length (m) | AED | 85 | AI | ✓ |  | Citywalk Plot 5.11 Main Works Contract BOQ (1).xlsx |  |  |  | CITYWALK PHASE-05, PLOT 5.11 | Residential | CITYWALK RESIDENTIAL 1 LLC
410 | E | ESMDB-GF to EDB-L5 | 23 | m | 92 | 2116 | R — Electrical Engineering Installations | R | R05 | R0502 | R5 Accessories | 5.08 | Electrical Installations – Power Distribution & Wiring | Length (m) | AED | 85 | AI | ✓ |  | Citywalk Plot 5.11 Main Works Contract BOQ (1).xlsx |  |  |  | CITYWALK PHASE-05, PLOT 5.11 | Residential | CITYWALK RESIDENTIAL 1 LLC
▸ 4C 6mm2 XLPE/SWA/CU(FIRE RATED) + 1C 6mm2 ECC(FIRE RATED)
414 | F | ESMDB-RF to 32A TPN ISOL (LPF-01) | 15 | m | 71 | 1065 | R — Electrical Engineering Installations | R | R05 | R0502 | R5 Accessories | 5.08 | Electrical Installations – Power Distribution & Wiring | Length (m) | AED | 84 | AI | ⚠ |  | Citywalk Plot 5.11 Main Works Contract BOQ (1).xlsx |  |  |  | CITYWALK PHASE-05, PLOT 5.11 | Residential | CITYWALK RESIDENTIAL 1 LLC
416 | G | ESMDB-BF to 32A TPN ISOL (MAF-01) | 33 | m | 71 | 2343 | R — Electrical Engineering Installations | R | R05 | R0502 | R5 Accessories | 5.08 | Electrical Installations – Power Distribution & Wiring | Length (m) | AED | 84 | AI | ⚠ |  | Citywalk Plot 5.11 Main Works Contract BOQ (1).xlsx |  |  |  | CITYWALK PHASE-05, PLOT 5.11 | Residential | CITYWALK RESIDENTIAL 1 LLC
418 | H | ESMDB-RF to 32A TPN ISOL (SEF-01) | 42 | m | 71 | 2982 | R — Electrical Engineering Installations | R | R05 | R0502 | R5 Accessories | 5.08 | Electrical Installations – Power Distribution & Wiring | Length (m) | AED | 84 | AI | ⚠ |  | Citywalk Plot 5.11 Main Works Contract BOQ (1).xlsx |  |  |  | CITYWALK PHASE-05, PLOT 5.11 | Residential | CITYWALK RESIDENTIAL 1 LLC
420 | J | ESMDB-RF to 20A TPN ISOL (GEF-01) | 43 | m | 71 | 3053 | R — Electrical Engineering Installations | R | R05 | R0502 | R5 Accessories | 5.08 | Electrical Installations – Power Distribution & Wiring | Length (m) | AED | 84 | AI | ⚠ |  | Citywalk Plot 5.11 Main Works Contract BOQ (1).xlsx |  |  |  | CITYWALK PHASE-05, PLOT 5.11 | Residential | CITYWALK RESIDENTIAL 1 LLC
422 | K | ESMDB-RF to 20A TPN ISOL (KEF-01) | 16 | m | 71 | 1136 | R — Electrical Engineering Installations | R | R05 | R0502 | R5 Accessories | 5.08 | Electrical Installations – Power Distribution & Wiring | Length (m) | AED | 84 | AI | ⚠ |  | Citywalk Plot 5.11 Main Works Contract BOQ (1).xlsx |  |  |  | CITYWALK PHASE-05, PLOT 5.11 | Residential | CITYWALK RESIDENTIAL 1 LLC
428 |  |  |  | To Collection AED |  | 38109 | [8 empty] | AED |  |  |  |  | Citywalk Plot 5.11 Main Works Contract BOQ (1).xlsx |  |  |  | CITYWALK PHASE-05, PLOT 5.11 | Residential | CITYWALK RESIDENTIAL 1 LLC
▸ POWER SYSTEM INSTALLATIONS (Cont'd)
▸ 400V 2000A TPN + E copper busbar
436 | A | LV Panel -1 to MCC Chiller | 76 | m | 71 | 5396 | R — Electrical Engineering Installations | R | R05 | R0501 | R5 Accessories | 5.08 | Electrical Installations – Main Distribution & Busbars | Length (m) | AED | 88 | AI | ✓ |  | Citywalk Plot 5.11 Main Works Contract BOQ (1).xlsx |  |  |  | CITYWALK PHASE-05, PLOT 5.11 | Residential | CITYWALK RESIDENTIAL 1 LLC
438 | B | Allowance for Connection from Busbar to MCC-Chiller | 1 | Item | 720058 | 720058 | R — Electrical Engineering Installations | R | R02 | R0202 | R2 Main circuits | 3.01 | Electrical – Busbar | Length (m) | AED | 95 | Rule | ✓ |  | Citywalk Plot 5.11 Main Works Contract BOQ (1).xlsx |  |  |  | CITYWALK PHASE-05, PLOT 5.11 | Residential | CITYWALK RESIDENTIAL 1 LLC
▸ Containment for sub-main and small power system; HDGI cable tray; including hangers, fittings, supports and all ancillary work as necessary
▸ Cable tray
444 | C | 100x100mm | 3 | m | 46 | 138 | R — Electrical Engineering Installations | R | R05 | R0503 | R5 Accessories | 5.08 | Electrical Installations – Cable Support & Containment | Length (m) | AED | 88 | AI | ✓ |  | Citywalk Plot 5.11 Main Works Contract BOQ (1).xlsx |  |  |  | CITYWALK PHASE-05, PLOT 5.11 | Residential | CITYWALK RESIDENTIAL 1 LLC
446 | D | 150x50mm | 348 | m | 64 | 22272 | R — Electrical Engineering Installations | R | R05 | R0503 | R5 Accessories | 5.08 | Electrical Installations – Cable Support & Containment | Length (m) | AED | 88 | AI | ✓ |  | Citywalk Plot 5.11 Main Works Contract BOQ (1).xlsx |  |  |  | CITYWALK PHASE-05, PLOT 5.11 | Residential | CITYWALK RESIDENTIAL 1 LLC
448 | E | 300x50mm | 281 | m | 111 | 31191 | R — Electrical Engineering Installations | R | R05 | R0503 | R5 Accessories | 5.08 | Electrical Installations – Cable Support & Containment | Length (m) | AED | 88 | AI | ✓ |  | Citywalk Plot 5.11 Main Works Contract BOQ (1).xlsx |  |  |  | CITYWALK PHASE-05, PLOT 5.11 | Residential | CITYWALK RESIDENTIAL 1 LLC
450 | F | 450x50mm | 135 | m | 146 | 19710 | R — Electrical Engineering Installations | R | R05 | R0503 | R5 Accessories | 5.08 | Electrical Installations – Cable Support & Containment | Length (m) | AED | 88 | AI | ✓ |  | Citywalk Plot 5.11 Main Works Contract BOQ (1).xlsx |  |  |  | CITYWALK PHASE-05, PLOT 5.11 | Residential | CITYWALK RESIDENTIAL 1 LLC
452 | G | 600x50mm | 31 | m | 223 | 6913 | R — Electrical Engineering Installations | R | R05 | R0503 | R5 Accessories | 5.08 | Electrical Installations – Cable Support & Containment | Length (m) | AED | 88 | AI | ✓ |  | Citywalk Plot 5.11 Main Works Contract BOQ (1).xlsx |  |  |  | CITYWALK PHASE-05, PLOT 5.11 | Residential | CITYWALK RESIDENTIAL 1 LLC
454 | H | 750x50mm | 42 | m | 267 | 11214 | R — Electrical Engineering Installations | R | R05 | R0502 | R5 Accessories | 5.08 | Electrical Installations – Cable Tray | Length (m) | AED | 85 | AI | ✓ |  | Citywalk Plot 5.11 Main Works Contract BOQ (1).xlsx |  |  |  | CITYWALK PHASE-05, PLOT 5.11 | Residential | CITYWALK RESIDENTIAL 1 LLC
▸ Trunking
458 | J | 100x100mm; 2 compartment | 73 | m | 112 | 8176 | R — Electrical Engineering Installations | R | R05 | R0503 | R5 Accessories | 5.08 | Electrical Installations – Trunking | Length (m) | AED | 85 | AI | ✓ |  | Citywalk Plot 5.11 Main Works Contract BOQ (1).xlsx |  |  |  | CITYWALK PHASE-05, PLOT 5.11 | Residential | CITYWALK RESIDENTIAL 1 LLC
▸ Containment for sub-main and small power system; FRP cable tray with ventilated cover; including hangers, fittings, supports and all ancillary work as necessary
▸ Cable tray
464 | K | 150x50mm | 43 | m | 0 | Included if shown in drawings | R — Electrical Engineering Installations | R | R05 | R0502 | R5 Accessories | 5.08 | Electrical Installations – Cable Tray | Length (m) | AED | 85 | AI | ✓ |  | Citywalk Plot 5.11 Main Works Contract BOQ (1).xlsx |  |  |  | CITYWALK PHASE-05, PLOT 5.11 | Residential | CITYWALK RESIDENTIAL 1 LLC
466 | L | 300x50mm | 17 | m | 0 | Included if shown in drawings | R — Electrical Engineering Installations | R | R05 | R0502 | R5 Accessories | 5.08 | Electrical Installations – Cable Tray | Length (m) | AED | 85 | AI | ✓ |  | Citywalk Plot 5.11 Main Works Contract BOQ (1).xlsx |  |  |  | CITYWALK PHASE-05, PLOT 5.11 | Residential | CITYWALK RESIDENTIAL 1 LLC
470 |  |  |  | To Collection AED |  | 825068 | [8 empty] | AED |  |  |  |  | Citywalk Plot 5.11 Main Works Contract BOQ (1).xlsx |  |  |  | CITYWALK PHASE-05, PLOT 5.11 | Residential | CITYWALK RESIDENTIAL 1 LLC
▸ POWER SYSTEM INSTALLATIONS (Cont'd)
477 | A | 300x50mm | 17 | m | 0 | Included if shown in drawings | R — Electrical Engineering Installations | R | R05 | R0502 | R5 Accessories | 5.08 | Electrical Installations – Cable Tray | Length (m) | AED | 85 | AI | ✓ |  | Citywalk Plot 5.11 Main Works Contract BOQ (1).xlsx |  |  |  | CITYWALK PHASE-05, PLOT 5.11 | Residential | CITYWALK RESIDENTIAL 1 LLC
479 | B | 450x50mm | 7 | m | 0 | Included if shown in drawings | R — Electrical Engineering Installations | R | R05 | R0502 | R5 Accessories | 5.08 | Electrical Installations – Cable Tray | Length (m) | AED | 85 | AI | ✓ |  | Citywalk Plot 5.11 Main Works Contract BOQ (1).xlsx |  |  |  | CITYWALK PHASE-05, PLOT 5.11 | Residential | CITYWALK RESIDENTIAL 1 LLC
481 | C | 600x50mm | 35 | m | 0 | Included if shown in drawings | R — Electrical Engineering Installations | R | R05 | R0502 | R5 Accessories | 5.08 | Electrical Installations – Cable Tray | Length (m) | AED | 85 | AI | ✓ |  | Citywalk Plot 5.11 Main Works Contract BOQ (1).xlsx |  |  |  | CITYWALK PHASE-05, PLOT 5.11 | Residential | CITYWALK RESIDENTIAL 1 LLC
483 | D | 750x50mm | 33 | m | 0 | Included if shown in drawings | R — Electrical Engineering Installations | R | R05 | R0502 | R5 Accessories | 5.08 | Electrical Installations – Cable Tray | Length (m) | AED | 85 | AI | ✓ |  | Citywalk Plot 5.11 Main Works Contract BOQ (1).xlsx |  |  |  | CITYWALK PHASE-05, PLOT 5.11 | Residential | CITYWALK RESIDENTIAL 1 LLC
512 |  |  |  | To Collection AED |  | 0 | [8 empty] | AED |  |  |  |  | Citywalk Plot 5.11 Main Works Contract BOQ (1).xlsx |  |  |  | CITYWALK PHASE-05, PLOT 5.11 | Residential | CITYWALK RESIDENTIAL 1 LLC
▸ POWER SYSTEM INSTALLATIONS (Cont'd)
▸ Containment for sub-main and small power system; non perforated cable tray cover; including hangers, fittings, supports and all ancillary work as necessary
▸ Cable tray
522 | A | 150x50mm | 31 | m | 103 | 3193 | R — Electrical Engineering Installations | R | R05 | R0502 | R5 Accessories | 5.08 | Electrical Installations – Cable Tray | Length (m) | AED | 85 | AI | ✓ |  | Citywalk Plot 5.11 Main Works Contract BOQ (1).xlsx |  |  |  | CITYWALK PHASE-05, PLOT 5.11 | Residential | CITYWALK RESIDENTIAL 1 LLC
524 | B | 300x50mm | 37 | m | 191 | 7067 | R — Electrical Engineering Installations | R | R05 | R0502 | R5 Accessories | 5.08 | Electrical Installations – Cable Tray | Length (m) | AED | 85 | AI | ✓ |  | Citywalk Plot 5.11 Main Works Contract BOQ (1).xlsx |  |  |  | CITYWALK PHASE-05, PLOT 5.11 | Residential | CITYWALK RESIDENTIAL 1 LLC
526 | C | 450x50mm | 34 | m | 259 | 8806 | R — Electrical Engineering Installations | R | R05 | R0502 | R5 Accessories | 5.08 | Electrical Installations – Cable Tray | Length (m) | AED | 85 | AI | ✓ |  | Citywalk Plot 5.11 Main Works Contract BOQ (1).xlsx |  |  |  | CITYWALK PHASE-05, PLOT 5.11 | Residential | CITYWALK RESIDENTIAL 1 LLC
▸ Sub-main distribution boards
530 | D | SMDB-L1; TCL 223.10kW | 1 | Nr. | 17648 | 17648 | R — Electrical Engineering Installations | R | R04 | R0401 | R4 Final sub-circuits and auxiliary installations | 5.08 | Electrical Installations – Distribution Boards | Number | AED | 90 | AI | ✓ |  | Citywalk Plot 5.11 Main Works Contract BOQ (1).xlsx |  |  |  | CITYWALK PHASE-05, PLOT 5.11 | Residential | CITYWALK RESIDENTIAL 1 LLC
532 | E | SMDB-L2; TCL 276kW | 1 | Nr. | 24296 | 24296 | R — Electrical Engineering Installations | R | R04 | R0401 | R4 Final sub-circuits and auxiliary installations | 5.08 | Electrical Installations – Distribution Boards | Number | AED | 90 | AI | ✓ |  | Citywalk Plot 5.11 Main Works Contract BOQ (1).xlsx |  |  |  | CITYWALK PHASE-05, PLOT 5.11 | Residential | CITYWALK RESIDENTIAL 1 LLC
534 | F | SMDB-L3; TCL 276kW | 1 | Nr. | 24296 | 24296 | R — Electrical Engineering Installations | R | R04 | R0401 | R4 Final sub-circuits and auxiliary installations | 5.08 | Electrical Installations – Distribution Boards | Number | AED | 90 | AI | ✓ |  | Citywalk Plot 5.11 Main Works Contract BOQ (1).xlsx |  |  |  | CITYWALK PHASE-05, PLOT 5.11 | Residential | CITYWALK RESIDENTIAL 1 LLC
536 | G | SMDB-L4; TCL 276kW | 1 | Nr. | 24296 | 24296 | R — Electrical Engineering Installations | R | R04 | R0401 | R4 Final sub-circuits and auxiliary installations | 5.08 | Electrical Installations – Distribution Boards | Number | AED | 90 | AI | ✓ |  | Citywalk Plot 5.11 Main Works Contract BOQ (1).xlsx |  |  |  | CITYWALK PHASE-05, PLOT 5.11 | Residential | CITYWALK RESIDENTIAL 1 LLC
538 | H | SMDB-L5; TCL 253kW | 1 | Nr. | 18776 | 18776 | R — Electrical Engineering Installations | R | R04 | R0401 | R4 Final sub-circuits and auxiliary installations | 5.08 | Electrical Installations – Distribution Boards | Number | AED | 90 | AI | ✓ |  | Citywalk Plot 5.11 Main Works Contract BOQ (1).xlsx |  |  |  | CITYWALK PHASE-05, PLOT 5.11 | Residential | CITYWALK RESIDENTIAL 1 LLC
540 | J | SMDB-L6; TCL 253kW | 1 | Nr. | 18776 | 18776 | R — Electrical Engineering Installations | R | R04 | R0401 | R4 Final sub-circuits and auxiliary installations | 5.08 | Electrical Installations – Distribution Boards | Number | AED | 90 | AI | ✓ |  | Citywalk Plot 5.11 Main Works Contract BOQ (1).xlsx |  |  |  | CITYWALK PHASE-05, PLOT 5.11 | Residential | CITYWALK RESIDENTIAL 1 LLC
542 | K | SMDB-L7; TCL 253kW | 1 | Nr. | 18776 | 18776 | R — Electrical Engineering Installations | R | R04 | R0401 | R4 Final sub-circuits and auxiliary installations | 5.08 | Electrical Installations – Distribution Boards | Number | AED | 90 | AI | ✓ |  | Citywalk Plot 5.11 Main Works Contract BOQ (1).xlsx |  |  |  | CITYWALK PHASE-05, PLOT 5.11 | Residential | CITYWALK RESIDENTIAL 1 LLC
544 | L | SMDB-L8; TCL 148.30kW | 1 | Nr. | 12298 | 12298 | R — Electrical Engineering Installations | R | R04 | R0401 | R4 Final sub-circuits and auxiliary installations | 5.08 | Electrical Installations – Distribution Boards | Number | AED | 90 | AI | ✓ |  | Citywalk Plot 5.11 Main Works Contract BOQ (1).xlsx |  |  |  | CITYWALK PHASE-05, PLOT 5.11 | Residential | CITYWALK RESIDENTIAL 1 LLC
546 | M | SMDB-LL-RF; TCL 79kW | 1 | Nr. | 12262 | 12262 | R — Electrical Engineering Installations | R | R04 | R0401 | R4 Final sub-circuits and auxiliary installations | 5.08 | Electrical Installations – Distribution Boards | Number | AED | 90 | AI | ✓ |  | Citywalk Plot 5.11 Main Works Contract BOQ (1).xlsx |  |  |  | CITYWALK PHASE-05, PLOT 5.11 | Residential | CITYWALK RESIDENTIAL 1 LLC
▸ Emergency sub main distribution boards
550 | N | ESMDB-LL-RF; TCL= 61.50kW | 1 | Nr. | 19897 | 19897 | R — Electrical Engineering Installations | R | R04 | R0402 | R4 Final sub-circuits and auxiliary installations | 5.11 | Fire & Lightning Protection – Emergency Distribution | Number | AED | 88 | AI | ✓ |  | Citywalk Plot 5.11 Main Works Contract BOQ (1).xlsx |  |  |  | CITYWALK PHASE-05, PLOT 5.11 | Residential | CITYWALK RESIDENTIAL 1 LLC
▸ Motor control center
554 | P | MCC-CHILLER; TCL = 906kW | 1 | Nr. | 205705 | 205705 | R — Electrical Engineering Installations | R | R04 | R0403 | R4 Final sub-circuits and auxiliary installations | 5.08 | Electrical Installations – Motor Control Centre | Number | AED | 90 | AI | ✓ |  | Citywalk Plot 5.11 Main Works Contract BOQ (1).xlsx |  |  |  | CITYWALK PHASE-05, PLOT 5.11 | Residential | CITYWALK RESIDENTIAL 1 LLC
556 | Q | MCC-CHWP; TCL = 115 kW | 1 | Nr. | 78653 | 78653 | R — Electrical Engineering Installations | R | R04 | R0403 | R4 Final sub-circuits and auxiliary installations | 5.08 | Electrical Installations – Motor Control Centre | Number | AED | 90 | AI | ✓ |  | Citywalk Plot 5.11 Main Works Contract BOQ (1).xlsx |  |  |  | CITYWALK PHASE-05, PLOT 5.11 | Residential | CITYWALK RESIDENTIAL 1 LLC
559 |  |  |  | To Collection AED |  | 494745 | [8 empty] | AED |  |  |  |  | Citywalk Plot 5.11 Main Works Contract BOQ (1).xlsx |  |  |  | CITYWALK PHASE-05, PLOT 5.11 | Residential | CITYWALK RESIDENTIAL 1 LLC
▸ POWER SYSTEM INSTALLATIONS (Cont'd)
▸ Distribution board
567 | A | DB-101; TCL 19.00kW | 1 | Nr. | 3645 | 3645 | R — Electrical Engineering Installations | R | R04 | R0401 | R4 Final sub-circuits and auxiliary installations | 5.08 | Electrical Installations – Distribution Boards | Number | AED | 90 | AI | ✓ |  | Citywalk Plot 5.11 Main Works Contract BOQ (1).xlsx |  |  |  | CITYWALK PHASE-05, PLOT 5.11 | Residential | CITYWALK RESIDENTIAL 1 LLC
569 | B | DB-102; TCL 19.00kW | 1 | Nr. | 3645 | 3645 | R — Electrical Engineering Installations | R | R04 | R0401 | R4 Final sub-circuits and auxiliary installations | 5.08 | Electrical Installations – Distribution Boards | Number | AED | 90 | AI | ✓ |  | Citywalk Plot 5.11 Main Works Contract BOQ (1).xlsx |  |  |  | CITYWALK PHASE-05, PLOT 5.11 | Residential | CITYWALK RESIDENTIAL 1 LLC
571 | C | DB-103; TCL 17.80kW | 1 | Nr. | 3645 | 3645 | R — Electrical Engineering Installations | R | R04 | R0401 | R4 Final sub-circuits and auxiliary installations | 5.08 | Electrical Installations – Distribution Boards | Number | AED | 90 | AI | ✓ |  | Citywalk Plot 5.11 Main Works Contract BOQ (1).xlsx |  |  |  | CITYWALK PHASE-05, PLOT 5.11 | Residential | CITYWALK RESIDENTIAL 1 LLC
573 | D | DB-104; TCL 17.80kW | 1 | Nr. | 3645 | 3645 | R — Electrical Engineering Installations | R | R04 | R0401 | R4 Final sub-circuits and auxiliary installations | 5.08 | Electrical Installations – Distribution Boards | Number | AED | 90 | AI | ✓ |  | Citywalk Plot 5.11 Main Works Contract BOQ (1).xlsx |  |  |  | CITYWALK PHASE-05, PLOT 5.11 | Residential | CITYWALK RESIDENTIAL 1 LLC
575 | E | DB-105; TCL 17.80kW | 1 | Nr. | 3172 | 3172 | R — Electrical Engineering Installations | R | R04 | R0401 | R4 Final sub-circuits and auxiliary installations | 5.08 | Electrical Installations – Distribution Boards | Number | AED | 90 | AI | ✓ |  | Citywalk Plot 5.11 Main Works Contract BOQ (1).xlsx |  |  |  | CITYWALK PHASE-05, PLOT 5.11 | Residential | CITYWALK RESIDENTIAL 1 LLC
577 | F | DB-106; TCL 14.95kW | 1 | Nr. | 3172 | 3172 | R — Electrical Engineering Installations | R | R04 | R0401 | R4 Final sub-circuits and auxiliary installations | 5.08 | Electrical Installations – Distribution Boards | Number | AED | 90 | AI | ✓ |  | Citywalk Plot 5.11 Main Works Contract BOQ (1).xlsx |  |  |  | CITYWALK PHASE-05, PLOT 5.11 | Residential | CITYWALK RESIDENTIAL 1 LLC
579 | G | DB-107; TCL 14.95kW | 1 | Nr. | 3172 | 3172 | R — Electrical Engineering Installations | R | R04 | R0401 | R4 Final sub-circuits and auxiliary installations | 5.08 | Electrical Installations – Distribution Boards | Number | AED | 90 | AI | ✓ |  | Citywalk Plot 5.11 Main Works Contract BOQ (1).xlsx |  |  |  | CITYWALK PHASE-05, PLOT 5.11 | Residential | CITYWALK RESIDENTIAL 1 LLC
581 | H | DB-108; TCL 14.95kW | 1 | Nr. | 3172 | 3172 | R — Electrical Engineering Installations | R | R04 | R0401 | R4 Final sub-circuits and auxiliary installations | 5.08 | Electrical Installations – Distribution Boards | Number | AED | 90 | AI | ✓ |  | Citywalk Plot 5.11 Main Works Contract BOQ (1).xlsx |  |  |  | CITYWALK PHASE-05, PLOT 5.11 | Residential | CITYWALK RESIDENTIAL 1 LLC
583 | J | DB-109; TCL 14.95kW | 1 | Nr. | 3172 | 3172 | R — Electrical Engineering Installations | R | R04 | R0401 | R4 Final sub-circuits and auxiliary installations | 5.08 | Electrical Installations – Distribution Boards | Number | AED | 90 | AI | ✓ |  | Citywalk Plot 5.11 Main Works Contract BOQ (1).xlsx |  |  |  | CITYWALK PHASE-05, PLOT 5.11 | Residential | CITYWALK RESIDENTIAL 1 LLC
585 | K | DB-110; TCL 14.95kW | 1 | Nr. | 3172 | 3172 | R — Electrical Engineering Installations | R | R04 | R0401 | R4 Final sub-circuits and auxiliary installations | 5.08 | Electrical Installations – Distribution Boards | Number | AED | 90 | AI | ✓ |  | Citywalk Plot 5.11 Main Works Contract BOQ (1).xlsx |  |  |  | CITYWALK PHASE-05, PLOT 5.11 | Residential | CITYWALK RESIDENTIAL 1 LLC
587 | L | DB-111; TCL 23.00kW | 1 | Nr. | 4025 | 4025 | R — Electrical Engineering Installations | R | R04 | R0401 | R4 Final sub-circuits and auxiliary installations | 5.08 | Electrical Installations – Distribution Boards | Number | AED | 90 | AI | ✓ |  | Citywalk Plot 5.11 Main Works Contract BOQ (1).xlsx |  |  |  | CITYWALK PHASE-05, PLOT 5.11 | Residential | CITYWALK RESIDENTIAL 1 LLC
589 | M | DB-112; TCL 19.00kW | 1 | Nr. | 3645 | 3645 | R — Electrical Engineering Installations | R | R04 | R0401 | R4 Final sub-circuits and auxiliary installations | 5.08 | Electrical Installations – Distribution Boards | Number | AED | 90 | AI | ✓ |  | Citywalk Plot 5.11 Main Works Contract BOQ (1).xlsx |  |  |  | CITYWALK PHASE-05, PLOT 5.11 | Residential | CITYWALK RESIDENTIAL 1 LLC
591 | N | DB-113; TCL 14.95kW | 1 | Nr. | 3172 | 3172 | R — Electrical Engineering Installations | R | R04 | R0401 | R4 Final sub-circuits and auxiliary installations | 5.08 | Electrical Installations – Distribution Boards | Number | AED | 90 | AI | ✓ |  | Citywalk Plot 5.11 Main Works Contract BOQ (1).xlsx |  |  |  | CITYWALK PHASE-05, PLOT 5.11 | Residential | CITYWALK RESIDENTIAL 1 LLC
593 | P | DB-201; TCL 19.00kW | 1 | Nr. | 3645 | 3645 | R — Electrical Engineering Installations | R | R04 | R0401 | R4 Final sub-circuits and auxiliary installations | 5.08 | Electrical Installations – Distribution Boards | Number | AED | 90 | AI | ✓ |  | Citywalk Plot 5.11 Main Works Contract BOQ (1).xlsx |  |  |  | CITYWALK PHASE-05, PLOT 5.11 | Residential | CITYWALK RESIDENTIAL 1 LLC
595 | Q | DB-202; TCL 19.00kW | 1 | Nr. | 3645 | 3645 | R — Electrical Engineering Installations | R | R04 | R0401 | R4 Final sub-circuits and auxiliary installations | 5.08 | Electrical Installations – Distribution Boards | Number | AED | 90 | AI | ✓ |  | Citywalk Plot 5.11 Main Works Contract BOQ (1).xlsx |  |  |  | CITYWALK PHASE-05, PLOT 5.11 | Residential | CITYWALK RESIDENTIAL 1 LLC
597 | R | DB-203; TCL 23.00kW | 1 | Nr. | 4025 | 4025 | R — Electrical Engineering Installations | R | R04 | R0401 | R4 Final sub-circuits and auxiliary installations | 5.08 | Electrical Installations – Distribution Boards | Number | AED | 90 | AI | ✓ |  | Citywalk Plot 5.11 Main Works Contract BOQ (1).xlsx |  |  |  | CITYWALK PHASE-05, PLOT 5.11 | Residential | CITYWALK RESIDENTIAL 1 LLC
599 | S | DB-204; TCL 17.80kW | 1 | Nr. | 3645 | 3645 | R — Electrical Engineering Installations | R | R04 | R0401 | R4 Final sub-circuits and auxiliary installations | 5.08 | Electrical Installations – Distribution Boards | Number | AED | 90 | AI | ✓ |  | Citywalk Plot 5.11 Main Works Contract BOQ (1).xlsx |  |  |  | CITYWALK PHASE-05, PLOT 5.11 | Residential | CITYWALK RESIDENTIAL 1 LLC
601 | T | DB-205; TCL 14.95kW | 1 | Nr. | 3172 | 3172 | R — Electrical Engineering Installations | R | R05 | R0502 | R5 Accessories | 5.08 | Electrical Installations – Distribution Board | Number | AED | 92 | AI | ✓ |  | Citywalk Plot 5.11 Main Works Contract BOQ (1).xlsx |  |  |  | CITYWALK PHASE-05, PLOT 5.11 | Residential | CITYWALK RESIDENTIAL 1 LLC
603 | U | DB-206; TCL 14.95kW | 1 | Nr. | 3172 | 3172 | R — Electrical Engineering Installations | R | R05 | R0502 | R5 Accessories | 5.08 | Electrical Installations – Distribution Board | Number | AED | 92 | AI | ✓ |  | Citywalk Plot 5.11 Main Works Contract BOQ (1).xlsx |  |  |  | CITYWALK PHASE-05, PLOT 5.11 | Residential | CITYWALK RESIDENTIAL 1 LLC
605 | V | DB-207; TCL 17.80kW | 1 | Nr. | 3645 | 3645 | R — Electrical Engineering Installations | R | R05 | R0502 | R5 Accessories | 5.08 | Electrical Installations – Distribution Board | Number | AED | 92 | AI | ✓ |  | Citywalk Plot 5.11 Main Works Contract BOQ (1).xlsx |  |  |  | CITYWALK PHASE-05, PLOT 5.11 | Residential | CITYWALK RESIDENTIAL 1 LLC
607 | W | DB-208; TCL 17.80kW | 1 | Nr. | 3645 | 3645 | R — Electrical Engineering Installations | R | R05 | R0502 | R5 Accessories | 5.08 | Electrical Installations – Distribution Board | Number | AED | 92 | AI | ✓ |  | Citywalk Plot 5.11 Main Works Contract BOQ (1).xlsx |  |  |  | CITYWALK PHASE-05, PLOT 5.11 | Residential | CITYWALK RESIDENTIAL 1 LLC
610 |  |  |  | To Collection AED |  | 73048 | [8 empty] | AED |  |  |  |  | Citywalk Plot 5.11 Main Works Contract BOQ (1).xlsx |  |  |  | CITYWALK PHASE-05, PLOT 5.11 | Residential | CITYWALK RESIDENTIAL 1 LLC
▸ POWER SYSTEM INSTALLATIONS (Cont'd)
616 | A | DB-209; TCL 14.95kW | 1 | Nr. | 3172 | 3172 | R — Electrical Engineering Installations | R | R05 | R0502 | R5 Accessories | 5.08 | Electrical Installations – Distribution Board | Number | AED | 92 | AI | ✓ |  | Citywalk Plot 5.11 Main Works Contract BOQ (1).xlsx |  |  |  | CITYWALK PHASE-05, PLOT 5.11 | Residential | CITYWALK RESIDENTIAL 1 LLC
618 | B | DB-210; TCL 14.95kW | 1 | Nr. | 3172 | 3172 | R — Electrical Engineering Installations | R | R05 | R0502 | R5 Accessories | 5.08 | Electrical Installations – Distribution Board | Number | AED | 92 | AI | ✓ |  | Citywalk Plot 5.11 Main Works Contract BOQ (1).xlsx |  |  |  | CITYWALK PHASE-05, PLOT 5.11 | Residential | CITYWALK RESIDENTIAL 1 LLC
620 | C | DB-211; TCL 14.95kW | 1 | Nr. | 3172 | 3172 | R — Electrical Engineering Installations | R | R05 | R0502 | R5 Accessories | 5.08 | Electrical Installations – Distribution Board | Number | AED | 92 | AI | ✓ |  | Citywalk Plot 5.11 Main Works Contract BOQ (1).xlsx |  |  |  | CITYWALK PHASE-05, PLOT 5.11 | Residential | CITYWALK RESIDENTIAL 1 LLC
622 | D | DB-212; TCL 14.95kW | 1 | Nr. | 3172 | 3172 | R — Electrical Engineering Installations | R | R05 | R0502 | R5 Accessories | 5.08 | Electrical Installations – Distribution Board | Number | AED | 92 | AI | ✓ |  | Citywalk Plot 5.11 Main Works Contract BOQ (1).xlsx |  |  |  | CITYWALK PHASE-05, PLOT 5.11 | Residential | CITYWALK RESIDENTIAL 1 LLC
624 | E | DB-213; TCL 14.95kW | 1 | Nr. | 3172 | 3172 | R — Electrical Engineering Installations | R | R05 | R0502 | R5 Accessories | 5.08 | Electrical Installations – Distribution Board | Number | AED | 92 | AI | ✓ |  | Citywalk Plot 5.11 Main Works Contract BOQ (1).xlsx |  |  |  | CITYWALK PHASE-05, PLOT 5.11 | Residential | CITYWALK RESIDENTIAL 1 LLC
626 | F | DB-214; TCL 23.00kW | 1 | Nr. | 4025 | 4025 | R — Electrical Engineering Installations | R | R05 | R0502 | R5 Accessories | 5.08 | Electrical Installations – Distribution Board | Number | AED | 92 | AI | ✓ |  | Citywalk Plot 5.11 Main Works Contract BOQ (1).xlsx |  |  |  | CITYWALK PHASE-05, PLOT 5.11 | Residential | CITYWALK RESIDENTIAL 1 LLC
628 | G | DB-215; TCL 19.00kW | 1 | Nr. | 3645 | 3645 | R — Electrical Engineering Installations | R | R05 | R0502 | R5 Accessories | 5.08 | Electrical Installations – Distribution Board | Number | AED | 92 | AI | ✓ |  | Citywalk Plot 5.11 Main Works Contract BOQ (1).xlsx |  |  |  | CITYWALK PHASE-05, PLOT 5.11 | Residential | CITYWALK RESIDENTIAL 1 LLC
630 | H | DB-216; TCL 14.95kW | 1 | Nr. | 3172 | 3172 | R — Electrical Engineering Installations | R | R05 | R0502 | R5 Accessories | 5.08 | Electrical Installations – Distribution Board | Number | AED | 92 | AI | ✓ |  | Citywalk Plot 5.11 Main Works Contract BOQ (1).xlsx |  |  |  | CITYWALK PHASE-05, PLOT 5.11 | Residential | CITYWALK RESIDENTIAL 1 LLC
632 | J | DB-301; TCL 19.00kW | 1 | Nr. | 3645 | 3645 | R — Electrical Engineering Installations | R | R05 | R0502 | R5 Accessories | 5.08 | Electrical Installations – Distribution Board | Number | AED | 92 | AI | ✓ |  | Citywalk Plot 5.11 Main Works Contract BOQ (1).xlsx |  |  |  | CITYWALK PHASE-05, PLOT 5.11 | Residential | CITYWALK RESIDENTIAL 1 LLC
634 | K | DB-302; TCL 19.00kW | 1 | Nr. | 3645 | 3645 | R — Electrical Engineering Installations | R | R05 | R0502 | R5 Accessories | 5.08 | Electrical Installations – Distribution Board | Number | AED | 92 | AI | ✓ |  | Citywalk Plot 5.11 Main Works Contract BOQ (1).xlsx |  |  |  | CITYWALK PHASE-05, PLOT 5.11 | Residential | CITYWALK RESIDENTIAL 1 LLC
636 | L | DB-303; TCL 23.00kW | 1 | Nr. | 4025 | 4025 | R — Electrical Engineering Installations | R | R05 | R0502 | R5 Accessories | 5.08 | Electrical Installations – Distribution Board | Number | AED | 92 | AI | ✓ |  | Citywalk Plot 5.11 Main Works Contract BOQ (1).xlsx |  |  |  | CITYWALK PHASE-05, PLOT 5.11 | Residential | CITYWALK RESIDENTIAL 1 LLC
638 | M | DB-304; TCL 17.80kW | 1 | Nr. | 3645 | 3645 | R — Electrical Engineering Installations | R | R05 | R0502 | R5 Accessories | 5.08 | Electrical Installations – Distribution Board | Number | AED | 92 | AI | ✓ |  | Citywalk Plot 5.11 Main Works Contract BOQ (1).xlsx |  |  |  | CITYWALK PHASE-05, PLOT 5.11 | Residential | CITYWALK RESIDENTIAL 1 LLC
640 | N | DB-305; TCL 14.95kW | 1 | Nr. | 3172 | 3172 | R — Electrical Engineering Installations | R | R05 | R0502 | R5 Accessories | 5.08 | Electrical Installations – Distribution Board | Number | AED | 92 | AI | ✓ |  | Citywalk Plot 5.11 Main Works Contract BOQ (1).xlsx |  |  |  | CITYWALK PHASE-05, PLOT 5.11 | Residential | CITYWALK RESIDENTIAL 1 LLC
642 | P | DB-306; TCL 14.95kW | 1 | Nr. | 3172 | 3172 | R — Electrical Engineering Installations | R | R05 | R0502 | R5 Accessories | 5.08 | Electrical Installations – Distribution Board | Number | AED | 92 | AI | ✓ |  | Citywalk Plot 5.11 Main Works Contract BOQ (1).xlsx |  |  |  | CITYWALK PHASE-05, PLOT 5.11 | Residential | CITYWALK RESIDENTIAL 1 LLC
644 | Q | DB-307; TCL 17.80kW | 1 | Nr. | 3645 | 3645 | R — Electrical Engineering Installations | R | R05 | R0502 | R5 Accessories | 5.08 | Electrical Installations – Distribution Board | Number | AED | 92 | AI | ✓ |  | Citywalk Plot 5.11 Main Works Contract BOQ (1).xlsx |  |  |  | CITYWALK PHASE-05, PLOT 5.11 | Residential | CITYWALK RESIDENTIAL 1 LLC
646 | R | DB-308; TCL 17.80kW | 1 | Nr. | 3645 | 3645 | R — Electrical Engineering Installations | R | R05 | R0502 | R5 Accessories | 5.08 | Electrical Installations – Distribution Board | Number | AED | 92 | AI | ✓ |  | Citywalk Plot 5.11 Main Works Contract BOQ (1).xlsx |  |  |  | CITYWALK PHASE-05, PLOT 5.11 | Residential | CITYWALK RESIDENTIAL 1 LLC
648 | S | DB-309; TCL 14.95kW | 1 | Nr. | 3172 | 3172 | R — Electrical Engineering Installations | R | R05 | R0502 | R5 Accessories | 5.08 | Electrical Installations – Distribution Board | Number | AED | 92 | AI | ✓ |  | Citywalk Plot 5.11 Main Works Contract BOQ (1).xlsx |  |  |  | CITYWALK PHASE-05, PLOT 5.11 | Residential | CITYWALK RESIDENTIAL 1 LLC
650 | T | DB-310; TCL 14.95kW | 1 | Nr. | 3172 | 3172 | R — Electrical Engineering Installations | R | R05 | R0502 | R5 Accessories | 5.08 | Electrical Installations – Distribution Board | Number | AED | 92 | AI | ✓ |  | Citywalk Plot 5.11 Main Works Contract BOQ (1).xlsx |  |  |  | CITYWALK PHASE-05, PLOT 5.11 | Residential | CITYWALK RESIDENTIAL 1 LLC
652 | U | DB-311; TCL 14.95kW | 1 | Nr. | 3172 | 3172 | R — Electrical Engineering Installations | R | R05 | R0502 | R5 Accessories | 5.08 | Electrical Installations – Distribution Board | Number | AED | 92 | AI | ✓ |  | Citywalk Plot 5.11 Main Works Contract BOQ (1).xlsx |  |  |  | CITYWALK PHASE-05, PLOT 5.11 | Residential | CITYWALK RESIDENTIAL 1 LLC
654 | V | DB-312; TCL 14.95kW | 1 | Nr. | 3172 | 3172 | R — Electrical Engineering Installations | R | R05 | R0502 | R5 Accessories | 5.08 | Electrical Installations – Distribution Board | Number | AED | 92 | AI | ✓ |  | Citywalk Plot 5.11 Main Works Contract BOQ (1).xlsx |  |  |  | CITYWALK PHASE-05, PLOT 5.11 | Residential | CITYWALK RESIDENTIAL 1 LLC
656 | W | DB-313; TCL 14.95kW | 1 | Nr. | 3172 | 3172 | R — Electrical Engineering Installations | R | R05 | R0502 | R5 Accessories | 5.08 | Electrical Installations – Distribution Board | Number | AED | 92 | AI | ✓ |  | Citywalk Plot 5.11 Main Works Contract BOQ (1).xlsx |  |  |  | CITYWALK PHASE-05, PLOT 5.11 | Residential | CITYWALK RESIDENTIAL 1 LLC
658 | X | DB-314; TCL 23.00kW | 1 | Nr. | 4025 | 4025 | R — Electrical Engineering Installations | R | R05 | R0502 | R5 Accessories | 5.08 | Electrical Installations – Distribution Board | Number | AED | 92 | AI | ✓ |  | Citywalk Plot 5.11 Main Works Contract BOQ (1).xlsx |  |  |  | CITYWALK PHASE-05, PLOT 5.11 | Residential | CITYWALK RESIDENTIAL 1 LLC
661 |  |  |  | To Collection AED |  | 75181 | [8 empty] | AED |  |  |  |  | Citywalk Plot 5.11 Main Works Contract BOQ (1).xlsx |  |  |  | CITYWALK PHASE-05, PLOT 5.11 | Residential | CITYWALK RESIDENTIAL 1 LLC
▸ POWER SYSTEM INSTALLATIONS (Cont'd)
667 | A | DB-315; TCL 19.00kW | 1 | Nr. | 3645 | 3645 | R — Electrical Engineering Installations | R | R05 | R0502 | R5 Accessories | 5.08 | Electrical Installations – Distribution Board | Number | AED | 92 | AI | ✓ |  | Citywalk Plot 5.11 Main Works Contract BOQ (1).xlsx |  |  |  | CITYWALK PHASE-05, PLOT 5.11 | Residential | CITYWALK RESIDENTIAL 1 LLC
669 | B | DB-316; TCL 14.95kW | 1 | Nr. | 3172 | 3172 | R — Electrical Engineering Installations | R | R05 | R0502 | R5 Accessories | 5.08 | Electrical Installations – Distribution Board | Number | AED | 92 | AI | ✓ |  | Citywalk Plot 5.11 Main Works Contract BOQ (1).xlsx |  |  |  | CITYWALK PHASE-05, PLOT 5.11 | Residential | CITYWALK RESIDENTIAL 1 LLC
671 | C | DB-401; TCL 19.00kW | 1 | Nr. | 3645 | 3645 | R — Electrical Engineering Installations | R | R05 | R0502 | R5 Accessories | 5.08 | Electrical Installations – Distribution Board | Number | AED | 92 | AI | ✓ |  | Citywalk Plot 5.11 Main Works Contract BOQ (1).xlsx |  |  |  | CITYWALK PHASE-05, PLOT 5.11 | Residential | CITYWALK RESIDENTIAL 1 LLC
673 | D | DB-402; TCL 19.00kW | 1 | Nr. | 3645 | 3645 | R — Electrical Engineering Installations | R | R05 | R0502 | R5 Accessories | 5.08 | Electrical Installations – Distribution Board | Number | AED | 92 | AI | ✓ |  | Citywalk Plot 5.11 Main Works Contract BOQ (1).xlsx |  |  |  | CITYWALK PHASE-05, PLOT 5.11 | Residential | CITYWALK RESIDENTIAL 1 LLC
675 | E | DB-403; TCL 23.00kW | 1 | Nr. | 4025 | 4025 | R — Electrical Engineering Installations | R | R05 | R0502 | R5 Accessories | 5.08 | Electrical Installations – Distribution Board | Number | AED | 92 | AI | ✓ |  | Citywalk Plot 5.11 Main Works Contract BOQ (1).xlsx |  |  |  | CITYWALK PHASE-05, PLOT 5.11 | Residential | CITYWALK RESIDENTIAL 1 LLC
677 | F | DB-404; TCL 17.80kW | 1 | Nr. | 3645 | 3645 | R — Electrical Engineering Installations | R | R05 | R0502 | R5 Accessories | 5.08 | Electrical Installations – Distribution Board | Number | AED | 92 | AI | ✓ |  | Citywalk Plot 5.11 Main Works Contract BOQ (1).xlsx |  |  |  | CITYWALK PHASE-05, PLOT 5.11 | Residential | CITYWALK RESIDENTIAL 1 LLC
679 | G | DB-405; TCL 14.95kW | 1 | Nr. | 3172 | 3172 | R — Electrical Engineering Installations | R | R05 | R0502 | R5 Accessories | 5.08 | Electrical Installations – Distribution Board | Number | AED | 92 | AI | ✓ |  | Citywalk Plot 5.11 Main Works Contract BOQ (1).xlsx |  |  |  | CITYWALK PHASE-05, PLOT 5.11 | Residential | CITYWALK RESIDENTIAL 1 LLC
681 | H | DB-406; TCL 14.95kW | 1 | Nr. | 3172 | 3172 | R — Electrical Engineering Installations | R | R05 | R0502 | R5 Accessories | 5.08 | Electrical Installations – Distribution Board | Number | AED | 92 | AI | ✓ |  | Citywalk Plot 5.11 Main Works Contract BOQ (1).xlsx |  |  |  | CITYWALK PHASE-05, PLOT 5.11 | Residential | CITYWALK RESIDENTIAL 1 LLC
683 | J | DB-407; TCL 17.80kW | 1 | Nr. | 3645 | 3645 | R — Electrical Engineering Installations | R | R05 | R0502 | R5 Accessories | 5.08 | Electrical Installations – Distribution Board | Number | AED | 92 | AI | ✓ |  | Citywalk Plot 5.11 Main Works Contract BOQ (1).xlsx |  |  |  | CITYWALK PHASE-05, PLOT 5.11 | Residential | CITYWALK RESIDENTIAL 1 LLC
685 | K | DB-408; TCL 17.80kW | 1 | Nr. | 3645 | 3645 | R — Electrical Engineering Installations | R | R05 | R0502 | R5 Accessories | 5.08 | Electrical Installations – Distribution Board | Number | AED | 92 | AI | ✓ |  | Citywalk Plot 5.11 Main Works Contract BOQ (1).xlsx |  |  |  | CITYWALK PHASE-05, PLOT 5.11 | Residential | CITYWALK RESIDENTIAL 1 LLC
687 | L | DB-409; TCL 14.95kW | 1 | Nr. | 3172 | 3172 | R — Electrical Engineering Installations | R | R05 | R0502 | R5 Accessories | 5.08 | Electrical Installations – Distribution Board | Number | AED | 92 | AI | ✓ |  | Citywalk Plot 5.11 Main Works Contract BOQ (1).xlsx |  |  |  | CITYWALK PHASE-05, PLOT 5.11 | Residential | CITYWALK RESIDENTIAL 1 LLC
689 | M | DB-410; TCL 14.95kW | 1 | Nr. | 3172 | 3172 | R — Electrical Engineering Installations | R | R05 | R0502 | R5 Accessories | 5.08 | Electrical Installations – Distribution Board | Number | AED | 92 | AI | ✓ |  | Citywalk Plot 5.11 Main Works Contract BOQ (1).xlsx |  |  |  | CITYWALK PHASE-05, PLOT 5.11 | Residential | CITYWALK RESIDENTIAL 1 LLC
691 | N | DB-411; TCL 14.95kW | 1 | Nr. | 3172 | 3172 | R — Electrical Engineering Installations | R | R05 | R0502 | R5 Accessories | 5.08 | Electrical Installations – Distribution Board | Number | AED | 92 | AI | ✓ |  | Citywalk Plot 5.11 Main Works Contract BOQ (1).xlsx |  |  |  | CITYWALK PHASE-05, PLOT 5.11 | Residential | CITYWALK RESIDENTIAL 1 LLC
693 | P | DB-412; TCL 14.95kW | 1 | Nr. | 3172 | 3172 | R — Electrical Engineering Installations | R | R05 | R0502 | R5 Accessories | 5.08 | Electrical Installations – Distribution Board | Number | AED | 92 | AI | ✓ |  | Citywalk Plot 5.11 Main Works Contract BOQ (1).xlsx |  |  |  | CITYWALK PHASE-05, PLOT 5.11 | Residential | CITYWALK RESIDENTIAL 1 LLC
695 | Q | DB-413; TCL 14.95kW | 1 | Nr. | 3172 | 3172 | R — Electrical Engineering Installations | R | R05 | R0502 | R5 Accessories | 5.08 | Electrical Installations – Distribution Board | Number | AED | 92 | AI | ✓ |  | Citywalk Plot 5.11 Main Works Contract BOQ (1).xlsx |  |  |  | CITYWALK PHASE-05, PLOT 5.11 | Residential | CITYWALK RESIDENTIAL 1 LLC
697 | R | DB-414; TCL 23.00kW | 1 | Nr. | 4025 | 4025 | R — Electrical Engineering Installations | R | R05 | R0502 | R5 Accessories | 5.08 | Electrical Installations – Distribution Board | Number | AED | 92 | AI | ✓ |  | Citywalk Plot 5.11 Main Works Contract BOQ (1).xlsx |  |  |  | CITYWALK PHASE-05, PLOT 5.11 | Residential | CITYWALK RESIDENTIAL 1 LLC
699 | S | DB-415; TCL 19.00kW | 1 | Nr. | 3645 | 3645 | R — Electrical Engineering Installations | R | R05 | R0502 | R5 Accessories | 5.08 | Electrical Installations – Distribution Board | Number | AED | 92 | AI | ✓ |  | Citywalk Plot 5.11 Main Works Contract BOQ (1).xlsx |  |  |  | CITYWALK PHASE-05, PLOT 5.11 | Residential | CITYWALK RESIDENTIAL 1 LLC
701 | T | DB-416; TCL 14.95kW | 1 | Nr. | 3172 | 3172 | R — Electrical Engineering Installations | R | R05 | R0502 | R5 Accessories | 5.08 | Electrical Installations – Distribution Board | Number | AED | 92 | AI | ✓ |  | Citywalk Plot 5.11 Main Works Contract BOQ (1).xlsx |  |  |  | CITYWALK PHASE-05, PLOT 5.11 | Residential | CITYWALK RESIDENTIAL 1 LLC
703 | U | DB-501; TCL 19.00kW | 1 | Nr. | 3645 | 3645 | R — Electrical Engineering Installations | R | R05 | R0502 | R5 Accessories | 5.08 | Electrical Installations – Distribution Board | Number | AED | 92 | AI | ✓ |  | Citywalk Plot 5.11 Main Works Contract BOQ (1).xlsx |  |  |  | CITYWALK PHASE-05, PLOT 5.11 | Residential | CITYWALK RESIDENTIAL 1 LLC
705 | V | DB-502; TCL 19.00kW | 1 | Nr. | 3645 | 3645 | R — Electrical Engineering Installations | R | R05 | R0502 | R5 Accessories | 5.08 | Electrical Installations – Distribution Board | Number | AED | 92 | AI | ✓ |  | Citywalk Plot 5.11 Main Works Contract BOQ (1).xlsx |  |  |  | CITYWALK PHASE-05, PLOT 5.11 | Residential | CITYWALK RESIDENTIAL 1 LLC
707 | W | DB-503; TCL 17.80kW | 1 | Nr. | 3645 | 3645 | R — Electrical Engineering Installations | R | R05 | R0502 | R5 Accessories | 5.08 | Electrical Installations – Distribution Board | Number | AED | 92 | AI | ✓ |  | Citywalk Plot 5.11 Main Works Contract BOQ (1).xlsx |  |  |  | CITYWALK PHASE-05, PLOT 5.11 | Residential | CITYWALK RESIDENTIAL 1 LLC
709 | X | DB-504; TCL 14.95kW | 1 | Nr. | 3172 | 3172 | R — Electrical Engineering Installations | R | R05 | R0502 | R5 Accessories | 5.08 | Electrical Installations – Distribution Board | Number | AED | 92 | AI | ✓ |  | Citywalk Plot 5.11 Main Works Contract BOQ (1).xlsx |  |  |  | CITYWALK PHASE-05, PLOT 5.11 | Residential | CITYWALK RESIDENTIAL 1 LLC
712 |  |  |  | To Collection AED |  | 76220 | [8 empty] | AED |  |  |  |  | Citywalk Plot 5.11 Main Works Contract BOQ (1).xlsx |  |  |  | CITYWALK PHASE-05, PLOT 5.11 | Residential | CITYWALK RESIDENTIAL 1 LLC
▸ POWER SYSTEM INSTALLATIONS (Cont'd)
718 | A | DB-505; TCL 14.95kW | 1 | Nr. | 3172 | 3172 | R — Electrical Engineering Installations | R | R05 | R0502 | R5 Accessories | 5.08 | Electrical Installations – Distribution Board | Number | AED | 92 | AI | ✓ |  | Citywalk Plot 5.11 Main Works Contract BOQ (1).xlsx |  |  |  | CITYWALK PHASE-05, PLOT 5.11 | Residential | CITYWALK RESIDENTIAL 1 LLC
720 | B | DB-506; TCL 17.80kW | 1 | Nr. | 3645 | 3645 | R — Electrical Engineering Installations | R | R05 | R0502 | R5 Accessories | 5.08 | Electrical Installations – Distribution Board | Number | AED | 92 | AI | ✓ |  | Citywalk Plot 5.11 Main Works Contract BOQ (1).xlsx |  |  |  | CITYWALK PHASE-05, PLOT 5.11 | Residential | CITYWALK RESIDENTIAL 1 LLC
722 | C | DB-507; TCL 17.80kW | 1 | Nr. | 3645 | 3645 | R — Electrical Engineering Installations | R | R05 | R0502 | R5 Accessories | 5.08 | Electrical Installations – Distribution Board | Number | AED | 92 | AI | ✓ |  | Citywalk Plot 5.11 Main Works Contract BOQ (1).xlsx |  |  |  | CITYWALK PHASE-05, PLOT 5.11 | Residential | CITYWALK RESIDENTIAL 1 LLC
724 | D | DB-508; TCL 14.95kW | 1 | Nr. | 3172 | 3172 | R — Electrical Engineering Installations | R | R05 | R0502 | R5 Accessories | 5.08 | Electrical Installations – Distribution Board | Number | AED | 92 | AI | ✓ |  | Citywalk Plot 5.11 Main Works Contract BOQ (1).xlsx |  |  |  | CITYWALK PHASE-05, PLOT 5.11 | Residential | CITYWALK RESIDENTIAL 1 LLC
726 | E | DB-509; TCL 14.95kW | 1 | Nr. | 3172 | 3172 | R — Electrical Engineering Installations | R | R05 | R0502 | R5 Accessories | 5.08 | Electrical Installations – Distribution Board | Number | AED | 92 | AI | ✓ |  | Citywalk Plot 5.11 Main Works Contract BOQ (1).xlsx |  |  |  | CITYWALK PHASE-05, PLOT 5.11 | Residential | CITYWALK RESIDENTIAL 1 LLC
728 | F | DB-510; TCL 14.95kW | 1 | Nr. | 3172 | 3172 | R — Electrical Engineering Installations | R | R05 | R0502 | R5 Accessories | 5.08 | Electrical Installations – Distribution Board | Number | AED | 92 | AI | ✓ |  | Citywalk Plot 5.11 Main Works Contract BOQ (1).xlsx |  |  |  | CITYWALK PHASE-05, PLOT 5.11 | Residential | CITYWALK RESIDENTIAL 1 LLC
730 | G | DB-511; TCL 14.95kW | 1 | Nr. | 3172 | 3172 | R — Electrical Engineering Installations | R | R05 | R0502 | R5 Accessories | 5.08 | Electrical Installations – Distribution Board | Number | AED | 92 | AI | ✓ |  | Citywalk Plot 5.11 Main Works Contract BOQ (1).xlsx |  |  |  | CITYWALK PHASE-05, PLOT 5.11 | Residential | CITYWALK RESIDENTIAL 1 LLC
732 | H | DB-512; TCL 14.95kW | 1 | Nr. | 3172 | 3172 | R — Electrical Engineering Installations | R | R05 | R0502 | R5 Accessories | 5.08 | Electrical Installations – Distribution Board | Number | AED | 92 | AI | ✓ |  | Citywalk Plot 5.11 Main Works Contract BOQ (1).xlsx |  |  |  | CITYWALK PHASE-05, PLOT 5.11 | Residential | CITYWALK RESIDENTIAL 1 LLC
734 | J | DB-513; TCL 23.00kW | 1 | Nr. | 4025 | 4025 | R — Electrical Engineering Installations | R | R05 | R0502 | R5 Accessories | 5.08 | Electrical Installations – Distribution Board | Number | AED | 92 | AI | ✓ |  | Citywalk Plot 5.11 Main Works Contract BOQ (1).xlsx |  |  |  | CITYWALK PHASE-05, PLOT 5.11 | Residential | CITYWALK RESIDENTIAL 1 LLC
736 | K | DB-514; TCL 19.00kW | 1 | Nr. | 3645 | 3645 | R — Electrical Engineering Installations | R | R05 | R0502 | R5 Accessories | 5.08 | Electrical Installations – Distribution Board | Number | AED | 92 | AI | ✓ |  | Citywalk Plot 5.11 Main Works Contract BOQ (1).xlsx |  |  |  | CITYWALK PHASE-05, PLOT 5.11 | Residential | CITYWALK RESIDENTIAL 1 LLC
738 | L | DB-515; TCL 14.95kW | 1 | Nr. | 3172 | 3172 | R — Electrical Engineering Installations | R | R05 | R0502 | R5 Accessories | 5.08 | Electrical Installations – Distribution Board | Number | AED | 92 | AI | ✓ |  | Citywalk Plot 5.11 Main Works Contract BOQ (1).xlsx |  |  |  | CITYWALK PHASE-05, PLOT 5.11 | Residential | CITYWALK RESIDENTIAL 1 LLC
740 | M | DB-601; TCL 19.00kW | 1 | Nr. | 3645 | 3645 | R — Electrical Engineering Installations | R | R05 | R0502 | R5 Accessories | 5.08 | Electrical Installations – Distribution Board | Number | AED | 92 | AI | ✓ |  | Citywalk Plot 5.11 Main Works Contract BOQ (1).xlsx |  |  |  | CITYWALK PHASE-05, PLOT 5.11 | Residential | CITYWALK RESIDENTIAL 1 LLC
742 | N | DB-602; TCL 19.00kW | 1 | Nr. | 3645 | 3645 | R — Electrical Engineering Installations | R | R05 | R0502 | R5 Accessories | 5.08 | Electrical Installations – Distribution Board | Number | AED | 92 | AI | ✓ |  | Citywalk Plot 5.11 Main Works Contract BOQ (1).xlsx |  |  |  | CITYWALK PHASE-05, PLOT 5.11 | Residential | CITYWALK RESIDENTIAL 1 LLC
744 | P | DB-603; TCL 17.80kW | 1 | Nr. | 3645 | 3645 | R — Electrical Engineering Installations | R | R05 | R0502 | R5 Accessories | 5.08 | Electrical Installations – Distribution Board | Number | AED | 92 | AI | ✓ |  | Citywalk Plot 5.11 Main Works Contract BOQ (1).xlsx |  |  |  | CITYWALK PHASE-05, PLOT 5.11 | Residential | CITYWALK RESIDENTIAL 1 LLC
746 | Q | DB-604; TCL 14.95kW | 1 | Nr. | 3172 | 3172 | R — Electrical Engineering Installations | R | R05 | R0502 | R5 Accessories | 5.08 | Electrical Installations – Distribution Board | Number | AED | 92 | AI | ✓ |  | Citywalk Plot 5.11 Main Works Contract BOQ (1).xlsx |  |  |  | CITYWALK PHASE-05, PLOT 5.11 | Residential | CITYWALK RESIDENTIAL 1 LLC
748 | R | DB-605; TCL 14.95kW | 1 | Nr. | 3172 | 3172 | R — Electrical Engineering Installations | R | R05 | R0502 | R5 Accessories | 5.08 | Electrical Installations – Distribution Board | Number | AED | 92 | AI | ✓ |  | Citywalk Plot 5.11 Main Works Contract BOQ (1).xlsx |  |  |  | CITYWALK PHASE-05, PLOT 5.11 | Residential | CITYWALK RESIDENTIAL 1 LLC
750 | S | DB-606; TCL 17.80kW | 1 | Nr. | 3645 | 3645 | R — Electrical Engineering Installations | R | R05 | R0502 | R5 Accessories | 5.08 | Electrical Installations – Distribution Board | Number | AED | 92 | AI | ✓ |  | Citywalk Plot 5.11 Main Works Contract BOQ (1).xlsx |  |  |  | CITYWALK PHASE-05, PLOT 5.11 | Residential | CITYWALK RESIDENTIAL 1 LLC
752 | T | DB-607; TCL 17.80kW | 1 | Nr. | 3645 | 3645 | R — Electrical Engineering Installations | R | R05 | R0502 | R5 Accessories | 5.08 | Electrical Installations – Distribution Board | Number | AED | 92 | AI | ✓ |  | Citywalk Plot 5.11 Main Works Contract BOQ (1).xlsx |  |  |  | CITYWALK PHASE-05, PLOT 5.11 | Residential | CITYWALK RESIDENTIAL 1 LLC
754 | U | DB-608; TCL 14.95kW | 1 | Nr. | 3172 | 3172 | R — Electrical Engineering Installations | R | R05 | R0502 | R5 Accessories | 5.08 | Electrical Installations – Distribution Board | Number | AED | 92 | AI | ✓ |  | Citywalk Plot 5.11 Main Works Contract BOQ (1).xlsx |  |  |  | CITYWALK PHASE-05, PLOT 5.11 | Residential | CITYWALK RESIDENTIAL 1 LLC
756 | V | DB-609; TCL 14.95kW | 1 | Nr. | 3172 | 3172 | R — Electrical Engineering Installations | R | R05 | R0502 | R5 Accessories | 5.08 | Electrical Installations – Distribution Board | Number | AED | 92 | AI | ✓ |  | Citywalk Plot 5.11 Main Works Contract BOQ (1).xlsx |  |  |  | CITYWALK PHASE-05, PLOT 5.11 | Residential | CITYWALK RESIDENTIAL 1 LLC
758 | W | DB-610; TCL 14.95kW | 1 | Nr. | 3172 | 3172 | R — Electrical Engineering Installations | R | R05 | R0502 | R5 Accessories | 5.08 | Electrical Installations – Distribution Board | Number | AED | 92 | AI | ✓ |  | Citywalk Plot 5.11 Main Works Contract BOQ (1).xlsx |  |  |  | CITYWALK PHASE-05, PLOT 5.11 | Residential | CITYWALK RESIDENTIAL 1 LLC
760 | X | DB-611; TCL 14.95kW | 1 | Nr. | 3172 | 3172 | R — Electrical Engineering Installations | R | R05 | R0502 | R5 Accessories | 5.08 | Electrical Installations – Distribution Board | Number | AED | 92 | AI | ✓ |  | Citywalk Plot 5.11 Main Works Contract BOQ (1).xlsx |  |  |  | CITYWALK PHASE-05, PLOT 5.11 | Residential | CITYWALK RESIDENTIAL 1 LLC
763 |  |  |  | To Collection AED |  | 74421 | [8 empty] | AED |  |  |  |  | Citywalk Plot 5.11 Main Works Contract BOQ (1).xlsx |  |  |  | CITYWALK PHASE-05, PLOT 5.11 | Residential | CITYWALK RESIDENTIAL 1 LLC
▸ POWER SYSTEM INSTALLATIONS (Cont'd)
769 | A | DB-612; TCL 14.95kW | 1 | Nr. | 3172 | 3172 | R — Electrical Engineering Installations | R | R05 | R0502 | R5 Accessories | 5.08 | Electrical Installations – Distribution Board | Number | AED | 92 | AI | ✓ |  | Citywalk Plot 5.11 Main Works Contract BOQ (1).xlsx |  |  |  | CITYWALK PHASE-05, PLOT 5.11 | Residential | CITYWALK RESIDENTIAL 1 LLC
771 | B | DB-613; TCL 23.00kW | 1 | Nr. | 4025 | 4025 | R — Electrical Engineering Installations | R | R05 | R0502 | R5 Accessories | 5.08 | Electrical Installations – Distribution Board | Number | AED | 92 | AI | ✓ |  | Citywalk Plot 5.11 Main Works Contract BOQ (1).xlsx |  |  |  | CITYWALK PHASE-05, PLOT 5.11 | Residential | CITYWALK RESIDENTIAL 1 LLC
773 | C | DB-614; TCL 19.00kW | 1 | Nr. | 3645 | 3645 | R — Electrical Engineering Installations | R | R05 | R0502 | R5 Accessories | 5.08 | Electrical Installations – Distribution Board | Number | AED | 92 | AI | ✓ |  | Citywalk Plot 5.11 Main Works Contract BOQ (1).xlsx |  |  |  | CITYWALK PHASE-05, PLOT 5.11 | Residential | CITYWALK RESIDENTIAL 1 LLC
775 | D | DB-615; TCL 14.95kW | 1 | Nr. | 3172 | 3172 | R — Electrical Engineering Installations | R | R05 | R0502 | R5 Accessories | 5.08 | Electrical Installations – Distribution Board | Number | AED | 92 | AI | ✓ |  | Citywalk Plot 5.11 Main Works Contract BOQ (1).xlsx |  |  |  | CITYWALK PHASE-05, PLOT 5.11 | Residential | CITYWALK RESIDENTIAL 1 LLC
777 | E | DB-701; TCL 19.00kW | 1 | Nr. | 3645 | 3645 | R — Electrical Engineering Installations | R | R05 | R0502 | R5 Accessories | 5.08 | Electrical Installations – Distribution Board | Number | AED | 92 | AI | ✓ |  | Citywalk Plot 5.11 Main Works Contract BOQ (1).xlsx |  |  |  | CITYWALK PHASE-05, PLOT 5.11 | Residential | CITYWALK RESIDENTIAL 1 LLC
779 | F | DB-702; TCL 19.00kW | 1 | Nr. | 3645 | 3645 | R — Electrical Engineering Installations | R | R05 | R0502 | R5 Accessories | 5.08 | Electrical Installations – Distribution Board | Number | AED | 92 | AI | ✓ |  | Citywalk Plot 5.11 Main Works Contract BOQ (1).xlsx |  |  |  | CITYWALK PHASE-05, PLOT 5.11 | Residential | CITYWALK RESIDENTIAL 1 LLC
781 | G | DB-703; TCL 17.80kW | 1 | Nr. | 3645 | 3645 | R — Electrical Engineering Installations | R | R05 | R0502 | R5 Accessories | 5.08 | Electrical Installations – Distribution Board | Number | AED | 92 | AI | ✓ |  | Citywalk Plot 5.11 Main Works Contract BOQ (1).xlsx |  |  |  | CITYWALK PHASE-05, PLOT 5.11 | Residential | CITYWALK RESIDENTIAL 1 LLC
783 | H | DB-704; TCL 14.95kW | 1 | Nr. | 3172 | 3172 | R — Electrical Engineering Installations | R | R05 | R0502 | R5 Accessories | 5.08 | Electrical Installations – Distribution Board | Number | AED | 92 | AI | ✓ |  | Citywalk Plot 5.11 Main Works Contract BOQ (1).xlsx |  |  |  | CITYWALK PHASE-05, PLOT 5.11 | Residential | CITYWALK RESIDENTIAL 1 LLC
785 | J | DB-705; TCL 14.95kW | 1 | Nr. | 3172 | 3172 | R — Electrical Engineering Installations | R | R05 | R0502 | R5 Accessories | 5.08 | Electrical Installations – Distribution Board | Number | AED | 92 | AI | ✓ |  | Citywalk Plot 5.11 Main Works Contract BOQ (1).xlsx |  |  |  | CITYWALK PHASE-05, PLOT 5.11 | Residential | CITYWALK RESIDENTIAL 1 LLC
787 | K | DB-706; TCL 17.80kW | 1 | Nr. | 3645 | 3645 | R — Electrical Engineering Installations | R | R05 | R0502 | R5 Accessories | 5.08 | Electrical Installations – Distribution Board | Number | AED | 92 | AI | ✓ |  | Citywalk Plot 5.11 Main Works Contract BOQ (1).xlsx |  |  |  | CITYWALK PHASE-05, PLOT 5.11 | Residential | CITYWALK RESIDENTIAL 1 LLC
789 | L | DB-707; TCL 17.80kW | 1 | Nr. | 3645 | 3645 | R — Electrical Engineering Installations | R | R05 | R0503 | R5 Accessories | 5.08 | Electrical Installations – Power Distribution Boards | Number | AED | 85 | AI | ✓ |  | Citywalk Plot 5.11 Main Works Contract BOQ (1).xlsx |  |  |  | CITYWALK PHASE-05, PLOT 5.11 | Residential | CITYWALK RESIDENTIAL 1 LLC
791 | M | DB-708; TCL 14.95kW | 1 | Nr. | 3172 | 3172 | R — Electrical Engineering Installations | R | R05 | R0503 | R5 Accessories | 5.08 | Electrical Installations – Power Distribution Boards | Number | AED | 85 | AI | ✓ |  | Citywalk Plot 5.11 Main Works Contract BOQ (1).xlsx |  |  |  | CITYWALK PHASE-05, PLOT 5.11 | Residential | CITYWALK RESIDENTIAL 1 LLC
793 | N | DB-709; TCL 14.95kW | 1 | Nr. | 3172 | 3172 | R — Electrical Engineering Installations | R | R05 | R0503 | R5 Accessories | 5.08 | Electrical Installations – Power Distribution Boards | Number | AED | 85 | AI | ✓ |  | Citywalk Plot 5.11 Main Works Contract BOQ (1).xlsx |  |  |  | CITYWALK PHASE-05, PLOT 5.11 | Residential | CITYWALK RESIDENTIAL 1 LLC
795 | P | DB-710; TCL 14.95kW | 1 | Nr. | 3172 | 3172 | R — Electrical Engineering Installations | R | R05 | R0503 | R5 Accessories | 5.08 | Electrical Installations – Power Distribution Boards | Number | AED | 85 | AI | ✓ |  | Citywalk Plot 5.11 Main Works Contract BOQ (1).xlsx |  |  |  | CITYWALK PHASE-05, PLOT 5.11 | Residential | CITYWALK RESIDENTIAL 1 LLC
797 | Q | DB-711; TCL 14.95kW | 1 | Nr. | 3172 | 3172 | R — Electrical Engineering Installations | R | R05 | R0503 | R5 Accessories | 5.08 | Electrical Installations – Power Distribution Boards | Number | AED | 85 | AI | ✓ |  | Citywalk Plot 5.11 Main Works Contract BOQ (1).xlsx |  |  |  | CITYWALK PHASE-05, PLOT 5.11 | Residential | CITYWALK RESIDENTIAL 1 LLC
799 | R | DB-712; TCL 14.95kW | 1 | Nr. | 3172 | 3172 | R — Electrical Engineering Installations | R | R05 | R0503 | R5 Accessories | 5.08 | Electrical Installations – Power Distribution Boards | Number | AED | 85 | AI | ✓ |  | Citywalk Plot 5.11 Main Works Contract BOQ (1).xlsx |  |  |  | CITYWALK PHASE-05, PLOT 5.11 | Residential | CITYWALK RESIDENTIAL 1 LLC
801 | S | DB-713; TCL 23.00kW | 1 | Nr. | 4025 | 4025 | R — Electrical Engineering Installations | R | R05 | R0503 | R5 Accessories | 5.08 | Electrical Installations – Power Distribution Boards | Number | AED | 85 | AI | ✓ |  | Citywalk Plot 5.11 Main Works Contract BOQ (1).xlsx |  |  |  | CITYWALK PHASE-05, PLOT 5.11 | Residential | CITYWALK RESIDENTIAL 1 LLC
803 | T | DB-714; TCL 19.00kW | 1 | Nr. | 3645 | 3645 | R — Electrical Engineering Installations | R | R05 | R0503 | R5 Accessories | 5.08 | Electrical Installations – Power Distribution Boards | Number | AED | 85 | AI | ✓ |  | Citywalk Plot 5.11 Main Works Contract BOQ (1).xlsx |  |  |  | CITYWALK PHASE-05, PLOT 5.11 | Residential | CITYWALK RESIDENTIAL 1 LLC
805 | U | DB-715; TCL 14.95kW | 1 | Nr. | 3172 | 3172 | R — Electrical Engineering Installations | R | R05 | R0503 | R5 Accessories | 5.08 | Electrical Installations – Power Distribution Boards | Number | AED | 85 | AI | ✓ |  | Citywalk Plot 5.11 Main Works Contract BOQ (1).xlsx |  |  |  | CITYWALK PHASE-05, PLOT 5.11 | Residential | CITYWALK RESIDENTIAL 1 LLC
807 | V | DB-801; TCL 14.95kW | 1 | Nr. | 3172 | 3172 | R — Electrical Engineering Installations | R | R05 | R0503 | R5 Accessories | 5.08 | Electrical Installations – Power Distribution Boards | Number | AED | 85 | AI | ✓ |  | Citywalk Plot 5.11 Main Works Contract BOQ (1).xlsx |  |  |  | CITYWALK PHASE-05, PLOT 5.11 | Residential | CITYWALK RESIDENTIAL 1 LLC
809 | W | DB-802; TCL 23.00kW | 1 | Nr. | 4025 | 4025 | R — Electrical Engineering Installations | R | R05 | R0503 | R5 Accessories | 5.08 | Electrical Installations – Power Distribution Boards | Number | AED | 85 | AI | ✓ |  | Citywalk Plot 5.11 Main Works Contract BOQ (1).xlsx |  |  |  | CITYWALK PHASE-05, PLOT 5.11 | Residential | CITYWALK RESIDENTIAL 1 LLC
811 | X | DB-803; TCL 14.95kW | 1 | Nr. | 3172 | 3172 | R — Electrical Engineering Installations | R | R05 | R0503 | R5 Accessories | 5.08 | Electrical Installations – Power Distribution Boards | Number | AED | 85 | AI | ✓ |  | Citywalk Plot 5.11 Main Works Contract BOQ (1).xlsx |  |  |  | CITYWALK PHASE-05, PLOT 5.11 | Residential | CITYWALK RESIDENTIAL 1 LLC
814 |  |  |  | To Collection AED |  | 75654 | [8 empty] | AED |  |  |  |  | Citywalk Plot 5.11 Main Works Contract BOQ (1).xlsx |  |  |  | CITYWALK PHASE-05, PLOT 5.11 | Residential | CITYWALK RESIDENTIAL 1 LLC
▸ POWER SYSTEM INSTALLATIONS (Cont'd)
820 | A | DB-804; TCL 17.80kW | 1 | Nr. | 3645 | 3645 | R — Electrical Engineering Installations | R | R05 | R0503 | R5 Accessories | 5.08 | Electrical Installations – Power Distribution Boards | Number | AED | 85 | AI | ✓ |  | Citywalk Plot 5.11 Main Works Contract BOQ (1).xlsx |  |  |  | CITYWALK PHASE-05, PLOT 5.11 | Residential | CITYWALK RESIDENTIAL 1 LLC
822 | B | DB-805; TCL 17.80kW | 1 | Nr. | 3645 | 3645 | R — Electrical Engineering Installations | R | R05 | R0503 | R5 Accessories | 5.08 | Electrical Installations – Power Distribution Boards | Number | AED | 85 | AI | ✓ |  | Citywalk Plot 5.11 Main Works Contract BOQ (1).xlsx |  |  |  | CITYWALK PHASE-05, PLOT 5.11 | Residential | CITYWALK RESIDENTIAL 1 LLC
824 | C | DB-806; TCL 17.80kW | 1 | Nr. | 3645 | 3645 | R — Electrical Engineering Installations | R | R05 | R0503 | R5 Accessories | 5.08 | Electrical Installations – Power Distribution Boards | Number | AED | 85 | AI | ✓ |  | Citywalk Plot 5.11 Main Works Contract BOQ (1).xlsx |  |  |  | CITYWALK PHASE-05, PLOT 5.11 | Residential | CITYWALK RESIDENTIAL 1 LLC
826 | D | DB-807; TCL 23.00kW | 1 | Nr. | 4025 | 4025 | R — Electrical Engineering Installations | R | R05 | R0503 | R5 Accessories | 5.08 | Electrical Installations – Power Distribution Boards | Number | AED | 85 | AI | ✓ |  | Citywalk Plot 5.11 Main Works Contract BOQ (1).xlsx |  |  |  | CITYWALK PHASE-05, PLOT 5.11 | Residential | CITYWALK RESIDENTIAL 1 LLC
828 | E | DB-808; TCL 19.00kW | 1 | Nr. | 3645 | 3645 | R — Electrical Engineering Installations | R | R05 | R0503 | R5 Accessories | 5.08 | Electrical Installations – Power Distribution Boards | Number | AED | 85 | AI | ✓ |  | Citywalk Plot 5.11 Main Works Contract BOQ (1).xlsx |  |  |  | CITYWALK PHASE-05, PLOT 5.11 | Residential | CITYWALK RESIDENTIAL 1 LLC
830 | F | DB-GYM; TCL 16.00kW | 1 | Nr. | 4370 | 4370 | R — Electrical Engineering Installations | R | R05 | R0503 | R5 Accessories | 5.08 | Electrical Installations – Power Distribution Boards | Number | AED | 85 | AI | ✓ |  | Citywalk Plot 5.11 Main Works Contract BOQ (1).xlsx |  |  |  | CITYWALK PHASE-05, PLOT 5.11 | Residential | CITYWALK RESIDENTIAL 1 LLC
832 | G | DB-LL-L1; TCL 13.00kW | 1 | Nr. | 5238 | 5238 | R — Electrical Engineering Installations | R | R05 | R0503 | R5 Accessories | 5.08 | Electrical Installations – Power Distribution Boards | Number | AED | 85 | AI | ✓ |  | Citywalk Plot 5.11 Main Works Contract BOQ (1).xlsx |  |  |  | CITYWALK PHASE-05, PLOT 5.11 | Residential | CITYWALK RESIDENTIAL 1 LLC
834 | H | DB-LL-L3; TCL 14.00kW | 1 | Nr. | 6406 | 6406 | R — Electrical Engineering Installations | R | R05 | R0503 | R5 Accessories | 5.08 | Electrical Installations – Power Distribution Boards | Number | AED | 85 | AI | ✓ |  | Citywalk Plot 5.11 Main Works Contract BOQ (1).xlsx |  |  |  | CITYWALK PHASE-05, PLOT 5.11 | Residential | CITYWALK RESIDENTIAL 1 LLC
836 | J | DB-LL-L6; TCL 14.00kW | 1 | Nr. | 6406 | 6406 | R — Electrical Engineering Installations | R | R05 | R0503 | R5 Accessories | 5.08 | Electrical Installations – Power Distribution Boards | Number | AED | 85 | AI | ✓ |  | Citywalk Plot 5.11 Main Works Contract BOQ (1).xlsx |  |  |  | CITYWALK PHASE-05, PLOT 5.11 | Residential | CITYWALK RESIDENTIAL 1 LLC
838 | K | DB-LL-RF; TCL 10.00kW | 1 | Nr. | 3619 | 3619 | R — Electrical Engineering Installations | R | R05 | R0503 | R5 Accessories | 5.08 | Electrical Installations – Power Distribution Boards | Number | AED | 85 | AI | ✓ |  | Citywalk Plot 5.11 Main Works Contract BOQ (1).xlsx |  |  |  | CITYWALK PHASE-05, PLOT 5.11 | Residential | CITYWALK RESIDENTIAL 1 LLC
▸ Emergency distribution boards
842 | L | EDB-L2; TCL 10.00kW | 1 | Nr. | 3221 | 3221 | R — Electrical Engineering Installations | R | R05 | R0503 | R5 Accessories | 5.08 | Electrical Installations – Emergency Power Distribution | Number | AED | 88 | AI | ✓ |  | Citywalk Plot 5.11 Main Works Contract BOQ (1).xlsx |  |  |  | CITYWALK PHASE-05, PLOT 5.11 | Residential | CITYWALK RESIDENTIAL 1 LLC
844 | M | EDB-L5; TCL 10.00kW | 1 | Nr. | 3914 | 3914 | R — Electrical Engineering Installations | R | R05 | R0503 | R5 Accessories | 5.08 | Electrical Installations – Emergency Power Distribution | Number | AED | 88 | AI | ✓ |  | Citywalk Plot 5.11 Main Works Contract BOQ (1).xlsx |  |  |  | CITYWALK PHASE-05, PLOT 5.11 | Residential | CITYWALK RESIDENTIAL 1 LLC
846 | N | EDB-L8; TCL 35.00kW | 1 | Nr. | 4863 | 4863 | R — Electrical Engineering Installations | R | R05 | R0503 | R5 Accessories | 5.08 | Electrical Installations – Emergency Power Distribution | Number | AED | 88 | AI | ✓ |  | Citywalk Plot 5.11 Main Works Contract BOQ (1).xlsx |  |  |  | CITYWALK PHASE-05, PLOT 5.11 | Residential | CITYWALK RESIDENTIAL 1 LLC
▸ kWH meter
850 | P | Electrical kWh meter including control wire connections | 114 | Nr. | 868 | 98952 | R — Electrical Engineering Installations | R | R06 | R0601 | R6 Control gear | 3.01 | Electrical – kWh Meter | Enumerated (nr) | AED | 97 | Rule | ✓ |  | Citywalk Plot 5.11 Main Works Contract BOQ (1).xlsx |  |  |  | CITYWALK PHASE-05, PLOT 5.11 | Residential | CITYWALK RESIDENTIAL 1 LLC
▸ Disconnect switch, IP65, anti-corrosion treated (cable and containment measured separately)
854 | Q | 20A SPN | 5 | Nr. | 216 | 1080 | R — Electrical Engineering Installations | R | R05 | R0503 | R5 Accessories | 5.08 | Electrical Installations – Metering Equipment | Number | AED | 87 | AI | ✓ |  | Citywalk Plot 5.11 Main Works Contract BOQ (1).xlsx |  |  |  | CITYWALK PHASE-05, PLOT 5.11 | Residential | CITYWALK RESIDENTIAL 1 LLC
856 | R | 20A TPN | 8 | Nr. | 219 | 1752 | R — Electrical Engineering Installations | R | R05 | R0503 | R5 Accessories | 5.08 | Electrical Installations – Metering Equipment | Number | AED | 87 | AI | ✓ |  | Citywalk Plot 5.11 Main Works Contract BOQ (1).xlsx |  |  |  | CITYWALK PHASE-05, PLOT 5.11 | Residential | CITYWALK RESIDENTIAL 1 LLC
861 |  |  |  | To Collection AED |  | 158426 | [8 empty] | AED |  |  |  |  | Citywalk Plot 5.11 Main Works Contract BOQ (1).xlsx |  |  |  | CITYWALK PHASE-05, PLOT 5.11 | Residential | CITYWALK RESIDENTIAL 1 LLC
▸ POWER SYSTEM INSTALLATIONS (Cont'd)
867 | A | 32A TPN | 1 | Nr. | 226 | 226 | R — Electrical Engineering Installations | R | R05 | R0503 | R5 Accessories | 5.08 | Electrical Installations – Power Distribution Equipment | Number | AED | 86 | AI | ✓ |  | Citywalk Plot 5.11 Main Works Contract BOQ (1).xlsx |  |  |  | CITYWALK PHASE-05, PLOT 5.11 | Residential | CITYWALK RESIDENTIAL 1 LLC
869 | B | 40A TPN | 1 | Nr. | 234 | 234 | R — Electrical Engineering Installations | R | R05 | R0503 | R5 Accessories | 5.08 | Electrical Installations – Power Distribution Equipment | Number | AED | 86 | AI | ✓ |  | Citywalk Plot 5.11 Main Works Contract BOQ (1).xlsx |  |  |  | CITYWALK PHASE-05, PLOT 5.11 | Residential | CITYWALK RESIDENTIAL 1 LLC
871 | C | 63A TPN | 4 | Nr. | 780 | 3120 | R — Electrical Engineering Installations | R | R05 | R0503 | R5 Accessories | 5.08 | Electrical Installations – Power Distribution Equipment | Number | AED | 86 | AI | ✓ |  | Citywalk Plot 5.11 Main Works Contract BOQ (1).xlsx |  |  |  | CITYWALK PHASE-05, PLOT 5.11 | Residential | CITYWALK RESIDENTIAL 1 LLC
873 | D | 80A TPN | 4 | Nr. | 798 | 3192 | R — Electrical Engineering Installations | R | R05 | R0503 | R5 Accessories | 5.08 | Electrical Installations – Power Distribution Equipment | Number | AED | 86 | AI | ✓ |  | Citywalk Plot 5.11 Main Works Contract BOQ (1).xlsx |  |  |  | CITYWALK PHASE-05, PLOT 5.11 | Residential | CITYWALK RESIDENTIAL 1 LLC
875 | E | 1000A TPN | 2 | Nr. | 7203 | 14406 | R — Electrical Engineering Installations | R | R05 | R0503 | R5 Accessories | 5.08 | Electrical Installations – Power Distribution Equipment | Number | AED | 86 | AI | ✓ |  | Citywalk Plot 5.11 Main Works Contract BOQ (1).xlsx |  |  |  | CITYWALK PHASE-05, PLOT 5.11 | Residential | CITYWALK RESIDENTIAL 1 LLC
▸ Small Power Installation
▸ Final sub-circuits and auxiliary installations complete with cabling, containment, terminations and all ancillary works as necessary
881 | F | Socket outlet points | 2687 | Nr. | 176 | 472912 | R — Electrical Engineering Installations | R | R04 | R0401 | R4 Final sub-circuits and auxiliary installations | 3.01 | Electrical – Power Points | Enumerated (nr) | AED | 95 | Rule | ✓ |  | Citywalk Plot 5.11 Main Works Contract BOQ (1).xlsx |  |  |  | CITYWALK PHASE-05, PLOT 5.11 | Residential | CITYWALK RESIDENTIAL 1 LLC
883 | G | Cooker control unit points | 228 | Nr. | 287 | 65436 | R — Electrical Engineering Installations | R | R06 | R0600 | R6 Control gear | 5.08 | Electrical Engineering Installations | Length (m), Enumerated (nr), Item | AED | 69 | Fuzzy | ⚠ |  | Citywalk Plot 5.11 Main Works Contract BOQ (1).xlsx |  |  |  | CITYWALK PHASE-05, PLOT 5.11 | Residential | CITYWALK RESIDENTIAL 1 LLC
885 | H | Junction box points | 114 | Nr. | 209 | 23826 | R — Electrical Engineering Installations | R | R04 | R0401 | R4 Final sub-circuits and auxiliary installations | 5.08 | Electrical Engineering Installations | Length (m), Enumerated (nr), Item | AED | 60 | Fuzzy | ⚠ |  | Citywalk Plot 5.11 Main Works Contract BOQ (1).xlsx |  |  |  | CITYWALK PHASE-05, PLOT 5.11 | Residential | CITYWALK RESIDENTIAL 1 LLC
887 | J | Floor box points | 6 | Nr. | 229 | 1374 | R — Electrical Engineering Installations | R | R04 | R0401 | R4 Final sub-circuits and auxiliary installations | 3.01 | Electrical – Power Points | Enumerated (nr) | AED | 95 | Rule | ✓ |  | Citywalk Plot 5.11 Main Works Contract BOQ (1).xlsx |  |  |  | CITYWALK PHASE-05, PLOT 5.11 | Residential | CITYWALK RESIDENTIAL 1 LLC
889 | K | Isolator points | 12 | Nr. | 1795 | 21540 | R — Electrical Engineering Installations | R | R04 | R0401 | R4 Final sub-circuits and auxiliary installations | 5.08 | Electrical Engineering Installations | Length (m), Enumerated (nr), Item | AED | 68 | Fuzzy | ⚠ |  | Citywalk Plot 5.11 Main Works Contract BOQ (1).xlsx |  |  |  | CITYWALK PHASE-05, PLOT 5.11 | Residential | CITYWALK RESIDENTIAL 1 LLC
891 | L | Power switch points | 528 | Nr. | 176 | 92928 | R — Electrical Engineering Installations | R | R04 | R0401 | R4 Final sub-circuits and auxiliary installations | 5.08 | Electrical Engineering Installations | Length (m), Enumerated (nr), Item | AED | 63 | Fuzzy | ⚠ |  | Citywalk Plot 5.11 Main Works Contract BOQ (1).xlsx |  |  |  | CITYWALK PHASE-05, PLOT 5.11 | Residential | CITYWALK RESIDENTIAL 1 LLC
▸ Accessories including fixings, supports, hangers and all ancillary works as necessary
895 | M | 13A single switch socket outlet | 514 | Nr. | 137 | 70418 | R — Electrical Engineering Installations | R | R04 | R0401 | R4 Final sub-circuits and auxiliary installations | 3.01 | Electrical – Socket Outlet | Enumerated (nr) | AED | 97 | Rule | ✓ |  | Citywalk Plot 5.11 Main Works Contract BOQ (1).xlsx |  |  |  | CITYWALK PHASE-05, PLOT 5.11 | Residential | CITYWALK RESIDENTIAL 1 LLC
897 | N | 13A single switch socket outlet, WP, IP56 | 9 | Nr. | 123 | 1107 | R — Electrical Engineering Installations | R | R04 | R0401 | R4 Final sub-circuits and auxiliary installations | 3.01 | Electrical – Socket Outlet | Enumerated (nr) | AED | 97 | Rule | ✓ |  | Citywalk Plot 5.11 Main Works Contract BOQ (1).xlsx |  |  |  | CITYWALK PHASE-05, PLOT 5.11 | Residential | CITYWALK RESIDENTIAL 1 LLC
899 | P | 13A single switch socket outlet with USB | 479 | Nr. | 215 | 102985 | R — Electrical Engineering Installations | R | R04 | R0401 | R4 Final sub-circuits and auxiliary installations | 3.01 | Electrical – Socket Outlet | Enumerated (nr) | AED | 97 | Rule | ✓ |  | Citywalk Plot 5.11 Main Works Contract BOQ (1).xlsx |  |  |  | CITYWALK PHASE-05, PLOT 5.11 | Residential | CITYWALK RESIDENTIAL 1 LLC
901 | Q | 13A single switch socket outlet with neon indicator, WP for FCU, IP56 | 116 | Nr. | 123 | 14268 | R — Electrical Engineering Installations | R | R04 | R0401 | R4 Final sub-circuits and auxiliary installations | 3.01 | Electrical – Socket Outlet | Enumerated (nr) | AED | 97 | Rule | ✓ |  | Citywalk Plot 5.11 Main Works Contract BOQ (1).xlsx |  |  |  | CITYWALK PHASE-05, PLOT 5.11 | Residential | CITYWALK RESIDENTIAL 1 LLC
908 |  |  |  | To Collection AED |  | 887972 | [8 empty] | AED |  |  |  |  | Citywalk Plot 5.11 Main Works Contract BOQ (1).xlsx |  |  |  | CITYWALK PHASE-05, PLOT 5.11 | Residential | CITYWALK RESIDENTIAL 1 LLC
▸ POWER SYSTEM INSTALLATIONS (Cont'd)
914 | A | 13A twin switch socket outlet | 416 | Nr. | 176 | 73216 | R — Electrical Engineering Installations | R | R05 | R0501 | R5 Accessories | 5.08 | Electrical Engineering Installations | Length (m), Enumerated (nr), Item | AED | 74 | Fuzzy | ⚠ |  | Citywalk Plot 5.11 Main Works Contract BOQ (1).xlsx |  |  |  | CITYWALK PHASE-05, PLOT 5.11 | Residential | CITYWALK RESIDENTIAL 1 LLC
916 | B | 13A switched spur outlet with neon indicator for FCU | 230 | Nr. | 49 | 11270 | Q — Mechanical Engineering Installations | Q | Q03 | Q0301 | Q3 Ductwork | 5.06 | Mechanical Engineering Installations | Length (m), Weight (t), Area (m²), Enumerated (nr), Item | AED | 66 | Fuzzy | ⚠ |  | Citywalk Plot 5.11 Main Works Contract BOQ (1).xlsx |  |  |  | CITYWALK PHASE-05, PLOT 5.11 | Residential | CITYWALK RESIDENTIAL 1 LLC
918 | C | 13A switched spur outlet with neon indicator | 114 | Nr. | 49 | 5586 | R — Electrical Engineering Installations | R | R05 | R0506 | R5 Accessories | 5.08 | Electrical Installations – Socket Outlets & Switched Spurs | Number | AED | 84 | AI | ⚠ |  | Citywalk Plot 5.11 Main Works Contract BOQ (1).xlsx |  |  |  | CITYWALK PHASE-05, PLOT 5.11 | Residential | CITYWALK RESIDENTIAL 1 LLC
920 | D | 13A unswitched fused spur outlet with neon indicator | 127 | Nr. | 39 | 4953 | R — Electrical Engineering Installations | R | R05 | R0506 | R5 Accessories | 5.08 | Electrical Installations – Socket Outlets & Switched Spurs | Number | AED | 84 | AI | ⚠ |  | Citywalk Plot 5.11 Main Works Contract BOQ (1).xlsx |  |  |  | CITYWALK PHASE-05, PLOT 5.11 | Residential | CITYWALK RESIDENTIAL 1 LLC
922 | E | 13A unswitched fused spur outlet with neon indicator, FR | 35 | Nr. | 140 | 4900 | R — Electrical Engineering Installations | R | R05 | R0506 | R5 Accessories | 5.08 | Electrical Installations – Socket Outlets & Switched Spurs | Number | AED | 84 | AI | ⚠ |  | Citywalk Plot 5.11 Main Works Contract BOQ (1).xlsx |  |  |  | CITYWALK PHASE-05, PLOT 5.11 | Residential | CITYWALK RESIDENTIAL 1 LLC
924 | F | 20A Flex outlet | 228 | Nr. | 33 | 7524 | R — Electrical Engineering Installations | R | R05 | R0506 | R5 Accessories | 5.08 | Electrical Installations – Socket Outlets & Industrial Outlets | Number | AED | 84 | AI | ⚠ |  | Citywalk Plot 5.11 Main Works Contract BOQ (1).xlsx |  |  |  | CITYWALK PHASE-05, PLOT 5.11 | Residential | CITYWALK RESIDENTIAL 1 LLC
926 | G | 20A Flex outlet with WP cover | 114 | Nr. | 105 | 11970 | R — Electrical Engineering Installations | R | R05 | R0506 | R5 Accessories | 5.08 | Electrical Installations – Socket Outlets & Industrial Outlets | Number | AED | 85 | AI | ✓ |  | Citywalk Plot 5.11 Main Works Contract BOQ (1).xlsx |  |  |  | CITYWALK PHASE-05, PLOT 5.11 | Residential | CITYWALK RESIDENTIAL 1 LLC
928 | H | 20A Flex outlet with transparent WP cover | 114 | Nr. | 123 | 14022 | R — Electrical Engineering Installations | R | R05 | R0506 | R5 Accessories | 5.08 | Electrical Installations – Socket Outlets & Industrial Outlets | Number | AED | 85 | AI | ✓ |  | Citywalk Plot 5.11 Main Works Contract BOQ (1).xlsx |  |  |  | CITYWALK PHASE-05, PLOT 5.11 | Residential | CITYWALK RESIDENTIAL 1 LLC
930 | J | 20A DP flex outlet with neon indicator with WP cover | 6 | Nr. | 238 | 1428 | R — Electrical Engineering Installations | R | R05 | R0506 | R5 Accessories | 5.08 | Electrical Installations – Socket Outlets & Industrial Outlets | Number | AED | 85 | AI | ✓ |  | Citywalk Plot 5.11 Main Works Contract BOQ (1).xlsx |  |  |  | CITYWALK PHASE-05, PLOT 5.11 | Residential | CITYWALK RESIDENTIAL 1 LLC
932 | K | 20A DP flex outlet with neon indicator in ceiling for water heater | 185 | Nr. | 116 | 21460 | J — Finishes | J | J01 | J0101 | J1 Generally | 3.01 | Internal Finishes | Area (m²), Length (m) | AED | 66 | Fuzzy | ⚠ |  | Citywalk Plot 5.11 Main Works Contract BOQ (1).xlsx |  |  |  | CITYWALK PHASE-05, PLOT 5.11 | Residential | CITYWALK RESIDENTIAL 1 LLC
934 | L | 45A 230V cooker control unit and connector terminal | 228 | Nr. | 284 | 64752 | R — Electrical Engineering Installations | R | R06 | R0600 | R6 Control gear | 5.08 | Electrical Engineering Installations | Length (m), Enumerated (nr), Item | AED | 69 | Fuzzy | ⚠ |  | Citywalk Plot 5.11 Main Works Contract BOQ (1).xlsx |  |  |  | CITYWALK PHASE-05, PLOT 5.11 | Residential | CITYWALK RESIDENTIAL 1 LLC
936 | M | Junction box, provision: 3x3 inch | 114 | Nr. | 208 | 23712 | R — Electrical Engineering Installations | R | R05 | R0506 | R5 Accessories | 5.08 | Electrical Installations – Cable Containment & Junction Boxes | Number | AED | 82 | AI | ⚠ |  | Citywalk Plot 5.11 Main Works Contract BOQ (1).xlsx |  |  |  | CITYWALK PHASE-05, PLOT 5.11 | Residential | CITYWALK RESIDENTIAL 1 LLC
938 | N | Floor box; FB1; 13A twin switch socket outlet and RJ45 twin outlet ( RJ45 outlet measured separately ) | 6 | Nr. | 1971 | 11826 | R — Electrical Engineering Installations | R | R04 | R0401 | R4 Final sub-circuits and auxiliary installations | 3.01 | Electrical – Floor Box | Enumerated (nr) | AED | 95 | Rule | ✓ |  | Citywalk Plot 5.11 Main Works Contract BOQ (1).xlsx |  |  |  | CITYWALK PHASE-05, PLOT 5.11 | Residential | CITYWALK RESIDENTIAL 1 LLC
▸ Isolators, IP65, anti-corrosion treated
942 | P | 20A SPN isolator | 10 | Nr. | 216 | 2160 | R — Electrical Engineering Installations | R | R52 | R5202 |  | 5.08 | Electrical Installations – Distribution & Control | No. (Number) | AED | 85 | AI | ✓ |  | Citywalk Plot 5.11 Main Works Contract BOQ (1).xlsx |  |  |  | CITYWALK PHASE-05, PLOT 5.11 | Residential | CITYWALK RESIDENTIAL 1 LLC
944 | Q | 63A TPN isolator | 2 | Nr. | 780 | 1560 | R — Electrical Engineering Installations | R | R52 | R5202 |  | 5.08 | Electrical Installations – Distribution & Control | No. (Number) | AED | 85 | AI | ✓ |  | Citywalk Plot 5.11 Main Works Contract BOQ (1).xlsx |  |  |  | CITYWALK PHASE-05, PLOT 5.11 | Residential | CITYWALK RESIDENTIAL 1 LLC
948 |  |  |  | To Collection AED |  | 260339 | [8 empty] | AED |  |  |  |  | Citywalk Plot 5.11 Main Works Contract BOQ (1).xlsx |  |  |  | CITYWALK PHASE-05, PLOT 5.11 | Residential | CITYWALK RESIDENTIAL 1 LLC
▸ POWER SYSTEM INSTALLATIONS (Cont'd)
▸ Power switches including supports and all ancillary works as necessary
956 | A | 20A DP switch with LED indicator | 305 | Nr. | 101 | 30805 | R — Electrical Engineering Installations | R | R52 | R5203 |  | 5.08 | Electrical Installations – Switchgear & Controls | No. (Number) | AED | 82 | AI | ⚠ |  | Citywalk Plot 5.11 Main Works Contract BOQ (1).xlsx |  |  |  | CITYWALK PHASE-05, PLOT 5.11 | Residential | CITYWALK RESIDENTIAL 1 LLC
958 | B | 20A DP switch with LED indicator, WP | 222 | Nr. | 222 | 49284 | R — Electrical Engineering Installations | R | R52 | R5203 |  | 5.08 | Electrical Installations – Switchgear & Controls | No. (Number) | AED | 82 | AI | ⚠ |  | Citywalk Plot 5.11 Main Works Contract BOQ (1).xlsx |  |  |  | CITYWALK PHASE-05, PLOT 5.11 | Residential | CITYWALK RESIDENTIAL 1 LLC
960 | C | Control switch for blind motor | 1 | Nr. | 116 | 116 | R — Electrical Engineering Installations | R | R06 | R0600 | R6 Control gear | 5.08 | Electrical Engineering Installations | Length (m), Enumerated (nr), Item | AED | 70 | Fuzzy | ⚠ |  | Citywalk Plot 5.11 Main Works Contract BOQ (1).xlsx |  |  |  | CITYWALK PHASE-05, PLOT 5.11 | Residential | CITYWALK RESIDENTIAL 1 LLC
995 |  |  |  | To Collection AED |  | 80205 | [8 empty] | AED |  |  |  |  | Citywalk Plot 5.11 Main Works Contract BOQ (1).xlsx |  |  |  | CITYWALK PHASE-05, PLOT 5.11 | Residential | CITYWALK RESIDENTIAL 1 LLC
▸ LIGHTING INSTALLATIONS
▸ Note: Refer to the following:
▸ 1. Specification;
▸ DHRE0017-GCE-XX-XX-SPC-MEP-108004
▸ 2. Drawings
▸ DHRE0017-GC-XX-01-PLN-EL-101003 to 101009
▸ DHRE0017-GC-XX-RF-PLN-EL-101010
▸ DHRE0017-GC-XX-ZZ-DWG-EL-101016
▸ DHRE0017-LET-XX-XX-DWG-SL-100101 to 100104
▸ DHRE0017-GC-XX-ZZ-MUP-EL-101003
▸ DHRE0017- LET- XX- GF-DWG-SL-100122 to 100130
▸ Final sub-circuits and auxiliary installations complete with cabling, containment, terminations and all ancillary works as necessary
1023 | A | Light points | 2069 | Nr. | 172 | 355868 | R — Electrical Engineering Installations | R | R04 | R0401 | R4 Final sub-circuits and auxiliary installations | 5.08 | Electrical Engineering Installations | Length (m), Enumerated (nr), Item | AED | 79 | Fuzzy | ⚠ |  | Citywalk Plot 5.11 Main Works Contract BOQ (1).xlsx |  |  |  | CITYWALK PHASE-05, PLOT 5.11 | Residential | CITYWALK RESIDENTIAL 1 LLC
1025 | B | Linear light points | 5490 | m | 122 | 669780 | R — Electrical Engineering Installations | R | R04 | R0401 | R4 Final sub-circuits and auxiliary installations | 5.08 | Electrical Engineering Installations | Length (m), Enumerated (nr), Item | AED | 77 | Fuzzy | ⚠ |  | Citywalk Plot 5.11 Main Works Contract BOQ (1).xlsx |  |  |  | CITYWALK PHASE-05, PLOT 5.11 | Residential | CITYWALK RESIDENTIAL 1 LLC
1027 | C | Track Channel points | 1324 | m | 104 | 137696 | R — Electrical Engineering Installations | R | R54 | R5404 |  | 5.08 | Electrical Installations – Lighting Systems Infrastructure | No. (Number) | AED | 78 | AI | ⚠ |  | Citywalk Plot 5.11 Main Works Contract BOQ (1).xlsx |  |  |  | CITYWALK PHASE-05, PLOT 5.11 | Residential | CITYWALK RESIDENTIAL 1 LLC
1029 | D | Façade light points | 16 | Nr. | 635 | 10160 | R — Electrical Engineering Installations | R | R04 | R0401 | R4 Final sub-circuits and auxiliary installations | 5.08 | Electrical Engineering Installations | Length (m), Enumerated (nr), Item | AED | 74 | Fuzzy | ⚠ |  | Citywalk Plot 5.11 Main Works Contract BOQ (1).xlsx |  |  |  | CITYWALK PHASE-05, PLOT 5.11 | Residential | CITYWALK RESIDENTIAL 1 LLC
1031 | E | Facade linear light points | 251 | m | 153 | 38403 | R — Electrical Engineering Installations | R | R05 | R0501 | R5 Accessories | 3.01 | Electrical – Facade Lighting Points | Enumerated (nr) | AED | 95 | Rule | ✓ |  | Citywalk Plot 5.11 Main Works Contract BOQ (1).xlsx |  |  |  | CITYWALK PHASE-05, PLOT 5.11 | Residential | CITYWALK RESIDENTIAL 1 LLC
1033 | F | Landscape light points | 13 | Nr. | 635 | 8255 | R — Electrical Engineering Installations | R | R04 | R0401 | R4 Final sub-circuits and auxiliary installations | 5.08 | Electrical Engineering Installations | Length (m), Enumerated (nr), Item | AED | 71 | Fuzzy | ⚠ |  | Citywalk Plot 5.11 Main Works Contract BOQ (1).xlsx |  |  |  | CITYWALK PHASE-05, PLOT 5.11 | Residential | CITYWALK RESIDENTIAL 1 LLC
1035 | G | Landscape linear light points | 12 | m | 153 | 1836 | R — Electrical Engineering Installations | R | R04 | R0401 | R4 Final sub-circuits and auxiliary installations | 5.08 | Electrical Engineering Installations | Length (m), Enumerated (nr), Item | AED | 74 | Fuzzy | ⚠ |  | Citywalk Plot 5.11 Main Works Contract BOQ (1).xlsx |  |  |  | CITYWALK PHASE-05, PLOT 5.11 | Residential | CITYWALK RESIDENTIAL 1 LLC
1037 | H | Pendant light points (pendant light by Tenant) | 306 | Nr. | 201 | 61506 | R — Electrical Engineering Installations | R | R04 | R0401 | R4 Final sub-circuits and auxiliary installations | 5.08 | Electrical Engineering Installations | Length (m), Enumerated (nr), Item | AED | 64 | Fuzzy | ⚠ |  | Citywalk Plot 5.11 Main Works Contract BOQ (1).xlsx |  |  |  | CITYWALK PHASE-05, PLOT 5.11 | Residential | CITYWALK RESIDENTIAL 1 LLC
1039 | J | Lighting switch points | 1294 | Nr. | 96 | 124224 | R — Electrical Engineering Installations | R | R04 | R0401 | R4 Final sub-circuits and auxiliary installations | 5.08 | Electrical Engineering Installations | Length (m), Enumerated (nr), Item | AED | 79 | Fuzzy | ⚠ |  | Citywalk Plot 5.11 Main Works Contract BOQ (1).xlsx |  |  |  | CITYWALK PHASE-05, PLOT 5.11 | Residential | CITYWALK RESIDENTIAL 1 LLC
1041 | K | Sensors points | 142 | Nr. | 391 | 55522 | R — Electrical Engineering Installations | R | R04 | R0401 | R4 Final sub-circuits and auxiliary installations | 5.08 | Electrical Engineering Installations | Length (m), Enumerated (nr), Item | AED | 70 | Fuzzy | ⚠ |  | Citywalk Plot 5.11 Main Works Contract BOQ (1).xlsx |  |  |  | CITYWALK PHASE-05, PLOT 5.11 | Residential | CITYWALK RESIDENTIAL 1 LLC
1044 |  |  |  | To Collection AED |  | 1463250 | [8 empty] | AED |  |  |  |  | Citywalk Plot 5.11 Main Works Contract BOQ (1).xlsx |  |  |  | CITYWALK PHASE-05, PLOT 5.11 | Residential | CITYWALK RESIDENTIAL 1 LLC
▸ LIGHTING INSTALLATIONS (Cont'd)
▸ Light fittings including lamps, ballasts, diffusers, drivers, fixings, hangers, supports and all ancillary works as necessary
▸ Supply only
1054 | A | A1; 20W LED - ceiling surface mounted downlight , IP65 | 76 | Nr. | 298 | 22648 | J — Finishes | J | J05 | J0501 | J5 Suspended ceilings | 3.01 | Internal Finishes | Area (m²), Length (m) | AED | 65 | Fuzzy | ⚠ |  | Citywalk Plot 5.11 Main Works Contract BOQ (1).xlsx |  |  |  | CITYWALK PHASE-05, PLOT 5.11 | Residential | CITYWALK RESIDENTIAL 1 LLC
1056 | B | B1; 10W LED recessed type downlight, IP44 | 16 | Nr. | 95 | 1520 | R — Electrical Engineering Installations | R | R54 | R5402 |  | 5.08 | Electrical Installations – Luminaires & Fittings | No. (Number) | AED | 88 | AI | ✓ |  | Citywalk Plot 5.11 Main Works Contract BOQ (1).xlsx |  |  |  | CITYWALK PHASE-05, PLOT 5.11 | Residential | CITYWALK RESIDENTIAL 1 LLC
1058 | C | F1; 30W linear ceiling surface mounted LED light, IP65 | 43 | Nr. | 132 | 5676 | J — Finishes | J | J02 | J0202 | J2 Backgrounds | 3.01 | Internal Finishes | Area (m²), Length (m) | AED | 65 | Fuzzy | ⚠ |  | Citywalk Plot 5.11 Main Works Contract BOQ (1).xlsx |  |  |  | CITYWALK PHASE-05, PLOT 5.11 | Residential | CITYWALK RESIDENTIAL 1 LLC
1060 | D | WL; 15W parapet surface mounted wall light LED, IP65 | 26 | Nr. | 152 | 3952 | R — Electrical Engineering Installations | R | R54 | R5402 |  | 5.08 | Electrical Installations – Luminaires & Fittings | No. (Number) | AED | 88 | AI | ✓ |  | Citywalk Plot 5.11 Main Works Contract BOQ (1).xlsx |  |  |  | CITYWALK PHASE-05, PLOT 5.11 | Residential | CITYWALK RESIDENTIAL 1 LLC
1062 | E | CH-1; 10W LED - recessed ceiling downlight , IP65 | 18 | Nr. | 383 | 6894 | J — Finishes | J | J05 | J0500 | J5 Suspended ceilings | 3.01 | Internal Finishes | Area (m²), Length (m) | AED | 65 | Fuzzy | ⚠ |  | Citywalk Plot 5.11 Main Works Contract BOQ (1).xlsx |  |  |  | CITYWALK PHASE-05, PLOT 5.11 | Residential | CITYWALK RESIDENTIAL 1 LLC
1064 | F | CH-2; 10W LED - recessed ceiling downlight , IP65 | 6 | Nr. | 383 | 2298 | J — Finishes | J | J05 | J0500 | J5 Suspended ceilings | 3.01 | Internal Finishes | Area (m²), Length (m) | AED | 65 | Fuzzy | ⚠ |  | Citywalk Plot 5.11 Main Works Contract BOQ (1).xlsx |  |  |  | CITYWALK PHASE-05, PLOT 5.11 | Residential | CITYWALK RESIDENTIAL 1 LLC
1066 | G | CH-3; 9.6W/M LED - linear ceiling cove light , IP67 | 11 | m | 105 | 1155 | J — Finishes | J | J05 | J0501 | J5 Suspended ceilings | 3.01 | Internal Finishes | Area (m²), Length (m) | AED | 61 | Fuzzy | ⚠ |  | Citywalk Plot 5.11 Main Works Contract BOQ (1).xlsx |  |  |  | CITYWALK PHASE-05, PLOT 5.11 | Residential | CITYWALK RESIDENTIAL 1 LLC
1068 | H | CH-4; 9.6W/M LED - linear mirror light , IP67 | 12 | m | 90 | 1080 | K — Accessories | K | K02 | K0201 | K2 Partitions | 3.01 | Accessories – Mirror | Enumerated (nr) | AED | 93 | Rule | ✓ |  | Citywalk Plot 5.11 Main Works Contract BOQ (1).xlsx |  |  |  | CITYWALK PHASE-05, PLOT 5.11 | Residential | CITYWALK RESIDENTIAL 1 LLC
1070 | J | CR-1; 11.9W LED - recessed ceiling tiltable downlight , IP20 | 426 | Nr. | 383 | 163158 | J — Finishes | J | J05 | J0501 | J5 Suspended ceilings | 3.01 | Internal Finishes | Area (m²), Length (m) | AED | 65 | Fuzzy | ⚠ |  | Citywalk Plot 5.11 Main Works Contract BOQ (1).xlsx |  |  |  | CITYWALK PHASE-05, PLOT 5.11 | Residential | CITYWALK RESIDENTIAL 1 LLC
1072 | K | CR-1; Linear track only for downlight mounting | 601 | m | 0 | Included in item J | R — Electrical Engineering Installations | R | R54 | R5404 |  | 5.08 | Electrical Installations – Lighting Systems Infrastructure | m (Linear metres) | AED | 85 | AI | ✓ |  | Citywalk Plot 5.11 Main Works Contract BOQ (1).xlsx |  |  |  | CITYWALK PHASE-05, PLOT 5.11 | Residential | CITYWALK RESIDENTIAL 1 LLC
1074 | L | CR-2; 9.6W/M LED - linear ceiling cove light , IP20 | 727 | m | 61 | 44347 | J — Finishes | J | J02 | J0201 | J2 Backgrounds | 3.01 | Internal Finishes | Area (m²), Length (m) | AED | 62 | Fuzzy | ⚠ |  | Citywalk Plot 5.11 Main Works Contract BOQ (1).xlsx |  |  |  | CITYWALK PHASE-05, PLOT 5.11 | Residential | CITYWALK RESIDENTIAL 1 LLC
1076 | M | GY-1; 12W/M LED - suspended linear light , IP20 | 68 | m | 1371 | 93228 | J — Finishes | J | J05 | J0500 | J5 Suspended ceilings | 3.01 | Internal Finishes | Area (m²), Length (m) | AED | 69 | Fuzzy | ⚠ |  | Citywalk Plot 5.11 Main Works Contract BOQ (1).xlsx |  |  |  | CITYWALK PHASE-05, PLOT 5.11 | Residential | CITYWALK RESIDENTIAL 1 LLC
1078 | N | GY-2; 8W LED - suspended downlight , IP20 | 26 | Nr. | 1655 | 43030 | J — Finishes | J | J05 | J0500 | J5 Suspended ceilings | 3.01 | Internal Finishes | Area (m²), Length (m) | AED | 67 | Fuzzy | ⚠ |  | Citywalk Plot 5.11 Main Works Contract BOQ (1).xlsx |  |  |  | CITYWALK PHASE-05, PLOT 5.11 | Residential | CITYWALK RESIDENTIAL 1 LLC
1080 | P | GY-3; 4.8W/M LED - linear furniture light, IP20 | 9 | m | 58 | 522 | M — Furnishings | M | M00 | M0000 |  | 4.01 | Furnishings | Enumerated (nr), Length (m), Item | AED | 65 | Fuzzy | ⚠ |  | Citywalk Plot 5.11 Main Works Contract BOQ (1).xlsx |  |  |  | CITYWALK PHASE-05, PLOT 5.11 | Residential | CITYWALK RESIDENTIAL 1 LLC
1082 | Q | GY-6; 16W LED - track mounted spot light , IP20 | 4 | Nr. | 1966 | 7864 | R — Electrical Engineering Installations | R | R54 | R5402 |  | 5.08 | Electrical Installations – Luminaires & Fittings | No. (Number) | AED | 88 | AI | ✓ |  | Citywalk Plot 5.11 Main Works Contract BOQ (1).xlsx |  |  |  | CITYWALK PHASE-05, PLOT 5.11 | Residential | CITYWALK RESIDENTIAL 1 LLC
1084 | R | Track for GY-6 | 6 | m | 0 | Included in item Q | B — Site Work | B | B23 | B2305 | B23 Railway work | 8.01 | Site Works, Drainage, External Services & Landscaping | Volume (m³), Length (m), Area (m²), Enumerated (nr), Item | AED | 73 | Fuzzy | ⚠ |  | Citywalk Plot 5.11 Main Works Contract BOQ (1).xlsx |  |  |  | CITYWALK PHASE-05, PLOT 5.11 | Residential | CITYWALK RESIDENTIAL 1 LLC
1087 |  |  |  | To Collection AED |  | 397372 | [8 empty] | AED |  |  |  |  | Citywalk Plot 5.11 Main Works Contract BOQ (1).xlsx |  |  |  | CITYWALK PHASE-05, PLOT 5.11 | Residential | CITYWALK RESIDENTIAL 1 LLC
▸ LIGHTING INSTALLATIONS (Cont'd)
1093 | A | GY-7; 24W LED - recessed track light , IP20 | 5 | Nr. | 914 | 4570 | R — Electrical Engineering Installations | R | R54 | R5402 |  | 5.08 | Electrical Installations – Luminaires & Fittings | No. (Number) | AED | 88 | AI | ✓ |  | Citywalk Plot 5.11 Main Works Contract BOQ (1).xlsx |  |  |  | CITYWALK PHASE-05, PLOT 5.11 | Residential | CITYWALK RESIDENTIAL 1 LLC
1095 | B | Track for GY-7 | 7 | m | 343 | 2401 | B — Site Work | B | B23 | B2305 | B23 Railway work | 8.01 | Site Works, Drainage, External Services & Landscaping | Volume (m³), Length (m), Area (m²), Enumerated (nr), Item | AED | 73 | Fuzzy | ⚠ |  | Citywalk Plot 5.11 Main Works Contract BOQ (1).xlsx |  |  |  | CITYWALK PHASE-05, PLOT 5.11 | Residential | CITYWALK RESIDENTIAL 1 LLC
1097 | C | LY-1; 14.4W/M LED, Linear Ceiling Cove Light - 2700K | 133 | m | 84 | 11172 | J — Finishes | J | J02 | J0201 | J2 Backgrounds | 3.01 | Internal Finishes | Area (m²), Length (m) | AED | 61 | Fuzzy | ⚠ |  | Citywalk Plot 5.11 Main Works Contract BOQ (1).xlsx |  |  |  | CITYWALK PHASE-05, PLOT 5.11 | Residential | CITYWALK RESIDENTIAL 1 LLC
1099 | D | LY-2; 11.9W LED, Recessed Ceiling Tiltable Downlight - 2700K | 32 | Nr. | 1029 | 32928 | J — Finishes | J | J05 | J0501 | J5 Suspended ceilings | 3.01 | Internal Finishes | Area (m²), Length (m) | AED | 64 | Fuzzy | ⚠ |  | Citywalk Plot 5.11 Main Works Contract BOQ (1).xlsx |  |  |  | CITYWALK PHASE-05, PLOT 5.11 | Residential | CITYWALK RESIDENTIAL 1 LLC
1101 | E | LY-2; Track Channel | 25 | m | 653 | 16325 | R — Electrical Engineering Installations | R | R54 | R5404 |  | 5.08 | Electrical Installations – Lighting Systems Infrastructure | m (Linear metres) | AED | 85 | AI | ✓ |  | Citywalk Plot 5.11 Main Works Contract BOQ (1).xlsx |  |  |  | CITYWALK PHASE-05, PLOT 5.11 | Residential | CITYWALK RESIDENTIAL 1 LLC
1103 | F | LY-3; 4.8W/M LED, Linear Furniture Light - 2700K | 22 | m | 58 | 1276 | M — Furnishings | M | M00 | M0000 |  | 4.01 | Furnishings | Enumerated (nr), Length (m), Item | AED | 62 | Fuzzy | ⚠ |  | Citywalk Plot 5.11 Main Works Contract BOQ (1).xlsx |  |  |  | CITYWALK PHASE-05, PLOT 5.11 | Residential | CITYWALK RESIDENTIAL 1 LLC
1105 | G | LY-4; 40W/M LED, Recessed Linear Light - 2700K | 12 | m | 1292 | 15504 | R — Electrical Engineering Installations | R | R54 | R5402 |  | 5.08 | Electrical Installations – Luminaires & Fittings | m (Linear metres) | AED | 88 | AI | ✓ |  | Citywalk Plot 5.11 Main Works Contract BOQ (1).xlsx |  |  |  | CITYWALK PHASE-05, PLOT 5.11 | Residential | CITYWALK RESIDENTIAL 1 LLC
1107 | H | LY-4; Track Channel | 12 | m | 599 | 7188 | R — Electrical Engineering Installations | R | R54 | R5404 |  | 5.08 | Electrical Installations – Lighting Systems Infrastructure | m (Linear metres) | AED | 85 | AI | ✓ |  | Citywalk Plot 5.11 Main Works Contract BOQ (1).xlsx |  |  |  | CITYWALK PHASE-05, PLOT 5.11 | Residential | CITYWALK RESIDENTIAL 1 LLC
1109 | J | AP-1; 9.6W/M LED - linear ceiling cove light , IP20 | 3080 | m | 65 | 200200 | J — Finishes | J | J02 | J0201 | J2 Backgrounds | 3.01 | Internal Finishes | Area (m²), Length (m) | AED | 62 | Fuzzy | ⚠ |  | Citywalk Plot 5.11 Main Works Contract BOQ (1).xlsx |  |  |  | CITYWALK PHASE-05, PLOT 5.11 | Residential | CITYWALK RESIDENTIAL 1 LLC
1111 | K | AP-2; 9.6W/M LED - linear cove light , IP67 | 400 | m | 93 | 37200 | R — Electrical Engineering Installations | R | R54 | R5402 |  | 5.08 | Electrical Installations – Luminaires & Fittings | m (Linear metres) | AED | 88 | AI | ✓ |  | Citywalk Plot 5.11 Main Works Contract BOQ (1).xlsx |  |  |  | CITYWALK PHASE-05, PLOT 5.11 | Residential | CITYWALK RESIDENTIAL 1 LLC
1113 | L | AP-3; 4.8W/M LED - linear mirror light , IP67 | 364 | m | 88 | 32032 | K — Accessories | K | K02 | K0201 | K2 Partitions | 3.01 | Accessories – Mirror | Enumerated (nr) | AED | 93 | Rule | ✓ |  | Citywalk Plot 5.11 Main Works Contract BOQ (1).xlsx |  |  |  | CITYWALK PHASE-05, PLOT 5.11 | Residential | CITYWALK RESIDENTIAL 1 LLC
1115 | M | AP-4; 8.6W/M LED - linear under cabinet light , IP67 | 268 | m | 93 | 24924 | R — Electrical Engineering Installations | R | R54 | R5402 |  | 5.08 | Electrical Installations – Luminaires & Fittings | m (Linear metres) | AED | 88 | AI | ✓ |  | Citywalk Plot 5.11 Main Works Contract BOQ (1).xlsx |  |  |  | CITYWALK PHASE-05, PLOT 5.11 | Residential | CITYWALK RESIDENTIAL 1 LLC
1117 | N | AP-5; 20W/M LED - recessed linear light , IP40 | 259 | m | 936 | 242424 | R — Electrical Engineering Installations | R | R54 | R5402 |  | 5.08 | Electrical Installations – Luminaires & Fittings | m (Linear metres) | AED | 88 | AI | ✓ |  | Citywalk Plot 5.11 Main Works Contract BOQ (1).xlsx |  |  |  | CITYWALK PHASE-05, PLOT 5.11 | Residential | CITYWALK RESIDENTIAL 1 LLC
1119 | P | AP-5; Track Channel | 527 | m | 599 | 315673 | R — Electrical Engineering Installations | R | R54 | R5404 |  | 5.08 | Electrical Installations – Lighting Systems Infrastructure | m (Linear metres) | AED | 85 | AI | ✓ |  | Citywalk Plot 5.11 Main Works Contract BOQ (1).xlsx |  |  |  | CITYWALK PHASE-05, PLOT 5.11 | Residential | CITYWALK RESIDENTIAL 1 LLC
1121 | Q | AP-6; 4.8W/M LED - linear furniture light , IP67 | 9 | m | 89 | 801 | M — Furnishings | M | M00 | M0000 |  | 4.01 | Furnishings | Enumerated (nr), Length (m), Item | AED | 63 | Fuzzy | ⚠ |  | Citywalk Plot 5.11 Main Works Contract BOQ (1).xlsx |  |  |  | CITYWALK PHASE-05, PLOT 5.11 | Residential | CITYWALK RESIDENTIAL 1 LLC
1123 | R | AP-7; 10W LED - recessed ceiling downlight , IP20 | 615 | Nr. | 383 | 235545 | J — Finishes | J | J05 | J0500 | J5 Suspended ceilings | 3.01 | Internal Finishes | Area (m²), Length (m) | AED | 65 | Fuzzy | ⚠ |  | Citywalk Plot 5.11 Main Works Contract BOQ (1).xlsx |  |  |  | CITYWALK PHASE-05, PLOT 5.11 | Residential | CITYWALK RESIDENTIAL 1 LLC
1125 | S | AP-8; 10W LED - recessed ceiling downlight , IP54 | 84 | Nr. | 383 | 32172 | J — Finishes | J | J05 | J0500 | J5 Suspended ceilings | 3.01 | Internal Finishes | Area (m²), Length (m) | AED | 65 | Fuzzy | ⚠ |  | Citywalk Plot 5.11 Main Works Contract BOQ (1).xlsx |  |  |  | CITYWALK PHASE-05, PLOT 5.11 | Residential | CITYWALK RESIDENTIAL 1 LLC
1127 | T | AP-9; 10W LED - recessed ceiling downlight , IP54 | 256 | Nr. | 383 | 98048 | J — Finishes | J | J05 | J0500 | J5 Suspended ceilings | 3.01 | Internal Finishes | Area (m²), Length (m) | AED | 65 | Fuzzy | ⚠ |  | Citywalk Plot 5.11 Main Works Contract BOQ (1).xlsx |  |  |  | CITYWALK PHASE-05, PLOT 5.11 | Residential | CITYWALK RESIDENTIAL 1 LLC
1129 | U | AP-10; 8W LED - recessed ceiling adjustable downlight , IP67 | 407 | Nr. | 383 | 155881 | J — Finishes | J | J02 | J0201 | J2 Backgrounds | 3.01 | Internal Finishes | Area (m²), Length (m) | AED | 62 | Fuzzy | ⚠ |  | Citywalk Plot 5.11 Main Works Contract BOQ (1).xlsx |  |  |  | CITYWALK PHASE-05, PLOT 5.11 | Residential | CITYWALK RESIDENTIAL 1 LLC
1131 | V | AP-11; 20W/M LED - recessed linear light , IP40 | 117 | m | 856 | 100152 | R — Electrical Engineering Installations | R | R54 | R5402 |  | 5.08 | Electrical Installations – Luminaires & Fittings | m (Linear metres) | AED | 88 | AI | ✓ |  | Citywalk Plot 5.11 Main Works Contract BOQ (1).xlsx |  |  |  | CITYWALK PHASE-05, PLOT 5.11 | Residential | CITYWALK RESIDENTIAL 1 LLC
1133 | W | AP-11; Track Channel | 146 | m | 599 | 87454 | R — Electrical Engineering Installations | R | R54 | R5404 |  | 5.08 | Electrical Installations – Lighting Systems Infrastructure | m (Linear metres) | AED | 85 | AI | ✓ |  | Citywalk Plot 5.11 Main Works Contract BOQ (1).xlsx |  |  |  | CITYWALK PHASE-05, PLOT 5.11 | Residential | CITYWALK RESIDENTIAL 1 LLC
1135 | X | AP-12; 2.1W LED - wall recessed light , IP67 | 28 | Nr. | 554 | 15512 | R — Electrical Engineering Installations | R | R54 | R5402 |  | 5.08 | Electrical Installations – Luminaires & Fittings | No. (Number) | AED | 88 | AI | ✓ |  | Citywalk Plot 5.11 Main Works Contract BOQ (1).xlsx |  |  |  | CITYWALK PHASE-05, PLOT 5.11 | Residential | CITYWALK RESIDENTIAL 1 LLC
1138 |  |  |  | To Collection AED |  | 1669382 | [8 empty] | AED |  |  |  |  | Citywalk Plot 5.11 Main Works Contract BOQ (1).xlsx |  |  |  | CITYWALK PHASE-05, PLOT 5.11 | Residential | CITYWALK RESIDENTIAL 1 LLC
▸ LIGHTING INSTALLATIONS (Cont'd)
▸ Install only
1146 | A | A1; 20W LED - ceiling surface mounted downlight , IP65 | 76 | Nr. | 47 | 3572 | J — Finishes | J | J05 | J0501 | J5 Suspended ceilings | 3.01 | Internal Finishes | Area (m²), Length (m) | AED | 65 | Fuzzy | ⚠ |  | Citywalk Plot 5.11 Main Works Contract BOQ (1).xlsx |  |  |  | CITYWALK PHASE-05, PLOT 5.11 | Residential | CITYWALK RESIDENTIAL 1 LLC
1148 | B | B1; 15W LED recessed / ceiling downlight, IP20 | 16 | Nr. | 47 | 752 | J — Finishes | J | J05 | J0500 | J5 Suspended ceilings | 3.01 | Internal Finishes | Area (m²), Length (m) | AED | 66 | Fuzzy | ⚠ |  | Citywalk Plot 5.11 Main Works Contract BOQ (1).xlsx |  |  |  | CITYWALK PHASE-05, PLOT 5.11 | Residential | CITYWALK RESIDENTIAL 1 LLC
1150 | C | F1; 30W linear ceiling surface mounted LED light, IP65 | 43 | Nr. | 47 | 2021 | J — Finishes | J | J02 | J0202 | J2 Backgrounds | 3.01 | Internal Finishes | Area (m²), Length (m) | AED | 65 | Fuzzy | ⚠ |  | Citywalk Plot 5.11 Main Works Contract BOQ (1).xlsx |  |  |  | CITYWALK PHASE-05, PLOT 5.11 | Residential | CITYWALK RESIDENTIAL 1 LLC
1152 | D | WL; 15W parapet surface mounted wall light LED, IP65 | 26 | Nr. | 47 | 1222 | R — Electrical Engineering Installations | R | R54 | R5402 |  | 5.08 | Electrical Installations – Luminaires & Fittings | No. (Number) | AED | 88 | AI | ✓ |  | Citywalk Plot 5.11 Main Works Contract BOQ (1).xlsx |  |  |  | CITYWALK PHASE-05, PLOT 5.11 | Residential | CITYWALK RESIDENTIAL 1 LLC
1154 | E | CH-1; 10W LED - recessed ceiling downlight , IP65 | 18 | Nr. | 47 | 846 | J — Finishes | J | J05 | J0500 | J5 Suspended ceilings | 3.01 | Internal Finishes | Area (m²), Length (m) | AED | 65 | Fuzzy | ⚠ |  | Citywalk Plot 5.11 Main Works Contract BOQ (1).xlsx |  |  |  | CITYWALK PHASE-05, PLOT 5.11 | Residential | CITYWALK RESIDENTIAL 1 LLC
1156 | F | CH-2; 10W LED - recessed ceiling downlight , IP65 | 6 | Nr. | 47 | 282 | J — Finishes | J | J05 | J0500 | J5 Suspended ceilings | 3.01 | Internal Finishes | Area (m²), Length (m) | AED | 65 | Fuzzy | ⚠ |  | Citywalk Plot 5.11 Main Works Contract BOQ (1).xlsx |  |  |  | CITYWALK PHASE-05, PLOT 5.11 | Residential | CITYWALK RESIDENTIAL 1 LLC
1158 | G | CH-3; 9.6W/M LED - linear ceiling cove light , IP67 | 11 | m | 18 | 198 | J — Finishes | J | J05 | J0501 | J5 Suspended ceilings | 3.01 | Internal Finishes | Area (m²), Length (m) | AED | 61 | Fuzzy | ⚠ |  | Citywalk Plot 5.11 Main Works Contract BOQ (1).xlsx |  |  |  | CITYWALK PHASE-05, PLOT 5.11 | Residential | CITYWALK RESIDENTIAL 1 LLC
1160 | H | CH-4; 9.6W/M LED - linear mirror light , IP67 | 12 | m | 18 | 216 | K — Accessories | K | K02 | K0201 | K2 Partitions | 3.01 | Accessories – Mirror | Enumerated (nr) | AED | 93 | Rule | ✓ |  | Citywalk Plot 5.11 Main Works Contract BOQ (1).xlsx |  |  |  | CITYWALK PHASE-05, PLOT 5.11 | Residential | CITYWALK RESIDENTIAL 1 LLC
1162 | J | CR-1; 11.9W LED - recessed ceiling til table downlight , IP20 | 426 | Nr. | 47 | 20022 | J — Finishes | J | J05 | J0501 | J5 Suspended ceilings | 3.01 | Internal Finishes | Area (m²), Length (m) | AED | 67 | Fuzzy | ⚠ |  | Citywalk Plot 5.11 Main Works Contract BOQ (1).xlsx |  |  |  | CITYWALK PHASE-05, PLOT 5.11 | Residential | CITYWALK RESIDENTIAL 1 LLC
1164 | K | CR-1; Linear track for downlight mounting | 601 | m | 18 | 10818 | R — Electrical Engineering Installations | R | R54 | R5404 |  | 5.08 | Electrical Installations – Lighting Systems Infrastructure | m (Linear metres) | AED | 85 | AI | ✓ |  | Citywalk Plot 5.11 Main Works Contract BOQ (1).xlsx |  |  |  | CITYWALK PHASE-05, PLOT 5.11 | Residential | CITYWALK RESIDENTIAL 1 LLC
1166 | L | CR-2; 9.6W/M LED - linear ceiling cove light , IP20 | 727 | m | 18 | 13086 | J — Finishes | J | J02 | J0201 | J2 Backgrounds | 3.01 | Internal Finishes | Area (m²), Length (m) | AED | 62 | Fuzzy | ⚠ |  | Citywalk Plot 5.11 Main Works Contract BOQ (1).xlsx |  |  |  | CITYWALK PHASE-05, PLOT 5.11 | Residential | CITYWALK RESIDENTIAL 1 LLC
1168 | M | GY-1; 12W/M LED - suspended linear light , IP20 | 68 | m | 18 | 1224 | J — Finishes | J | J05 | J0500 | J5 Suspended ceilings | 3.01 | Internal Finishes | Area (m²), Length (m) | AED | 69 | Fuzzy | ⚠ |  | Citywalk Plot 5.11 Main Works Contract BOQ (1).xlsx |  |  |  | CITYWALK PHASE-05, PLOT 5.11 | Residential | CITYWALK RESIDENTIAL 1 LLC
1170 | N | GY-2; 8W LED - suspended downlight , IP20 | 26 | Nr. | 47 | 1222 | J — Finishes | J | J05 | J0500 | J5 Suspended ceilings | 3.01 | Internal Finishes | Area (m²), Length (m) | AED | 67 | Fuzzy | ⚠ |  | Citywalk Plot 5.11 Main Works Contract BOQ (1).xlsx |  |  |  | CITYWALK PHASE-05, PLOT 5.11 | Residential | CITYWALK RESIDENTIAL 1 LLC
1172 | P | GY-3; 4.8W/M LED - linear furniture light, IP20 | 9 | m | 18 | 162 | M — Furnishings | M | M00 | M0000 |  | 4.01 | Furnishings | Enumerated (nr), Length (m), Item | AED | 65 | Fuzzy | ⚠ |  | Citywalk Plot 5.11 Main Works Contract BOQ (1).xlsx |  |  |  | CITYWALK PHASE-05, PLOT 5.11 | Residential | CITYWALK RESIDENTIAL 1 LLC
1174 | Q | GY-6; 16W LED - track mounted spot light , IP20 | 4 | Nr. | 47 | 188 | R — Electrical Engineering Installations | R | R54 | R5402 |  | 5.08 | Electrical Installations – Luminaires & Fittings | No. (Number) | AED | 88 | AI | ✓ |  | Citywalk Plot 5.11 Main Works Contract BOQ (1).xlsx |  |  |  | CITYWALK PHASE-05, PLOT 5.11 | Residential | CITYWALK RESIDENTIAL 1 LLC
1176 | R | Track for GY-6 | 6 | m | 18 | 108 | B — Site Work | B | B23 | B2305 | B23 Railway work | 8.01 | Site Works, Drainage, External Services & Landscaping | Volume (m³), Length (m), Area (m²), Enumerated (nr), Item | AED | 73 | Fuzzy | ⚠ |  | Citywalk Plot 5.11 Main Works Contract BOQ (1).xlsx |  |  |  | CITYWALK PHASE-05, PLOT 5.11 | Residential | CITYWALK RESIDENTIAL 1 LLC
1178 | S | GY-7; 24W LED - recessed track light , IP20 | 5 | Nr. | 47 | 235 | R — Electrical Engineering Installations | R | R54 | R5402 |  | 5.08 | Electrical Installations – Luminaires & Fittings | No. (Number) | AED | 88 | AI | ✓ |  | Citywalk Plot 5.11 Main Works Contract BOQ (1).xlsx |  |  |  | CITYWALK PHASE-05, PLOT 5.11 | Residential | CITYWALK RESIDENTIAL 1 LLC
1180 | T | Track for GY-7 | 7 | m | 18 | 126 | B — Site Work | B | B23 | B2305 | B23 Railway work | 8.01 | Site Works, Drainage, External Services & Landscaping | Volume (m³), Length (m), Area (m²), Enumerated (nr), Item | AED | 73 | Fuzzy | ⚠ |  | Citywalk Plot 5.11 Main Works Contract BOQ (1).xlsx |  |  |  | CITYWALK PHASE-05, PLOT 5.11 | Residential | CITYWALK RESIDENTIAL 1 LLC
1182 | U | LY-1; 14.4W/M LED, Linear Ceiling Cove Light - 2700K | 133 | m | 18 | 2394 | J — Finishes | J | J02 | J0201 | J2 Backgrounds | 3.01 | Internal Finishes | Area (m²), Length (m) | AED | 61 | Fuzzy | ⚠ |  | Citywalk Plot 5.11 Main Works Contract BOQ (1).xlsx |  |  |  | CITYWALK PHASE-05, PLOT 5.11 | Residential | CITYWALK RESIDENTIAL 1 LLC
1185 |  |  |  | To Collection AED |  | 58694 | [8 empty] | AED |  |  |  |  | Citywalk Plot 5.11 Main Works Contract BOQ (1).xlsx |  |  |  | CITYWALK PHASE-05, PLOT 5.11 | Residential | CITYWALK RESIDENTIAL 1 LLC
▸ LIGHTING INSTALLATIONS (Cont'd)
1191 | A | LY-2; 11.9W LED, Recessed Ceiling Tiltable Downlight - 2700K | 32 | Nr. | 47 | 1504 | J — Finishes | J | J05 | J0501 | J5 Suspended ceilings | 3.01 | Internal Finishes | Area (m²), Length (m) | AED | 64 | Fuzzy | ⚠ |  | Citywalk Plot 5.11 Main Works Contract BOQ (1).xlsx |  |  |  | CITYWALK PHASE-05, PLOT 5.11 | Residential | CITYWALK RESIDENTIAL 1 LLC
1193 | B | LY-2; Track Channel | 25 | m | 18 | 450 | R — Electrical Engineering Installations | R | R54 | R5404 |  | 5.08 | Electrical Installations – Lighting Systems Infrastructure | m (Linear metres) | AED | 85 | AI | ✓ |  | Citywalk Plot 5.11 Main Works Contract BOQ (1).xlsx |  |  |  | CITYWALK PHASE-05, PLOT 5.11 | Residential | CITYWALK RESIDENTIAL 1 LLC
1195 | C | LY-3; 4.8W/M LED, Linear Furniture Light - 2700K | 22 | m | 18 | 396 | M — Furnishings | M | M00 | M0000 |  | 4.01 | Furnishings | Enumerated (nr), Length (m), Item | AED | 62 | Fuzzy | ⚠ |  | Citywalk Plot 5.11 Main Works Contract BOQ (1).xlsx |  |  |  | CITYWALK PHASE-05, PLOT 5.11 | Residential | CITYWALK RESIDENTIAL 1 LLC
1197 | D | LY-4; 40W/M LED, Recessed Linear Light - 2700K | 12 | m | 18 | 216 | R — Electrical Engineering Installations | R | R54 | R5402 |  | 5.08 | Electrical Installations – Luminaires & Fittings | m (Linear metres) | AED | 88 | AI | ✓ |  | Citywalk Plot 5.11 Main Works Contract BOQ (1).xlsx |  |  |  | CITYWALK PHASE-05, PLOT 5.11 | Residential | CITYWALK RESIDENTIAL 1 LLC
1199 | E | LY-4; Track Channel | 12 | m | 18 | 216 | R — Electrical Engineering Installations | R | R54 | R5404 |  | 5.08 | Electrical Installations – Lighting Systems Infrastructure | m (Linear metres) | AED | 85 | AI | ✓ |  | Citywalk Plot 5.11 Main Works Contract BOQ (1).xlsx |  |  |  | CITYWALK PHASE-05, PLOT 5.11 | Residential | CITYWALK RESIDENTIAL 1 LLC
1201 | F | AP-1; 9.6W/M LED - linear ceiling cove light , IP20 | 3080 | m | 18 | 55440 | J — Finishes | J | J02 | J0201 | J2 Backgrounds | 3.01 | Internal Finishes | Area (m²), Length (m) | AED | 62 | Fuzzy | ⚠ |  | Citywalk Plot 5.11 Main Works Contract BOQ (1).xlsx |  |  |  | CITYWALK PHASE-05, PLOT 5.11 | Residential | CITYWALK RESIDENTIAL 1 LLC
1203 | G | AP-2; 9.6W/M LED - linear cove light , IP67 | 400 | m | 18 | 7200 | R — Electrical Engineering Installations | R | R54 | R5402 |  | 5.08 | Electrical Installations – Luminaires & Fittings | m (Linear metres) | AED | 88 | AI | ✓ |  | Citywalk Plot 5.11 Main Works Contract BOQ (1).xlsx |  |  |  | CITYWALK PHASE-05, PLOT 5.11 | Residential | CITYWALK RESIDENTIAL 1 LLC
1205 | H | AP-3; 4.8W/M LED - linear mirror light , IP67 | 364 | m | 18 | 6552 | K — Accessories | K | K02 | K0201 | K2 Partitions | 3.01 | Accessories – Mirror | Enumerated (nr) | AED | 93 | Rule | ✓ |  | Citywalk Plot 5.11 Main Works Contract BOQ (1).xlsx |  |  |  | CITYWALK PHASE-05, PLOT 5.11 | Residential | CITYWALK RESIDENTIAL 1 LLC
1207 | J | AP-4; 8.6W/M LED - linear under cabinet light , IP67 | 268 | m | 18 | 4824 | R — Electrical Engineering Installations | R | R54 | R5402 |  | 5.08 | Electrical Installations – Luminaires & Fittings | m (Linear metres) | AED | 88 | AI | ✓ |  | Citywalk Plot 5.11 Main Works Contract BOQ (1).xlsx |  |  |  | CITYWALK PHASE-05, PLOT 5.11 | Residential | CITYWALK RESIDENTIAL 1 LLC
1209 | K | AP-5; 20W/M LED - recessed linear light , IP40 | 259 | m | 18 | 4662 | R — Electrical Engineering Installations | R | R54 | R5402 |  | 5.08 | Electrical Installations – Luminaires & Fittings | m (Linear metres) | AED | 88 | AI | ✓ |  | Citywalk Plot 5.11 Main Works Contract BOQ (1).xlsx |  |  |  | CITYWALK PHASE-05, PLOT 5.11 | Residential | CITYWALK RESIDENTIAL 1 LLC
1211 | L | AP-5; Track Channel | 527 | m | 18 | 9486 | R — Electrical Engineering Installations | R | R54 | R5404 |  | 5.08 | Electrical Installations – Lighting Systems Infrastructure | m (Linear metres) | AED | 85 | AI | ✓ |  | Citywalk Plot 5.11 Main Works Contract BOQ (1).xlsx |  |  |  | CITYWALK PHASE-05, PLOT 5.11 | Residential | CITYWALK RESIDENTIAL 1 LLC
1213 | M | AP-6; 4.8W/M LED - linear furniture light , IP67 | 9 | m | 18 | 162 | M — Furnishings | M | M00 | M0000 |  | 4.01 | Furnishings | Enumerated (nr), Length (m), Item | AED | 63 | Fuzzy | ⚠ |  | Citywalk Plot 5.11 Main Works Contract BOQ (1).xlsx |  |  |  | CITYWALK PHASE-05, PLOT 5.11 | Residential | CITYWALK RESIDENTIAL 1 LLC
1215 | N | AP-7; 10W LED - recessed ceiling downlight , IP20 | 615 | Nr. | 47 | 28905 | J — Finishes | J | J05 | J0500 | J5 Suspended ceilings | 3.01 | Internal Finishes | Area (m²), Length (m) | AED | 65 | Fuzzy | ⚠ |  | Citywalk Plot 5.11 Main Works Contract BOQ (1).xlsx |  |  |  | CITYWALK PHASE-05, PLOT 5.11 | Residential | CITYWALK RESIDENTIAL 1 LLC
1217 | P | AP-8; 10W LED - recessed ceiling downlight , IP54 | 84 | Nr. | 47 | 3948 | J — Finishes | J | J05 | J0500 | J5 Suspended ceilings | 3.01 | Internal Finishes | Area (m²), Length (m) | AED | 65 | Fuzzy | ⚠ |  | Citywalk Plot 5.11 Main Works Contract BOQ (1).xlsx |  |  |  | CITYWALK PHASE-05, PLOT 5.11 | Residential | CITYWALK RESIDENTIAL 1 LLC
1219 | Q | AP-9; 10W LED - recessed ceiling downlight , IP54 | 256 | Nr. | 47 | 12032 | J — Finishes | J | J05 | J0500 | J5 Suspended ceilings | 3.01 | Internal Finishes | Area (m²), Length (m) | AED | 65 | Fuzzy | ⚠ |  | Citywalk Plot 5.11 Main Works Contract BOQ (1).xlsx |  |  |  | CITYWALK PHASE-05, PLOT 5.11 | Residential | CITYWALK RESIDENTIAL 1 LLC
1221 | R | AP-10; 8W LED - recessed ceiling adjustable downlight , IP67 | 407 | Nr. | 47 | 19129 | J — Finishes | J | J02 | J0201 | J2 Backgrounds | 3.01 | Internal Finishes | Area (m²), Length (m) | AED | 62 | Fuzzy | ⚠ |  | Citywalk Plot 5.11 Main Works Contract BOQ (1).xlsx |  |  |  | CITYWALK PHASE-05, PLOT 5.11 | Residential | CITYWALK RESIDENTIAL 1 LLC
1223 | S | AP-11; 20W/M LED - recessed linear light , IP40 | 117 | m | 18 | 2106 | R — Electrical Engineering Installations | R | R54 | R5402 |  | 5.08 | Electrical Installations – Luminaires & Fittings | m (Linear metres) | AED | 88 | AI | ✓ |  | Citywalk Plot 5.11 Main Works Contract BOQ (1).xlsx |  |  |  | CITYWALK PHASE-05, PLOT 5.11 | Residential | CITYWALK RESIDENTIAL 1 LLC
1225 | T | AP-11; Track Channel | 146 | m | 18 | 2628 | R — Electrical Engineering Installations | R | R54 | R5404 |  | 5.08 | Electrical Installations – Lighting Systems Infrastructure | m (Linear metres) | AED | 85 | AI | ✓ |  | Citywalk Plot 5.11 Main Works Contract BOQ (1).xlsx |  |  |  | CITYWALK PHASE-05, PLOT 5.11 | Residential | CITYWALK RESIDENTIAL 1 LLC
1227 | U | AP-12; 2.1W LED - wall recessed light , IP67 | 28 | Nr. | 47 | 1316 | R — Electrical Engineering Installations | R | R54 | R5402 |  | 5.08 | Electrical Installations – Luminaires & Fittings | No. (Number) | AED | 88 | AI | ✓ |  | Citywalk Plot 5.11 Main Works Contract BOQ (1).xlsx |  |  |  | CITYWALK PHASE-05, PLOT 5.11 | Residential | CITYWALK RESIDENTIAL 1 LLC
1230 |  |  |  | To Collection AED |  | 161172 | [8 empty] | AED |  |  |  |  | Citywalk Plot 5.11 Main Works Contract BOQ (1).xlsx |  |  |  | CITYWALK PHASE-05, PLOT 5.11 | Residential | CITYWALK RESIDENTIAL 1 LLC
▸ LIGHTING INSTALLATIONS (Cont'd)
▸ Facade lights
▸ Facade light fittings including lamps, ballasts, diffusers, drivers, fixings, hangers, supports and all ancillary works as necessary
▸ Supply only
1242 | A | EX-1; 5W/FT LED, surface mounted linear wall grazer light, narrow beam, IP66 | 251 | m | 1556 | 390556 | C — Concrete Work | C | C04 | C0402 | C4 Shuttering | 2.01 | Frame / Concrete Work | Volume (m³), Weight (t), Area (m²), Length (m), Enumerated (nr) | AED | 62 | Fuzzy | ⚠ |  | Citywalk Plot 5.11 Main Works Contract BOQ (1).xlsx |  |  |  | CITYWALK PHASE-05, PLOT 5.11 | Residential | CITYWALK RESIDENTIAL 1 LLC
1244 | B | EX-8; 12.3W LED, Recessed Ceiling Downlight with Wide Beam Distribution, IP65 | 16 | Nr. | 1494 | 23904 | C — Concrete Work | C | C06 | C0603 | C6 Prestressed concrete | 2.01 | Frame / Concrete Work | Volume (m³), Weight (t), Area (m²), Length (m), Enumerated (nr) | AED | 63 | Fuzzy | ⚠ |  | Citywalk Plot 5.11 Main Works Contract BOQ (1).xlsx |  |  |  | CITYWALK PHASE-05, PLOT 5.11 | Residential | CITYWALK RESIDENTIAL 1 LLC
▸ Install only
1248 | C | EX-1; 5W/FT LED, surface mounted linear wall grazer light, narrow beam, IP66 | 251 | m | 19 | 4769 | C — Concrete Work | C | C04 | C0402 | C4 Shuttering | 2.01 | Frame / Concrete Work | Volume (m³), Weight (t), Area (m²), Length (m), Enumerated (nr) | AED | 62 | Fuzzy | ⚠ |  | Citywalk Plot 5.11 Main Works Contract BOQ (1).xlsx |  |  |  | CITYWALK PHASE-05, PLOT 5.11 | Residential | CITYWALK RESIDENTIAL 1 LLC
1250 | D | EX-8; 12.3W LED, Recessed Ceiling Downlight with Wide Beam Distribution, IP65 | 16 | Nr. | 112 | 1792 | C — Concrete Work | C | C06 | C0603 | C6 Prestressed concrete | 2.01 | Frame / Concrete Work | Volume (m³), Weight (t), Area (m²), Length (m), Enumerated (nr) | AED | 63 | Fuzzy | ⚠ |  | Citywalk Plot 5.11 Main Works Contract BOQ (1).xlsx |  |  |  | CITYWALK PHASE-05, PLOT 5.11 | Residential | CITYWALK RESIDENTIAL 1 LLC
▸ Landscape light
▸ Landscape light fittings including lamps, ballasts, diffusers, drivers, fixings, hangers, supports and all ancillary works as necessary
▸ Supply only
1258 | E | LL-1; 8.5W LED, spike light, medium beam, IP67 | 8 | Nr. | 826 | 6608 | R — Electrical Engineering Installations | R | R54 | R5402 |  | 5.08 | Electrical Installations – Luminaires & Fittings | No. (Number) | AED | 88 | AI | ✓ |  | Citywalk Plot 5.11 Main Works Contract BOQ (1).xlsx |  |  |  | CITYWALK PHASE-05, PLOT 5.11 | Residential | CITYWALK RESIDENTIAL 1 LLC
1260 | F | LL-5; 5W/m LED, linear light with diffused beam, 120° beam angle, IP67 | 12 | m | 771 | 9252 | C — Concrete Work | C | C05 | C0502 | C5 Precast concrete | 2.01 | Frame / Concrete Work | Volume (m³), Weight (t), Area (m²), Length (m), Enumerated (nr) | AED | 62 | Fuzzy | ⚠ |  | Citywalk Plot 5.11 Main Works Contract BOQ (1).xlsx |  |  |  | CITYWALK PHASE-05, PLOT 5.11 | Residential | CITYWALK RESIDENTIAL 1 LLC
1262 | G | LL-12; 2.6W LED, wall recessed light, asymmetrical beam, IP66 | 5 | Nr. | 779 | 3895 | R — Electrical Engineering Installations | R | R54 | R5402 |  | 5.08 | Electrical Installations – Luminaires & Fittings | No. (Number) | AED | 88 | AI | ✓ |  | Citywalk Plot 5.11 Main Works Contract BOQ (1).xlsx |  |  |  | CITYWALK PHASE-05, PLOT 5.11 | Residential | CITYWALK RESIDENTIAL 1 LLC
▸ Install only
1266 | H | LL-1; 8.5W LED, spike light, medium beam, IP67 | 8 | Nr. | 112 | 896 | R — Electrical Engineering Installations | R | R54 | R5402 |  | 5.08 | Electrical Installations – Luminaires & Fittings | No. (Number) | AED | 88 | AI | ✓ |  | Citywalk Plot 5.11 Main Works Contract BOQ (1).xlsx |  |  |  | CITYWALK PHASE-05, PLOT 5.11 | Residential | CITYWALK RESIDENTIAL 1 LLC
1268 | J | LL-5; 5W/m LED, linear light with diffused beam, 120° beam angle, IP67 | 12 | m | 19 | 228 | C — Concrete Work | C | C05 | C0502 | C5 Precast concrete | 2.01 | Frame / Concrete Work | Volume (m³), Weight (t), Area (m²), Length (m), Enumerated (nr) | AED | 62 | Fuzzy | ⚠ |  | Citywalk Plot 5.11 Main Works Contract BOQ (1).xlsx |  |  |  | CITYWALK PHASE-05, PLOT 5.11 | Residential | CITYWALK RESIDENTIAL 1 LLC
1270 | K | LL-12; 2.6W LED, wall recessed light, asymmetrical beam, IP66 | 5 | Nr. | 112 | 560 | R — Electrical Engineering Installations | R | R54 | R5402 |  | 5.08 | Electrical Installations – Luminaires & Fittings | No. (Number) | AED | 88 | AI | ✓ |  | Citywalk Plot 5.11 Main Works Contract BOQ (1).xlsx |  |  |  | CITYWALK PHASE-05, PLOT 5.11 | Residential | CITYWALK RESIDENTIAL 1 LLC
1273 |  |  |  | To Collection AED |  | 442460 | [8 empty] | AED |  |  |  |  | Citywalk Plot 5.11 Main Works Contract BOQ (1).xlsx |  |  |  | CITYWALK PHASE-05, PLOT 5.11 | Residential | CITYWALK RESIDENTIAL 1 LLC
▸ LIGHTING INSTALLATIONS (Cont'd)
▸ Lighting switches including fixings and all ancillary works as necessary
1281 | A | 10A, 1 gang 1 way switch | 158 | Nr. | 97 | 15326 | R — Electrical Engineering Installations | R | R04 | R0401 | R4 Final sub-circuits and auxiliary installations | 3.01 | Electrical – Switch | Enumerated (nr) | AED | 97 | Rule | ✓ |  | Citywalk Plot 5.11 Main Works Contract BOQ (1).xlsx |  |  |  | CITYWALK PHASE-05, PLOT 5.11 | Residential | CITYWALK RESIDENTIAL 1 LLC
1283 | B | 10A, 1 gang 1 way switch, W/P | 10 | Nr. | 80 | 800 | R — Electrical Engineering Installations | R | R04 | R0401 | R4 Final sub-circuits and auxiliary installations | 3.01 | Electrical – Switch | Enumerated (nr) | AED | 97 | Rule | ✓ |  | Citywalk Plot 5.11 Main Works Contract BOQ (1).xlsx |  |  |  | CITYWALK PHASE-05, PLOT 5.11 | Residential | CITYWALK RESIDENTIAL 1 LLC
1285 | C | 10A, 2 gang 1 way switch | 285 | Nr. | 105 | 29925 | R — Electrical Engineering Installations | R | R53 | R5302 |  | 5.08 | Electrical Installations – Switchgear & Controls | No. (Number) | AED | 82 | AI | ⚠ |  | Citywalk Plot 5.11 Main Works Contract BOQ (1).xlsx |  |  |  | CITYWALK PHASE-05, PLOT 5.11 | Residential | CITYWALK RESIDENTIAL 1 LLC
1287 | D | 10A, 2 gang override switch | 8 | Nr. | 105 | 840 | R — Electrical Engineering Installations | R | R53 | R5302 |  | 5.08 | Electrical Installations – Switchgear & Controls | No. (Number) | AED | 82 | AI | ⚠ |  | Citywalk Plot 5.11 Main Works Contract BOQ (1).xlsx |  |  |  | CITYWALK PHASE-05, PLOT 5.11 | Residential | CITYWALK RESIDENTIAL 1 LLC
1289 | E | 10A, 3 gang 1 way switch | 62 | Nr. | 122 | 7564 | R — Electrical Engineering Installations | R | R52 | R5201 |  | 5.08 | Electrical Installations – Lighting Controls | Number | AED | 85 | AI | ✓ |  | Citywalk Plot 5.11 Main Works Contract BOQ (1).xlsx |  |  |  | CITYWALK PHASE-05, PLOT 5.11 | Residential | CITYWALK RESIDENTIAL 1 LLC
1291 | F | 10A, 1 gang 2 way switch | 228 | Nr. | 104 | 23712 | R — Electrical Engineering Installations | R | R04 | R0401 | R4 Final sub-circuits and auxiliary installations | 3.01 | Electrical – Switch | Enumerated (nr) | AED | 97 | Rule | ✓ |  | Citywalk Plot 5.11 Main Works Contract BOQ (1).xlsx |  |  |  | CITYWALK PHASE-05, PLOT 5.11 | Residential | CITYWALK RESIDENTIAL 1 LLC
1293 | G | 10A, 1 gang 2 way switch, WP | 3 | Nr. | 80 | 240 | R — Electrical Engineering Installations | R | R04 | R0401 | R4 Final sub-circuits and auxiliary installations | 3.01 | Electrical – Switch | Enumerated (nr) | AED | 97 | Rule | ✓ |  | Citywalk Plot 5.11 Main Works Contract BOQ (1).xlsx |  |  |  | CITYWALK PHASE-05, PLOT 5.11 | Residential | CITYWALK RESIDENTIAL 1 LLC
1295 | H | 10A, 1 gang 2 way intermediate switch | 54 | Nr. | 122 | 6588 | R — Electrical Engineering Installations | R | R04 | R0401 | R4 Final sub-circuits and auxiliary installations | 5.08 | Electrical Engineering Installations | Length (m), Enumerated (nr), Item | AED | 69 | Fuzzy | ⚠ |  | Citywalk Plot 5.11 Main Works Contract BOQ (1).xlsx |  |  |  | CITYWALK PHASE-05, PLOT 5.11 | Residential | CITYWALK RESIDENTIAL 1 LLC
1297 | J | 10A, 2 gang 2 way switch | 172 | Nr. | 122 | 20984 | R — Electrical Engineering Installations | R | R04 | R0401 | R4 Final sub-circuits and auxiliary installations | 3.01 | Electrical – Switch | Enumerated (nr) | AED | 97 | Rule | ✓ |  | Citywalk Plot 5.11 Main Works Contract BOQ (1).xlsx |  |  |  | CITYWALK PHASE-05, PLOT 5.11 | Residential | CITYWALK RESIDENTIAL 1 LLC
1299 | K | 10A, 3 gang 2 way switch | 252 | Nr. | 129 | 32508 | R — Electrical Engineering Installations | R | R52 | R5201 |  | 5.08 | Electrical Installations – Lighting Controls | Number | AED | 85 | AI | ✓ |  | Citywalk Plot 5.11 Main Works Contract BOQ (1).xlsx |  |  |  | CITYWALK PHASE-05, PLOT 5.11 | Residential | CITYWALK RESIDENTIAL 1 LLC
1301 | L | Push button KNX switch for staircase | 18 | Nr. | 179 | 3222 | C — Concrete Work | C | C02 | C0201 | C2 Poured concrete | 2.01 | Frame | Volume (m³) | AED | 93 | Rule | ✓ |  | Citywalk Plot 5.11 Main Works Contract BOQ (1).xlsx |  |  |  | CITYWALK PHASE-05, PLOT 5.11 | Residential | CITYWALK RESIDENTIAL 1 LLC
1303 | M | 13A switch and fused + neon spur outlet | 44 | Nr. | 49 | 2156 | B — Site Work | B | B23 | B2303 | B23 Railway work | 8.01 | Site Works, Drainage, External Services & Landscaping | Volume (m³), Length (m), Area (m²), Enumerated (nr), Item | AED | 61 | Fuzzy | ⚠ |  | Citywalk Plot 5.11 Main Works Contract BOQ (1).xlsx |  |  |  | CITYWALK PHASE-05, PLOT 5.11 | Residential | CITYWALK RESIDENTIAL 1 LLC
▸ Sensors including fixings and all ancillary works as necessary
1307 | N | Motion sensor | 142 | Nr. | 1562 | 221804 | R — Electrical Engineering Installations | R | R52 | R5202 |  | 5.08 | Electrical Installations – Lighting Controls | Number | AED | 82 | AI | ⚠ |  | Citywalk Plot 5.11 Main Works Contract BOQ (1).xlsx |  |  |  | CITYWALK PHASE-05, PLOT 5.11 | Residential | CITYWALK RESIDENTIAL 1 LLC
▸ Lighting control panel including supports and all ancillary works as necessary
1311 | P | LCP-DB-LL-L1 | 1 | Nr. | 5207 | 5207 | R — Electrical Engineering Installations | R | R51 | R5101 |  | 5.08 | Electrical Installations – Main Distribution | Number | AED | 88 | AI | ✓ |  | Citywalk Plot 5.11 Main Works Contract BOQ (1).xlsx |  |  |  | CITYWALK PHASE-05, PLOT 5.11 | Residential | CITYWALK RESIDENTIAL 1 LLC
1313 | Q | LCP-DB-LL-L3 | 1 | Nr. | 5207 | 5207 | R — Electrical Engineering Installations | R | R51 | R5101 |  | 5.08 | Electrical Installations – Main Distribution | Number | AED | 88 | AI | ✓ |  | Citywalk Plot 5.11 Main Works Contract BOQ (1).xlsx |  |  |  | CITYWALK PHASE-05, PLOT 5.11 | Residential | CITYWALK RESIDENTIAL 1 LLC
1315 | R | LCP-DB-LL-L6 | 1 | Nr. | 5207 | 5207 | R — Electrical Engineering Installations | R | R51 | R5101 |  | 5.08 | Electrical Installations – Main Distribution | Number | AED | 88 | AI | ✓ |  | Citywalk Plot 5.11 Main Works Contract BOQ (1).xlsx |  |  |  | CITYWALK PHASE-05, PLOT 5.11 | Residential | CITYWALK RESIDENTIAL 1 LLC
1317 | S | LCP-DB-LL-RF | 1 | Nr. | 5207 | 5207 | R — Electrical Engineering Installations | R | R51 | R5101 |  | 5.08 | Electrical Installations – Main Distribution | Number | AED | 88 | AI | ✓ |  | Citywalk Plot 5.11 Main Works Contract BOQ (1).xlsx |  |  |  | CITYWALK PHASE-05, PLOT 5.11 | Residential | CITYWALK RESIDENTIAL 1 LLC
1319 | T | Photocell outdoor, wall mounted | 1 | Nr. | 1389 | 1389 | H — Doors And Windows | H | H01 | H0100 | H1 Doors | 2.06 | Windows and External Doors | Enumerated (nr), Area (m²), Length (m) | AED | 62 | Fuzzy | ⚠ |  | Citywalk Plot 5.11 Main Works Contract BOQ (1).xlsx |  |  |  | CITYWALK PHASE-05, PLOT 5.11 | Residential | CITYWALK RESIDENTIAL 1 LLC
1322 |  |  |  | To Collection AED |  | 387886 | [8 empty] | AED |  |  |  |  | Citywalk Plot 5.11 Main Works Contract BOQ (1).xlsx |  |  |  | CITYWALK PHASE-05, PLOT 5.11 | Residential | CITYWALK RESIDENTIAL 1 LLC
▸ CENTRAL BATTERY INSTALLATIONS
▸ Note: Refer to the following:
▸ 1. Specification;
▸ DHRE0017-GCE-XX-XX-SPC-MEP-108004_MEP Specs
▸ 2. Drawings;
▸ DHRE0017-GC-XX-01-PLN-FV-101003 to 101010
▸ Final sub-circuits and auxiliary installations complete with cabling, containment, terminations and all ancillary works as necessary
1340 | A | Emergency and exit lighting points | 317 | Nr. | 358 | 113486 | R — Electrical Engineering Installations | R | R04 | R0401 | R4 Final sub-circuits and auxiliary installations | 5.08 | Electrical Engineering Installations | Length (m), Enumerated (nr), Item | AED | 79 | Fuzzy | ⚠ |  | Citywalk Plot 5.11 Main Works Contract BOQ (1).xlsx |  |  |  | CITYWALK PHASE-05, PLOT 5.11 | Residential | CITYWALK RESIDENTIAL 1 LLC
1342 | B | Sub circuit monitoring (SCM) | 3 | Nr. | 358 | 1074 | R — Electrical Engineering Installations | R | R52 | R5203 |  | 5.08 | Electrical Installations – Monitoring Systems | Number | AED | 85 | AI | ✓ |  | Citywalk Plot 5.11 Main Works Contract BOQ (1).xlsx |  |  |  | CITYWALK PHASE-05, PLOT 5.11 | Residential | CITYWALK RESIDENTIAL 1 LLC
▸ Accessories including fixings, supports, hangers and all ancillary works as necessary
▸ Exit sign
1348 | C | EX4; 2W LED exit light, hanging or recess mounted, with double sided, IP20 | 34 | Nr. | 1287 | 43758 | R — Electrical Engineering Installations | R | R53 | R5301 |  | 5.11 | Fire & Lightning Protection – Exit Signs | Number | AED | 90 | AI | ✓ |  | Citywalk Plot 5.11 Main Works Contract BOQ (1).xlsx |  |  |  | CITYWALK PHASE-05, PLOT 5.11 | Residential | CITYWALK RESIDENTIAL 1 LLC
1350 | D | EX5; 2W LED exit light, hanging or recess mounted,IP20 | 34 | Nr. | 1053 | 35802 | R — Electrical Engineering Installations | R | R53 | R5301 |  | 5.11 | Fire & Lightning Protection – Exit Signs | Number | AED | 90 | AI | ✓ |  | Citywalk Plot 5.11 Main Works Contract BOQ (1).xlsx |  |  |  | CITYWALK PHASE-05, PLOT 5.11 | Residential | CITYWALK RESIDENTIAL 1 LLC
1352 | E | EX6; 2W LED exit light, surface or wall mounted,IP54 | 8 | Nr. | 1170 | 9360 | R — Electrical Engineering Installations | R | R53 | R5301 |  | 5.11 | Fire & Lightning Protection – Exit Signs | Number | AED | 90 | AI | ✓ |  | Citywalk Plot 5.11 Main Works Contract BOQ (1).xlsx |  |  |  | CITYWALK PHASE-05, PLOT 5.11 | Residential | CITYWALK RESIDENTIAL 1 LLC
▸ Emergency lights
1356 | F | EM1; 6W LED emergency light, recess mounted, non-maintained,IP20 | 103 | Nr. | 702 | 72306 | R — Electrical Engineering Installations | R | R53 | R5302 |  | 5.11 | Fire & Lightning Protection – Emergency Lighting | Number | AED | 90 | AI | ✓ |  | Citywalk Plot 5.11 Main Works Contract BOQ (1).xlsx |  |  |  | CITYWALK PHASE-05, PLOT 5.11 | Residential | CITYWALK RESIDENTIAL 1 LLC
1358 | G | EM3; 6W/8W LED emergency light, recess mounted, non-maintained,IP55 | 3 | Nr. | 819 | 2457 | R — Electrical Engineering Installations | R | R53 | R5302 |  | 5.11 | Fire & Lightning Protection – Emergency Lighting | Number | AED | 90 | AI | ✓ |  | Citywalk Plot 5.11 Main Works Contract BOQ (1).xlsx |  |  |  | CITYWALK PHASE-05, PLOT 5.11 | Residential | CITYWALK RESIDENTIAL 1 LLC
1360 | H | EM5; 6W/8W LED emergency light, surface or semi-recessed mounted, non-maintained | 105 | Nr. | 702 | 73710 | R — Electrical Engineering Installations | R | R53 | R5302 |  | 5.11 | Fire & Lightning Protection – Emergency Lighting | Number | AED | 90 | AI | ✓ |  | Citywalk Plot 5.11 Main Works Contract BOQ (1).xlsx |  |  |  | CITYWALK PHASE-05, PLOT 5.11 | Residential | CITYWALK RESIDENTIAL 1 LLC
1363 |  |  |  | To Collection AED |  | 351953 | [8 empty] | AED |  |  |  |  | Citywalk Plot 5.11 Main Works Contract BOQ (1).xlsx |  |  |  | CITYWALK PHASE-05, PLOT 5.11 | Residential | CITYWALK RESIDENTIAL 1 LLC
▸ CENTRAL BATTERY INSTALLATIONS (Cont'd)
1369 | A | EM7; 6W/8W LED emergency light, surface mounted, non-maintained,IP55 | 30 | Nr. | 819 | 24570 | R — Electrical Engineering Installations | R | R53 | R5302 |  | 5.11 | Fire & Lightning Protection – Emergency Lighting | Number | AED | 90 | AI | ✓ |  | Citywalk Plot 5.11 Main Works Contract BOQ (1).xlsx |  |  |  | CITYWALK PHASE-05, PLOT 5.11 | Residential | CITYWALK RESIDENTIAL 1 LLC
▸ Equipment including fixings, supports, hangers and all ancillary works as necessary
1373 | B | Sub circuit monitoring (SCM) | 3 | Nr. | 10764 | 32292 | R — Electrical Engineering Installations | R | R52 | R5203 |  | 5.11 | Fire & Lightning Protection – Monitoring | Number | AED | 85 | AI | ✓ |  | Citywalk Plot 5.11 Main Works Contract BOQ (1).xlsx |  |  |  | CITYWALK PHASE-05, PLOT 5.11 | Residential | CITYWALK RESIDENTIAL 1 LLC
1409 |  |  |  | To Collection AED |  | 56862 | [8 empty] | AED |  |  |  |  | Citywalk Plot 5.11 Main Works Contract BOQ (1).xlsx |  |  |  | CITYWALK PHASE-05, PLOT 5.11 | Residential | CITYWALK RESIDENTIAL 1 LLC
▸ EARTHING AND LIGHTNING PROTECTION
▸ Note: Refer to the following:
▸ 1. Specification;
▸ DHRE0017-GCE-XX-XX-SPC-MEP-108004_MEP Specs
▸ 2. Drawings;
▸ DHRE0017-GC-XX-RF-PLN-LP-101003
▸ Earthing and lightning protection installations; including earth cables, fixings, supports, hangers and all ancillary works as necessary
▸ Earthing System
1429 | A | Allow for electrical room earthing system | 1 | Item | 19090 | 19090 | A — General Requirements | A | A08 | A0801 | Temporary works | 9.01 | Preliminaries / General Requirements | Item | AED | 65 | Fuzzy | ⚠ |  | Citywalk Plot 5.11 Main Works Contract BOQ (1).xlsx |  |  |  | CITYWALK PHASE-05, PLOT 5.11 | Residential | CITYWALK RESIDENTIAL 1 LLC
1431 | B | Allow for GSM room earthing system | 1 | Item | 1909 | 1909 | A — General Requirements | A | A06 | A0601 | Employer's facilities | 9.01 | Preliminaries / General Requirements | Item | AED | 64 | Fuzzy | ⚠ |  | Citywalk Plot 5.11 Main Works Contract BOQ (1).xlsx |  |  |  | CITYWALK PHASE-05, PLOT 5.11 | Residential | CITYWALK RESIDENTIAL 1 LLC
1433 | C | Allow for telecom room earthing system | 1 | Item | 19090 | 19090 | A — General Requirements | A | A05 | A0501 | Constructional plant | 9.01 | Preliminaries / General Requirements | Item | AED | 66 | Fuzzy | ⚠ |  | Citywalk Plot 5.11 Main Works Contract BOQ (1).xlsx |  |  |  | CITYWALK PHASE-05, PLOT 5.11 | Residential | CITYWALK RESIDENTIAL 1 LLC
▸ Lightning protection system
1437 | D | 25 x 3mm copper tape | 555 | m | 115 | 63825 | R — Electrical Engineering Installations | R | R54 | R5401 |  | 5.11 | Fire & Lightning Protection – Lightning Protection | Linear meter | AED | 90 | AI | ✓ |  | Citywalk Plot 5.11 Main Works Contract BOQ (1).xlsx |  |  |  | CITYWALK PHASE-05, PLOT 5.11 | Residential | CITYWALK RESIDENTIAL 1 LLC
1439 | E | Down conductor | 425 | m | 181 | 76925 | Q — Mechanical Engineering Installations | Q | Q03 | Q0300 | Q3 Ductwork | 5.06 | Mechanical Engineering Installations | Length (m), Weight (t), Area (m²), Enumerated (nr), Item | AED | 75 | Fuzzy | ⚠ |  | Citywalk Plot 5.11 Main Works Contract BOQ (1).xlsx |  |  |  | CITYWALK PHASE-05, PLOT 5.11 | Residential | CITYWALK RESIDENTIAL 1 LLC
1441 | F | Air rod; 2 meters taper pointed | 2 | Nr. | 955 | 1910 | R — Electrical Engineering Installations | R | R54 | R5401 |  | 5.11 | Fire & Lightning Protection – Lightning Protection | Number | AED | 90 | AI | ✓ |  | Citywalk Plot 5.11 Main Works Contract BOQ (1).xlsx |  |  |  | CITYWALK PHASE-05, PLOT 5.11 | Residential | CITYWALK RESIDENTIAL 1 LLC
1443 | G | Strike pad | 5 | Nr. | 3227 | 16135 | R — Electrical Engineering Installations | R | R54 | R5401 |  | 5.11 | Fire & Lightning Protection – Lightning Protection | Number | AED | 88 | AI | ✓ |  | Citywalk Plot 5.11 Main Works Contract BOQ (1).xlsx |  |  |  | CITYWALK PHASE-05, PLOT 5.11 | Residential | CITYWALK RESIDENTIAL 1 LLC
1454 |  |  |  | To Collection AED |  | 198884 | [8 empty] | AED |  |  |  |  | Citywalk Plot 5.11 Main Works Contract BOQ (1).xlsx |  |  |  | CITYWALK PHASE-05, PLOT 5.11 | Residential | CITYWALK RESIDENTIAL 1 LLC
▸ FIRE ALARM AND VOICE EVACUATION INSTALLATIONS
▸ Note: Refer to the following:
▸ 1. Specification;
▸ DHRE0017-GCE-XX-XX-SPC-MEP-108004_MEP Specs
▸ DHRE0017-GCE-XX-XX-SPC-MEP-108004
▸ 2. Drawings;
▸ DHRE0017-GC-XX-01-PLN-FV-101003 to 101010
▸ DHRE0017-GC-XX-01-PLN-FV-101003 to 101020
▸ Fire alarm , voice evacuation and emergency lighting cable tray including hangers, supports and all ancillary works as necessary
1476 | A | 100 x 100mm | 98 | m | 46 | 4508 | R — Electrical Engineering Installations | R | R55 | R5501 |  | 5.11 | Fire & Lightning Protection – Fire Detection | Area (m²) | AED | 82 | AI | ⚠ |  | Citywalk Plot 5.11 Main Works Contract BOQ (1).xlsx |  |  |  | CITYWALK PHASE-05, PLOT 5.11 | Residential | CITYWALK RESIDENTIAL 1 LLC
▸ Final sub-circuits and auxiliary installations complete with cabling, containment, terminations and all ancillary works as necessary
1480 | B | Intelligent optical smoke detector with base points | 453 | Nr. | 351 | 159003 | R — Electrical Engineering Installations | R | R07 | R0701 | R7 Equipment | 3.01 | Electrical – Fire Alarm | Enumerated (nr) | AED | 97 | Rule | ✓ |  | Citywalk Plot 5.11 Main Works Contract BOQ (1).xlsx |  |  |  | CITYWALK PHASE-05, PLOT 5.11 | Residential | CITYWALK RESIDENTIAL 1 LLC
1482 | C | Intelligent optical smoke detector with base wall mounted points | 9 | Nr. | 351 | 3159 | R — Electrical Engineering Installations | R | R07 | R0701 | R7 Equipment | 3.01 | Electrical – Fire Alarm | Enumerated (nr) | AED | 97 | Rule | ✓ |  | Citywalk Plot 5.11 Main Works Contract BOQ (1).xlsx |  |  |  | CITYWALK PHASE-05, PLOT 5.11 | Residential | CITYWALK RESIDENTIAL 1 LLC
1484 | D | Intelligent optical smoke detector with sounder base points | 218 | Nr. | 351 | 76518 | R — Electrical Engineering Installations | R | R07 | R0701 | R7 Equipment | 3.01 | Electrical – Fire Alarm | Enumerated (nr) | AED | 97 | Rule | ✓ |  | Citywalk Plot 5.11 Main Works Contract BOQ (1).xlsx |  |  |  | CITYWALK PHASE-05, PLOT 5.11 | Residential | CITYWALK RESIDENTIAL 1 LLC
1486 | E | Intelligent heat detector with base points | 128 | Nr. | 351 | 44928 | R — Electrical Engineering Installations | R | R55 | R5502 |  | 5.11 | Fire & Lightning Protection – Fire Detection | Number | AED | 90 | AI | ✓ |  | Citywalk Plot 5.11 Main Works Contract BOQ (1).xlsx |  |  |  | CITYWALK PHASE-05, PLOT 5.11 | Residential | CITYWALK RESIDENTIAL 1 LLC
1488 | F | Intelligent multi sensor detector with base points | 5 | Nr. | 351 | 1755 | R — Electrical Engineering Installations | R | R55 | R5502 |  | 5.11 | Fire & Lightning Protection – Fire Detection | Number | AED | 90 | AI | ✓ |  | Citywalk Plot 5.11 Main Works Contract BOQ (1).xlsx |  |  |  | CITYWALK PHASE-05, PLOT 5.11 | Residential | CITYWALK RESIDENTIAL 1 LLC
1490 | G | Fire phone jack points | 28 | Nr. | 351 | 9828 | R — Electrical Engineering Installations | R | R55 | R5503 |  | 5.11 | Fire & Lightning Protection – Voice Evacuation | Number | AED | 88 | AI | ✓ |  | Citywalk Plot 5.11 Main Works Contract BOQ (1).xlsx |  |  |  | CITYWALK PHASE-05, PLOT 5.11 | Residential | CITYWALK RESIDENTIAL 1 LLC
1492 | H | Fire alarm sounder or horn with flasher with back box points | 4 | Nr. | 351 | 1404 | R — Electrical Engineering Installations | R | R07 | R0701 | R7 Equipment | 3.01 | Electrical – Fire Alarm | Enumerated (nr) | AED | 97 | Rule | ✓ |  | Citywalk Plot 5.11 Main Works Contract BOQ (1).xlsx |  |  |  | CITYWALK PHASE-05, PLOT 5.11 | Residential | CITYWALK RESIDENTIAL 1 LLC
1495 |  |  |  | To Collection AED |  | 301103 | [8 empty] | AED |  |  |  |  | Citywalk Plot 5.11 Main Works Contract BOQ (1).xlsx |  |  |  | CITYWALK PHASE-05, PLOT 5.11 | Residential | CITYWALK RESIDENTIAL 1 LLC
▸ FIRE ALARM AND VOICE EVACUATION INSTALLATIONS (Cont'd)
1501 | A | Fire alarm sounder or horn with flasher with back box points-W/P | 4 | Nr. | 351 | 1404 | R — Electrical Engineering Installations | R | R07 | R0701 | R7 Equipment | 3.01 | Electrical – Fire Alarm | Enumerated (nr) | AED | 97 | Rule | ✓ |  | Citywalk Plot 5.11 Main Works Contract BOQ (1).xlsx |  |  |  | CITYWALK PHASE-05, PLOT 5.11 | Residential | CITYWALK RESIDENTIAL 1 LLC
1503 | B | Ceiling mounted speaker with fire dome & ceramic terminal points | 103 | Nr. | 351 | 36153 | J — Finishes | J | J05 | J0501 | J5 Suspended ceilings | 3.01 | Internal Finishes | Area (m²), Length (m) | AED | 66 | Fuzzy | ⚠ |  | Citywalk Plot 5.11 Main Works Contract BOQ (1).xlsx |  |  |  | CITYWALK PHASE-05, PLOT 5.11 | Residential | CITYWALK RESIDENTIAL 1 LLC
1505 | C | Manual call point with recessed box points | 19 | Nr. | 351 | 6669 | R — Electrical Engineering Installations | R | R07 | R0701 | R7 Equipment | 3.01 | Electrical – Fire Alarm | Enumerated (nr) | AED | 97 | Rule | ✓ |  | Citywalk Plot 5.11 Main Works Contract BOQ (1).xlsx |  |  |  | CITYWALK PHASE-05, PLOT 5.11 | Residential | CITYWALK RESIDENTIAL 1 LLC
1507 | D | Manual call point with back box points-W/P | 3 | Nr. | 351 | 1053 | R — Electrical Engineering Installations | R | R07 | R0701 | R7 Equipment | 3.01 | Electrical – Fire Alarm | Enumerated (nr) | AED | 97 | Rule | ✓ |  | Citywalk Plot 5.11 Main Works Contract BOQ (1).xlsx |  |  |  | CITYWALK PHASE-05, PLOT 5.11 | Residential | CITYWALK RESIDENTIAL 1 LLC
1509 | E | Wall mounted speaker with back box points-W/P | 22 | Nr. | 351 | 7722 | R — Electrical Engineering Installations | R | R55 | R5503 |  | 5.11 | Fire & Lightning Protection – Voice Evacuation | Number | AED | 88 | AI | ✓ |  | Citywalk Plot 5.11 Main Works Contract BOQ (1).xlsx |  |  |  | CITYWALK PHASE-05, PLOT 5.11 | Residential | CITYWALK RESIDENTIAL 1 LLC
1511 | F | Ceiling mounted flasher / strobe light points | 17 | Nr. | 351 | 5967 | R — Electrical Engineering Installations | R | R04 | R0401 | R4 Final sub-circuits and auxiliary installations | 5.08 | Electrical Engineering Installations | Length (m), Enumerated (nr), Item | AED | 67 | Fuzzy | ⚠ |  | Citywalk Plot 5.11 Main Works Contract BOQ (1).xlsx |  |  |  | CITYWALK PHASE-05, PLOT 5.11 | Residential | CITYWALK RESIDENTIAL 1 LLC
1513 | G | Interface unit fire rated enclosure points (2IN/ 2OUT control x Monitor module) (IFU) | 61 | Nr. | 351 | 21411 | R — Electrical Engineering Installations | R | R06 | R0600 | R6 Control gear | 5.08 | Electrical Engineering Installations | Length (m), Enumerated (nr), Item | AED | 67 | Fuzzy | ⚠ |  | Citywalk Plot 5.11 Main Works Contract BOQ (1).xlsx |  |  |  | CITYWALK PHASE-05, PLOT 5.11 | Residential | CITYWALK RESIDENTIAL 1 LLC
1515 | H | Intelligent ceiling void smoke detector points | 17 | Nr. | 351 | 5967 | R — Electrical Engineering Installations | R | R07 | R0701 | R7 Equipment | 3.01 | Electrical – Fire Alarm | Enumerated (nr) | AED | 97 | Rule | ✓ |  | Citywalk Plot 5.11 Main Works Contract BOQ (1).xlsx |  |  |  | CITYWALK PHASE-05, PLOT 5.11 | Residential | CITYWALK RESIDENTIAL 1 LLC
▸ Accessories; including fixings, supports, hangers and all ancillary works as necessary
1519 | J | Intelligent optical smoke detector with base | 453 | Nr. | 392 | 177576 | R — Electrical Engineering Installations | R | R07 | R0701 | R7 Equipment | 3.01 | Electrical – Fire Alarm | Enumerated (nr) | AED | 97 | Rule | ✓ |  | Citywalk Plot 5.11 Main Works Contract BOQ (1).xlsx |  |  |  | CITYWALK PHASE-05, PLOT 5.11 | Residential | CITYWALK RESIDENTIAL 1 LLC
1521 | K | Intelligent optical smoke detector with base wall mounted | 9 | Nr. | 392 | 3528 | R — Electrical Engineering Installations | R | R07 | R0701 | R7 Equipment | 3.01 | Electrical – Fire Alarm | Enumerated (nr) | AED | 97 | Rule | ✓ |  | Citywalk Plot 5.11 Main Works Contract BOQ (1).xlsx |  |  |  | CITYWALK PHASE-05, PLOT 5.11 | Residential | CITYWALK RESIDENTIAL 1 LLC
1523 | L | Intelligent optical smoke detector with sounder base | 218 | Nr. | 392 | 85456 | R — Electrical Engineering Installations | R | R07 | R0701 | R7 Equipment | 3.01 | Electrical – Fire Alarm | Enumerated (nr) | AED | 97 | Rule | ✓ |  | Citywalk Plot 5.11 Main Works Contract BOQ (1).xlsx |  |  |  | CITYWALK PHASE-05, PLOT 5.11 | Residential | CITYWALK RESIDENTIAL 1 LLC
1525 | M | Intelligent heat detector with base | 128 | Nr. | 329 | 42112 | R — Electrical Engineering Installations | R | R55 | R5502 |  | 5.11 | Fire & Lightning Protection – Fire Detection | Number | AED | 90 | AI | ✓ |  | Citywalk Plot 5.11 Main Works Contract BOQ (1).xlsx |  |  |  | CITYWALK PHASE-05, PLOT 5.11 | Residential | CITYWALK RESIDENTIAL 1 LLC
1527 | N | Intelligent multi sensor detector with base | 5 | Nr. | 549 | 2745 | R — Electrical Engineering Installations | R | R55 | R5502 |  | 5.11 | Fire & Lightning Protection – Fire Detection | Number | AED | 90 | AI | ✓ |  | Citywalk Plot 5.11 Main Works Contract BOQ (1).xlsx |  |  |  | CITYWALK PHASE-05, PLOT 5.11 | Residential | CITYWALK RESIDENTIAL 1 LLC
1529 | P | Fire phone jack | 28 | Nr. | 329 | 9212 | R — Electrical Engineering Installations | R | R55 | R5503 |  | 5.11 | Fire & Lightning Protection – Voice Evacuation | Number | AED | 88 | AI | ✓ |  | Citywalk Plot 5.11 Main Works Contract BOQ (1).xlsx |  |  |  | CITYWALK PHASE-05, PLOT 5.11 | Residential | CITYWALK RESIDENTIAL 1 LLC
1531 | Q | Fire alarm sounder or horn with flasher with back box | 4 | Nr. | 642 | 2568 | R — Electrical Engineering Installations | R | R07 | R0701 | R7 Equipment | 3.01 | Electrical – Fire Alarm | Enumerated (nr) | AED | 97 | Rule | ✓ |  | Citywalk Plot 5.11 Main Works Contract BOQ (1).xlsx |  |  |  | CITYWALK PHASE-05, PLOT 5.11 | Residential | CITYWALK RESIDENTIAL 1 LLC
1533 | R | Fire alarm sounder or horn with flasher with back box -W/P | 4 | Nr. | 737 | 2948 | R — Electrical Engineering Installations | R | R07 | R0701 | R7 Equipment | 3.01 | Electrical – Fire Alarm | Enumerated (nr) | AED | 97 | Rule | ✓ |  | Citywalk Plot 5.11 Main Works Contract BOQ (1).xlsx |  |  |  | CITYWALK PHASE-05, PLOT 5.11 | Residential | CITYWALK RESIDENTIAL 1 LLC
1535 | S | Ceiling mounted speaker with fire dome & ceramic terminal | 103 | Nr. | 642 | 66126 | J — Finishes | J | J05 | J0501 | J5 Suspended ceilings | 3.01 | Internal Finishes | Area (m²), Length (m) | AED | 67 | Fuzzy | ⚠ |  | Citywalk Plot 5.11 Main Works Contract BOQ (1).xlsx |  |  |  | CITYWALK PHASE-05, PLOT 5.11 | Residential | CITYWALK RESIDENTIAL 1 LLC
1539 |  |  |  | To Collection AED |  | 478617 | [8 empty] | AED |  |  |  |  | Citywalk Plot 5.11 Main Works Contract BOQ (1).xlsx |  |  |  | CITYWALK PHASE-05, PLOT 5.11 | Residential | CITYWALK RESIDENTIAL 1 LLC
▸ FIRE ALARM AND VOICE EVACUATION INSTALLATIONS (Cont'd)
1545 | A | Manual call point with recessed box | 19 | Nr. | 455 | 8645 | R — Electrical Engineering Installations | R | R07 | R0701 | R7 Equipment | 3.01 | Electrical – Fire Alarm | Enumerated (nr) | AED | 97 | Rule | ✓ |  | Citywalk Plot 5.11 Main Works Contract BOQ (1).xlsx |  |  |  | CITYWALK PHASE-05, PLOT 5.11 | Residential | CITYWALK RESIDENTIAL 1 LLC
1547 | B | Manual call point with back box-W/P | 3 | Nr. | 549 | 1647 | R — Electrical Engineering Installations | R | R07 | R0701 | R7 Equipment | 3.01 | Electrical – Fire Alarm | Enumerated (nr) | AED | 97 | Rule | ✓ |  | Citywalk Plot 5.11 Main Works Contract BOQ (1).xlsx |  |  |  | CITYWALK PHASE-05, PLOT 5.11 | Residential | CITYWALK RESIDENTIAL 1 LLC
1549 | C | Wall mounted speaker with back box-W/P | 22 | Nr. | 772 | 16984 | R — Electrical Engineering Installations | R | R55 | R5503 |  | 5.11 | Fire & Lightning Protection – Voice Evacuation | Number | AED | 88 | AI | ✓ |  | Citywalk Plot 5.11 Main Works Contract BOQ (1).xlsx |  |  |  | CITYWALK PHASE-05, PLOT 5.11 | Residential | CITYWALK RESIDENTIAL 1 LLC
1551 | D | Ceiling mounted flasher / strobe light | 17 | Nr. | 642 | 10914 | J — Finishes | J | J05 | J0501 | J5 Suspended ceilings | 3.01 | Internal Finishes | Area (m²), Length (m) | AED | 65 | Fuzzy | ⚠ |  | Citywalk Plot 5.11 Main Works Contract BOQ (1).xlsx |  |  |  | CITYWALK PHASE-05, PLOT 5.11 | Residential | CITYWALK RESIDENTIAL 1 LLC
1553 | E | Interface unit fire rated enclosure (2IN/ 2OUT control x Monitor module) (IFU) | 61 | Nr. | 815 | 49715 | R — Electrical Engineering Installations | R | R06 | R0600 | R6 Control gear | 5.08 | Electrical Engineering Installations | Length (m), Enumerated (nr), Item | AED | 67 | Fuzzy | ⚠ |  | Citywalk Plot 5.11 Main Works Contract BOQ (1).xlsx |  |  |  | CITYWALK PHASE-05, PLOT 5.11 | Residential | CITYWALK RESIDENTIAL 1 LLC
1555 | F | Intelligent ceiling void smoke detector | 17 | Nr. | 549 | 9333 | R — Electrical Engineering Installations | R | R07 | R0701 | R7 Equipment | 3.01 | Electrical – Fire Alarm | Enumerated (nr) | AED | 97 | Rule | ✓ |  | Citywalk Plot 5.11 Main Works Contract BOQ (1).xlsx |  |  |  | CITYWALK PHASE-05, PLOT 5.11 | Residential | CITYWALK RESIDENTIAL 1 LLC
1585 |  |  |  | To Collection AED |  | 97238 | [8 empty] | AED |  |  |  |  | Citywalk Plot 5.11 Main Works Contract BOQ (1).xlsx |  |  |  | CITYWALK PHASE-05, PLOT 5.11 | Residential | CITYWALK RESIDENTIAL 1 LLC
▸ ICT INSTALLATIONS
▸ Note: Refer to the following:
▸ 1. Specification;
▸ DHRE0017-GCE-XX-XX-SPC-MEP-108004
▸ 2. Drawings;
▸ DHRE0017-GC-XX-01-PLN-IC-101003 to 101017
▸ ICT Installation
▸ Fiber optic cables including all ancillary works as necessary
1605 | A | 2 x 12C single mode fiber cable | 101 | m | 229 | 23129 | R — Electrical Engineering Installations | R | R04 | R0401 | R4 Final sub-circuits and auxiliary installations | 5.08 | Electrical Engineering Installations | Length (m), Enumerated (nr), Item | AED | 62 | Fuzzy | ⚠ |  | Citywalk Plot 5.11 Main Works Contract BOQ (1).xlsx |  |  |  | CITYWALK PHASE-05, PLOT 5.11 | Residential | CITYWALK RESIDENTIAL 1 LLC
1607 | B | 120 core multi core single mode fiber optic cable | 68 | m | 572 | 38896 | R — Electrical Engineering Installations | R | R01 | R0104 | R1 Generally | 5.08 | Electrical Engineering Installations | Length (m), Enumerated (nr), Item | AED | 64 | Fuzzy | ⚠ |  | Citywalk Plot 5.11 Main Works Contract BOQ (1).xlsx |  |  |  | CITYWALK PHASE-05, PLOT 5.11 | Residential | CITYWALK RESIDENTIAL 1 LLC
1609 | C | 240 core multi core single mode fiber optic cable | 108 | m | 1145 | 123660 | R — Electrical Engineering Installations | R | R01 | R0104 | R1 Generally | 5.08 | Electrical Engineering Installations | Length (m), Enumerated (nr), Item | AED | 64 | Fuzzy | ⚠ |  | Citywalk Plot 5.11 Main Works Contract BOQ (1).xlsx |  |  |  | CITYWALK PHASE-05, PLOT 5.11 | Residential | CITYWALK RESIDENTIAL 1 LLC
1611 | D | 4 core single mode fiber optic cable | 5153 | m | 39 | 200967 | R — Electrical Engineering Installations | R | R04 | R0401 | R4 Final sub-circuits and auxiliary installations | 5.08 | Electrical Engineering Installations | Length (m), Enumerated (nr), Item | AED | 65 | Fuzzy | ⚠ |  | Citywalk Plot 5.11 Main Works Contract BOQ (1).xlsx |  |  |  | CITYWALK PHASE-05, PLOT 5.11 | Residential | CITYWALK RESIDENTIAL 1 LLC
▸ HDRF telecom and GSM cable tray including hangers, supports and all ancillary works as necessary
1615 | E | 300 x 50mm | 767 | m | 111 | 85137 | R — Electrical Engineering Installations | R | R56 | R5601 |  | 5.12 | Communication & Security – Fiber Optic Infrastructure | Area (m²) | AED | 82 | AI | ⚠ |  | Citywalk Plot 5.11 Main Works Contract BOQ (1).xlsx |  |  |  | CITYWALK PHASE-05, PLOT 5.11 | Residential | CITYWALK RESIDENTIAL 1 LLC
1617 | F | 450 x 50mm | 751 | m | 146 | 109646 | R — Electrical Engineering Installations | R | R56 | R5601 |  | 5.12 | Communication & Security – Fiber Optic Infrastructure | Area (m²) | AED | 82 | AI | ⚠ |  | Citywalk Plot 5.11 Main Works Contract BOQ (1).xlsx |  |  |  | CITYWALK PHASE-05, PLOT 5.11 | Residential | CITYWALK RESIDENTIAL 1 LLC
▸ Final sub-circuits and auxiliary installations complete with cabling, containment and terminations as necessary
1621 | G | CAT-6 RJ45 Dual outlet for data | 432 | Nr. | 1307 | 564624 | R — Electrical Engineering Installations | R | R56 | R5602 |  | 5.12 | Communication & Security – Data Outlets | Number | AED | 90 | AI | ✓ |  | Citywalk Plot 5.11 Main Works Contract BOQ (1).xlsx |  |  |  | CITYWALK PHASE-05, PLOT 5.11 | Residential | CITYWALK RESIDENTIAL 1 LLC
1623 | H | Floor box consisting 13A twin SSO (measured separately) and RJ45 twin outlet | 6 | Nr. | 1307 | 7842 | R — Electrical Engineering Installations | R | R04 | R0401 | R4 Final sub-circuits and auxiliary installations | 3.01 | Electrical – Floor Box | Enumerated (nr) | AED | 95 | Rule | ✓ |  | Citywalk Plot 5.11 Main Works Contract BOQ (1).xlsx |  |  |  | CITYWALK PHASE-05, PLOT 5.11 | Residential | CITYWALK RESIDENTIAL 1 LLC
1626 |  |  |  | To Collection AED |  | 1153901 | [8 empty] | AED |  |  |  |  | Citywalk Plot 5.11 Main Works Contract BOQ (1).xlsx |  |  |  | CITYWALK PHASE-05, PLOT 5.11 | Residential | CITYWALK RESIDENTIAL 1 LLC
▸ ICT INSTALLATIONS (Cont'd)
▸ Accessories including fixings, supports, hangers and all ancillary works as necessary
1634 | A | CAT-6 RJ45 Dual outlet for data | 432 | Nr. | 198 | 85536 | R — Electrical Engineering Installations | R | R56 | R5602 |  | 5.12 | Communication & Security – Data Outlets | Number | AED | 90 | AI | ✓ |  | Citywalk Plot 5.11 Main Works Contract BOQ (1).xlsx |  |  |  | CITYWALK PHASE-05, PLOT 5.11 | Residential | CITYWALK RESIDENTIAL 1 LLC
1636 | B | Floor box consisting 13A twin SSO (measured separately) and RJ45 twin outlet | 6 | Nr. | 198 | 1188 | R — Electrical Engineering Installations | R | R04 | R0401 | R4 Final sub-circuits and auxiliary installations | 3.01 | Electrical – Floor Box | Enumerated (nr) | AED | 95 | Rule | ✓ |  | Citywalk Plot 5.11 Main Works Contract BOQ (1).xlsx |  |  |  | CITYWALK PHASE-05, PLOT 5.11 | Residential | CITYWALK RESIDENTIAL 1 LLC
▸ Equipment including fixings, supports, hangers and all ancillary works as necessary
1640 | C | MINI ODF | 3 | Nr. | 32800 | 98400 | R — Electrical Engineering Installations | R | R56 | R5603 |  | 5.12 | Communication & Security – Network Equipment | Number | AED | 88 | AI | ✓ |  | Citywalk Plot 5.11 Main Works Contract BOQ (1).xlsx |  |  |  | CITYWALK PHASE-05, PLOT 5.11 | Residential | CITYWALK RESIDENTIAL 1 LLC
1642 | D | Optical network cabinet unit (ONU) | 114 | Nr. | 5623 | 641022 | R — Electrical Engineering Installations | R | R56 | R5603 |  | 5.12 | Communication & Security – Network Equipment | Number | AED | 88 | AI | ✓ |  | Citywalk Plot 5.11 Main Works Contract BOQ (1).xlsx |  |  |  | CITYWALK PHASE-05, PLOT 5.11 | Residential | CITYWALK RESIDENTIAL 1 LLC
1644 | E | GSM Cross-c cabinet | 1 | Nr. | 21086 | 21086 | R — Electrical Engineering Installations | R | R56 | R5603 |  | 5.12 | Communication & Security – Network Equipment | Number | AED | 85 | AI | ✓ |  | Citywalk Plot 5.11 Main Works Contract BOQ (1).xlsx |  |  |  | CITYWALK PHASE-05, PLOT 5.11 | Residential | CITYWALK RESIDENTIAL 1 LLC
1671 |  |  |  | To Collection AED |  | 847232 | [8 empty] | AED |  |  |  |  | Citywalk Plot 5.11 Main Works Contract BOQ (1).xlsx |  |  |  | CITYWALK PHASE-05, PLOT 5.11 | Residential | CITYWALK RESIDENTIAL 1 LLC
▸ INTERCOM INSTALLATIONS
▸ Note: Refer to the following:
▸ 1. Specification;
▸ DHRE0017-GCE-XX-XX-SPC-MEP-108004
▸ 2. Drawings;
▸ DHRE0017-GC-XX-01-PLN-VI-101002 to 101007
▸ Intercom cable tray including hangers, supports and all ancillary works as necessary
1689 | A | 100 x 100mm | 29 | m | 46 | 1334 | R — Electrical Engineering Installations | R | R57 | R5701 |  | 5.12 | Communication & Security – Video Surveillance Infrastructure | Area (m²) | AED | 82 | AI | ⚠ |  | Citywalk Plot 5.11 Main Works Contract BOQ (1).xlsx |  |  |  | CITYWALK PHASE-05, PLOT 5.11 | Residential | CITYWALK RESIDENTIAL 1 LLC
▸ HDGI Intercom cable tray including hangers, supports and all ancillary works as necessary
1693 | B | 100 x 100mm | 3 | m | 46 | 138 | R — Electrical Engineering Installations | R | R57 | R5701 |  | 5.12 | Communication & Security – Video Surveillance Infrastructure | Area (m²) | AED | 82 | AI | ⚠ |  | Citywalk Plot 5.11 Main Works Contract BOQ (1).xlsx |  |  |  | CITYWALK PHASE-05, PLOT 5.11 | Residential | CITYWALK RESIDENTIAL 1 LLC
▸ Final sub-circuits and auxiliary installations complete with cabling, containment and terminations as necessary
1697 | C | Video intercom indoor station | 114 | Nr. | 302 | 34428 | H — Doors And Windows | H | H00 | H0000 |  | 2.06 | Windows and External Doors | Enumerated (nr), Area (m²), Length (m) | AED | 68 | Fuzzy | ⚠ |  | Citywalk Plot 5.11 Main Works Contract BOQ (1).xlsx |  |  |  | CITYWALK PHASE-05, PLOT 5.11 | Residential | CITYWALK RESIDENTIAL 1 LLC
1699 | D | Video intercom to Bell Press Switch | 114 | Nr. | 302 | 34428 | R — Electrical Engineering Installations | R | R57 | R5702 |  | 5.12 | Communication & Security – Access Control | Number | AED | 88 | AI | ✓ |  | Citywalk Plot 5.11 Main Works Contract BOQ (1).xlsx |  |  |  | CITYWALK PHASE-05, PLOT 5.11 | Residential | CITYWALK RESIDENTIAL 1 LLC
▸ Accessories including fixings, supports, hangers and all ancillary works as necessary
1703 | E | Video intercom indoor station | 114 | Nr. | 868 | 98952 | H — Doors And Windows | H | H00 | H0000 |  | 2.06 | Windows and External Doors | Enumerated (nr), Area (m²), Length (m) | AED | 68 | Fuzzy | ⚠ |  | Citywalk Plot 5.11 Main Works Contract BOQ (1).xlsx |  |  |  | CITYWALK PHASE-05, PLOT 5.11 | Residential | CITYWALK RESIDENTIAL 1 LLC
1705 | F | Bell Press Switch | 114 | Nr. | 147 | 16758 | R — Electrical Engineering Installations | R | R57 | R5702 |  | 5.12 | Communication & Security – Access Control | Number | AED | 88 | AI | ✓ |  | Citywalk Plot 5.11 Main Works Contract BOQ (1).xlsx |  |  |  | CITYWALK PHASE-05, PLOT 5.11 | Residential | CITYWALK RESIDENTIAL 1 LLC
1713 |  |  |  | To Collection AED |  | 186038 | [8 empty] | AED |  |  |  |  | Citywalk Plot 5.11 Main Works Contract BOQ (1).xlsx |  |  |  | CITYWALK PHASE-05, PLOT 5.11 | Residential | CITYWALK RESIDENTIAL 1 LLC
▸ SECURITY INSTALLATIONS
▸ Note: Refer to the following:
▸ 1. Specification;
▸ DHRE0017-GCE-XX-XX-SPC-SEC-108018
▸ 2. Drawings;
▸ Fiber optic cables including all ancillary works as necessary
1729 | A | 2 x 6 core fiber optic cable (OM4) | 50 | m | 274 | 13700 | R — Electrical Engineering Installations | R | R01 | R0104 | R1 Generally | 5.08 | Electrical Engineering Installations | Length (m), Enumerated (nr), Item | AED | 61 | Fuzzy | ⚠ |  | Citywalk Plot 5.11 Main Works Contract BOQ (1).xlsx |  |  |  | CITYWALK PHASE-05, PLOT 5.11 | Residential | CITYWALK RESIDENTIAL 1 LLC
▸ Final sub-circuits and auxiliary installations complete; including cabling, containment and terminations as necessary
1733 | B | Camera points | 78 | Nr. | 4248 | 331344 | R — Electrical Engineering Installations | R | R08 | R0804 | R8 Connections to supply mains | 3.01 | Electrical – CCTV | Enumerated (nr) | AED | 97 | Rule | ✓ |  | Citywalk Plot 5.11 Main Works Contract BOQ (1).xlsx |  |  |  | CITYWALK PHASE-05, PLOT 5.11 | Residential | CITYWALK RESIDENTIAL 1 LLC
▸ Accessories; including fixings, supports, hangers and all ancillary works as necessary
1737 | C | Full HD 1080P day/night indoor dome camera; recognition; CRC-XX (Cam-2) | 10 | Nr. | 6942 | 69420 | R — Electrical Engineering Installations | R | R08 | R0804 | R8 Connections to supply mains | 3.01 | Electrical – CCTV | Enumerated (nr) | AED | 97 | Rule | ✓ |  | Citywalk Plot 5.11 Main Works Contract BOQ (1).xlsx |  |  |  | CITYWALK PHASE-05, PLOT 5.11 | Residential | CITYWALK RESIDENTIAL 1 LLC
1739 | D | Full HD 1080P day/night indoor dome camera; observation; COC-XX (Cam-3) | 15 | Nr. | 6942 | 104130 | R — Electrical Engineering Installations | R | R08 | R0804 | R8 Connections to supply mains | 3.01 | Electrical – CCTV | Enumerated (nr) | AED | 97 | Rule | ✓ |  | Citywalk Plot 5.11 Main Works Contract BOQ (1).xlsx |  |  |  | CITYWALK PHASE-05, PLOT 5.11 | Residential | CITYWALK RESIDENTIAL 1 LLC
1741 | E | Full HD 1080P day/night indoor dome camera; detection; CDC-XX (Cam-4) | 30 | Nr. | 6942 | 208260 | R — Electrical Engineering Installations | R | R08 | R0804 | R8 Connections to supply mains | 3.01 | Electrical – CCTV | Enumerated (nr) | AED | 97 | Rule | ✓ |  | Citywalk Plot 5.11 Main Works Contract BOQ (1).xlsx |  |  |  | CITYWALK PHASE-05, PLOT 5.11 | Residential | CITYWALK RESIDENTIAL 1 LLC
1743 | F | Full HD 1080P day/night outdoor bullet camera; detection; CDW-XX (Cam-6) | 2 | Nr. | 7983 | 15966 | R — Electrical Engineering Installations | R | R57 | R5703 |  | 5.12 | Communication & Security – Video Surveillance | Number | AED | 90 | AI | ✓ |  | Citywalk Plot 5.11 Main Works Contract BOQ (1).xlsx |  |  |  | CITYWALK PHASE-05, PLOT 5.11 | Residential | CITYWALK RESIDENTIAL 1 LLC
1745 | G | Full HD 1080P day/night outdoor bullet camera; observation; COW-XX (Cam-10) | 1 | Nr. | 7983 | 7983 | R — Electrical Engineering Installations | R | R51 | R5102 |  | 5.12 | Communication & Security – CCTV Cameras | No. | AED | 85 | AI | ✓ |  | Citywalk Plot 5.11 Main Works Contract BOQ (1).xlsx |  |  |  | CITYWALK PHASE-05, PLOT 5.11 | Residential | CITYWALK RESIDENTIAL 1 LLC
1747 | H | Full HD 1080P day/night outdoor bullet camera; observation; COW-XX-WP (Cam-10) | 18 | Nr. | 7983 | 143694 | R — Electrical Engineering Installations | R | R51 | R5102 |  | 5.12 | Communication & Security – CCTV Cameras | No. | AED | 85 | AI | ✓ |  | Citywalk Plot 5.11 Main Works Contract BOQ (1).xlsx |  |  |  | CITYWALK PHASE-05, PLOT 5.11 | Residential | CITYWALK RESIDENTIAL 1 LLC
1749 | J | Full HD 1080P day/night outdoor bullet camera; monitoring; CMW-XX-WP (Cam-13) | 2 | Nr. | 7983 | 15966 | R — Electrical Engineering Installations | R | R51 | R5102 |  | 5.12 | Communication & Security – CCTV Cameras | No. | AED | 85 | AI | ✓ |  | Citywalk Plot 5.11 Main Works Contract BOQ (1).xlsx |  |  |  | CITYWALK PHASE-05, PLOT 5.11 | Residential | CITYWALK RESIDENTIAL 1 LLC
1752 |  |  |  | To Collection AED |  | 910463 | [8 empty] | AED |  |  |  |  | Citywalk Plot 5.11 Main Works Contract BOQ (1).xlsx |  |  |  | CITYWALK PHASE-05, PLOT 5.11 | Residential | CITYWALK RESIDENTIAL 1 LLC
▸ SECURITY INSTALLATIONS (Cont'd)
▸ Equipment including fixings, supports, hangers and all ancillary works as necessary
1760 | A | Security IDF 24U Rack | 1 | Nr. | 26553 | 26553 | A — General Requirements | A | A04 | A0401 | Contractor's administrative arrangements | 9.01 | Preliminaries / General Requirements | Item | AED | 75 | Fuzzy | ⚠ |  | Citywalk Plot 5.11 Main Works Contract BOQ (1).xlsx |  |  |  | CITYWALK PHASE-05, PLOT 5.11 | Residential | CITYWALK RESIDENTIAL 1 LLC
▸ Access Control System
▸ Final sub-circuits and auxiliary installations complete; including cabling, containment and terminations as necessary
1766 | B | Access controlled single leaf door (ACS-1) | 13 | Nr. | 1199 | 15587 | A — General Requirements | A | A08 | A0801 | Temporary works | 9.01 | Preliminaries / General Requirements | Item | AED | 60 | Fuzzy | ⚠ |  | Citywalk Plot 5.11 Main Works Contract BOQ (1).xlsx |  |  |  | CITYWALK PHASE-05, PLOT 5.11 | Residential | CITYWALK RESIDENTIAL 1 LLC
1768 | C | Access controlled double leaf door (ACS-2) | 1 | Nr. | 1199 | 1199 | A — General Requirements | A | A08 | A0801 | Temporary works | 9.01 | Preliminaries / General Requirements | Item | AED | 60 | Fuzzy | ⚠ |  | Citywalk Plot 5.11 Main Works Contract BOQ (1).xlsx |  |  |  | CITYWALK PHASE-05, PLOT 5.11 | Residential | CITYWALK RESIDENTIAL 1 LLC
1770 | D | Door contact (DC-1) | 35 | Nr. | 1199 | 41965 | H — Doors And Windows | H | H01 | H0100 | H1 Doors | 2.06 | Windows and External Doors | Enumerated (nr), Area (m²), Length (m) | AED | 62 | Fuzzy | ⚠ |  | Citywalk Plot 5.11 Main Works Contract BOQ (1).xlsx |  |  |  | CITYWALK PHASE-05, PLOT 5.11 | Residential | CITYWALK RESIDENTIAL 1 LLC
1772 | E | Door contact (DC-2) | 1 | Nr. | 1199 | 1199 | H — Doors And Windows | H | H01 | H0100 | H1 Doors | 2.06 | Windows and External Doors | Enumerated (nr), Area (m²), Length (m) | AED | 62 | Fuzzy | ⚠ |  | Citywalk Plot 5.11 Main Works Contract BOQ (1).xlsx |  |  |  | CITYWALK PHASE-05, PLOT 5.11 | Residential | CITYWALK RESIDENTIAL 1 LLC
▸ Accessories; including fixings, supports, hangers and all ancillary works as necessary
1776 | F | Access controlled single leaf door (ACS-1) | 13 | Nr. | 13883 | 180479 | A — General Requirements | A | A08 | A0801 | Temporary works | 9.01 | Preliminaries / General Requirements | Item | AED | 60 | Fuzzy | ⚠ |  | Citywalk Plot 5.11 Main Works Contract BOQ (1).xlsx |  |  |  | CITYWALK PHASE-05, PLOT 5.11 | Residential | CITYWALK RESIDENTIAL 1 LLC
1778 | G | Access controlled double leaf door (ACS-2) | 1 | Nr. | 27768 | 27768 | A — General Requirements | A | A08 | A0801 | Temporary works | 9.01 | Preliminaries / General Requirements | Item | AED | 60 | Fuzzy | ⚠ |  | Citywalk Plot 5.11 Main Works Contract BOQ (1).xlsx |  |  |  | CITYWALK PHASE-05, PLOT 5.11 | Residential | CITYWALK RESIDENTIAL 1 LLC
1780 | H | Door contact (DC-1) | 35 | Nr. | 421 | 14735 | H — Doors And Windows | H | H01 | H0100 | H1 Doors | 2.06 | Windows and External Doors | Enumerated (nr), Area (m²), Length (m) | AED | 62 | Fuzzy | ⚠ |  | Citywalk Plot 5.11 Main Works Contract BOQ (1).xlsx |  |  |  | CITYWALK PHASE-05, PLOT 5.11 | Residential | CITYWALK RESIDENTIAL 1 LLC
1782 | J | Door contact (DC-2) | 1 | Nr. | 421 | 421 | H — Doors And Windows | H | H01 | H0100 | H1 Doors | 2.06 | Windows and External Doors | Enumerated (nr), Area (m²), Length (m) | AED | 62 | Fuzzy | ⚠ |  | Citywalk Plot 5.11 Main Works Contract BOQ (1).xlsx |  |  |  | CITYWALK PHASE-05, PLOT 5.11 | Residential | CITYWALK RESIDENTIAL 1 LLC
▸ Equipment including cabling, containment, fixings, supports, hangers and all ancillary works as necessary
1786 | K | Access control panel (ACP) | 1 | Nr. | 29250 | 29250 | R — Electrical Engineering Installations | R | R06 | R0600 | R6 Control gear | 5.08 | Electrical Engineering Installations | Length (m), Enumerated (nr), Item | AED | 69 | Fuzzy | ⚠ |  | Citywalk Plot 5.11 Main Works Contract BOQ (1).xlsx |  |  |  | CITYWALK PHASE-05, PLOT 5.11 | Residential | CITYWALK RESIDENTIAL 1 LLC
1794 |  |  |  | To Collection AED |  | 339156 | [8 empty] | AED |  |  |  |  | Citywalk Plot 5.11 Main Works Contract BOQ (1).xlsx |  |  |  | CITYWALK PHASE-05, PLOT 5.11 | Residential | CITYWALK RESIDENTIAL 1 LLC
▸ SECURITY INSTALLATIONS (Cont'd)
▸ Disabled Toilet Alarm System
▸ Final sub-circuits and auxiliary installations complete with cabling, containment, terminations and all ancillary works as necessary
1804 | A | Visual annunciator for disabled toilet alarm points | 1 | Nr. | 780 | 780 | R — Electrical Engineering Installations | R | R04 | R0401 | R4 Final sub-circuits and auxiliary installations | 5.08 | Electrical Engineering Installations | Length (m), Enumerated (nr), Item | AED | 75 | Fuzzy | ⚠ |  | Citywalk Plot 5.11 Main Works Contract BOQ (1).xlsx |  |  |  | CITYWALK PHASE-05, PLOT 5.11 | Residential | CITYWALK RESIDENTIAL 1 LLC
1806 | B | Pull cord for disabled toilets with reset button points | 1 | Nr. | 780 | 780 | R — Electrical Engineering Installations | R | R04 | R0401 | R4 Final sub-circuits and auxiliary installations | 5.08 | Electrical Engineering Installations | Length (m), Enumerated (nr), Item | AED | 61 | Fuzzy | ⚠ |  | Citywalk Plot 5.11 Main Works Contract BOQ (1).xlsx |  |  |  | CITYWALK PHASE-05, PLOT 5.11 | Residential | CITYWALK RESIDENTIAL 1 LLC
1808 | C | Reset button points for toilet-W/P | 1 | Nr. | 780 | 780 | R — Electrical Engineering Installations | R | R52 | R5203 |  | 5.12 | Communication & Security – Disabled Toilet Alarm | No. | AED | 82 | AI | ⚠ |  | Citywalk Plot 5.11 Main Works Contract BOQ (1).xlsx |  |  |  | CITYWALK PHASE-05, PLOT 5.11 | Residential | CITYWALK RESIDENTIAL 1 LLC
▸ Accessories; including fixings, supports, hangers and all ancillary works as necessary
1812 | D | Visual annunciator for disabled toilet alarm points | 1 | Nr. | 4338 | 4338 | R — Electrical Engineering Installations | R | R04 | R0401 | R4 Final sub-circuits and auxiliary installations | 5.08 | Electrical Engineering Installations | Length (m), Enumerated (nr), Item | AED | 75 | Fuzzy | ⚠ |  | Citywalk Plot 5.11 Main Works Contract BOQ (1).xlsx |  |  |  | CITYWALK PHASE-05, PLOT 5.11 | Residential | CITYWALK RESIDENTIAL 1 LLC
1814 | E | Pull cord for disabled toilets with reset button points | 1 | Nr. | 1389 | 1389 | R — Electrical Engineering Installations | R | R04 | R0401 | R4 Final sub-circuits and auxiliary installations | 5.08 | Electrical Engineering Installations | Length (m), Enumerated (nr), Item | AED | 61 | Fuzzy | ⚠ |  | Citywalk Plot 5.11 Main Works Contract BOQ (1).xlsx |  |  |  | CITYWALK PHASE-05, PLOT 5.11 | Residential | CITYWALK RESIDENTIAL 1 LLC
1816 | F | Reset button points for toilet-W/P | 1 | Nr. | 1562 | 1562 | R — Electrical Engineering Installations | R | R52 | R5203 |  | 5.12 | Communication & Security – Disabled Toilet Alarm | No. | AED | 82 | AI | ⚠ |  | Citywalk Plot 5.11 Main Works Contract BOQ (1).xlsx |  |  |  | CITYWALK PHASE-05, PLOT 5.11 | Residential | CITYWALK RESIDENTIAL 1 LLC
1834 |  |  |  | To Collection AED |  | 9629 | [8 empty] | AED |  |  |  |  | Citywalk Plot 5.11 Main Works Contract BOQ (1).xlsx |  |  |  | CITYWALK PHASE-05, PLOT 5.11 | Residential | CITYWALK RESIDENTIAL 1 LLC
▸ BUILDING MANAGEMENT SYSTEM
▸ Note: Refer to the following.
▸ 1. Specification DHRE0017-GCE-XX-XX-SPC-MEP-108004
▸ Building Management System Installation
1846 | A | Building management system (BMS) equipment/devices; as approved by theEngineer; including work stations, central processing unit, printer, mouse, control panels,interfacing units & interfacing to all electrical, HVAC, fire protection, plumbing, direct digital controllers, control modules, wiring, labeling, and complete fixing accessories. | 1 | Item | 462496 | 462496 | Q — Mechanical Engineering Installations | Q | Q03 | Q0301 | Q3 Ductwork | 3.01 | Mechanical – BMS | Item | AED | 90 | Rule | ✓ |  | Citywalk Plot 5.11 Main Works Contract BOQ (1).xlsx |  |  |  | CITYWALK PHASE-05, PLOT 5.11 | Residential | CITYWALK RESIDENTIAL 1 LLC
1874 |  |  |  | To Collection AED |  | 462496 | [8 empty] | AED |  |  |  |  | Citywalk Plot 5.11 Main Works Contract BOQ (1).xlsx |  |  |  | CITYWALK PHASE-05, PLOT 5.11 | Residential | CITYWALK RESIDENTIAL 1 LLC
▸ SUNDRIES
▸ Sundries to Electrical Engineering Installations
1882 | A | Allow for all connections to existing services mains if not included above | 1 | Item | 3510 | 3510 | Q — Mechanical Engineering Installations | Q | Q06 | Q0600 | Q6 Connections to supply mains | 5.06 | Mechanical Engineering Installations | Length (m), Weight (t), Area (m²), Enumerated (nr), Item | AED | 77 | Fuzzy | ⚠ |  | Citywalk Plot 5.11 Main Works Contract BOQ (1).xlsx |  |  |  | CITYWALK PHASE-05, PLOT 5.11 | Residential | CITYWALK RESIDENTIAL 1 LLC
1884 | B | Allow for earthing and bonding as specified; in particular all metal containments shall be provided with earth continuity protection at all joints | 1 | Item | 3510 | 3510 | R — Electrical Engineering Installations | R | R08 | R0801 | R8 Connections to supply mains | 3.01 | Electrical – Earthing & Bonding | Item | AED | 90 | Rule | ✓ |  | Citywalk Plot 5.11 Main Works Contract BOQ (1).xlsx |  |  |  | CITYWALK PHASE-05, PLOT 5.11 | Residential | CITYWALK RESIDENTIAL 1 LLC
1886 | C | Allow for all supports, fixings, anchors and insulating blocks where not included above or elsewhere | 1 | Item | 3510 | 3510 | A — General Requirements | A | A02 | A0201 | Specification | 9.01 | Preliminaries – BWIC | Item | AED | 88 | Rule | ✓ |  | Citywalk Plot 5.11 Main Works Contract BOQ (1).xlsx |  |  |  | CITYWALK PHASE-05, PLOT 5.11 | Residential | CITYWALK RESIDENTIAL 1 LLC
1888 | D | Allow for all identification including painting, marking and labeling | 1 | Item | 3510 | 3510 | A — General Requirements | A | A03 | A0301 | Restrictions | 9.01 | Preliminaries – Documentation | Item | AED | 88 | Rule | ✓ |  | Citywalk Plot 5.11 Main Works Contract BOQ (1).xlsx |  |  |  | CITYWALK PHASE-05, PLOT 5.11 | Residential | CITYWALK RESIDENTIAL 1 LLC
1890 | E | Allow for inspection, testing and commissioning including all off-site and factory testing; inspections to demonstrate compliance with relevant Specifications and standards; operating the completed installations; submitting all relevant test record sheets at the completion of the installations | 1 | Item | 35100 | 35100 | A — General Requirements | A | A03 | A0302 | Restrictions | 9.01 | Preliminaries – Testing & Commissioning | Item | AED | 90 | Rule | ✓ |  | Citywalk Plot 5.11 Main Works Contract BOQ (1).xlsx |  |  |  | CITYWALK PHASE-05, PLOT 5.11 | Residential | CITYWALK RESIDENTIAL 1 LLC
1892 | F | Allow for providing in suitable quantities all special tools, operating handles and keys or other equipment necessary for installation, maintenance or operation of the completed installation | 1 | Item | 3510 | 3510 | A — General Requirements | A | A03 | A0301 | Restrictions | 9.01 | Preliminaries – Documentation | Item | AED | 88 | Rule | ✓ |  | Citywalk Plot 5.11 Main Works Contract BOQ (1).xlsx |  |  |  | CITYWALK PHASE-05, PLOT 5.11 | Residential | CITYWALK RESIDENTIAL 1 LLC
1894 | G | Allow for providing spares for the Electrical Engineering Installation | 1 | Item | 2340 | 2340 | R — Electrical Engineering Installations | R | R01 | R0101 | R1 Generally | 3.01 | Electrical – Spares | Item | AED | 88 | Rule | ✓ |  | Citywalk Plot 5.11 Main Works Contract BOQ (1).xlsx |  |  |  | CITYWALK PHASE-05, PLOT 5.11 | Residential | CITYWALK RESIDENTIAL 1 LLC
1896 | H | Allow for providing comprehensive equipment documentation including operating instructions and maintenance manuals, record documents, warranties, guarantees, drawings and the like | 1 | Item | 3510 | 3510 | A — General Requirements | A | A03 | A0301 | Restrictions | 9.01 | Preliminaries – Documentation | Item | AED | 88 | Rule | ✓ |  | Citywalk Plot 5.11 Main Works Contract BOQ (1).xlsx |  |  |  | CITYWALK PHASE-05, PLOT 5.11 | Residential | CITYWALK RESIDENTIAL 1 LLC
1902 |  |  |  | To Collection AED |  | 58500 | [8 empty] | AED |  |  |  |  | Citywalk Plot 5.11 Main Works Contract BOQ (1).xlsx |  |  |  | CITYWALK PHASE-05, PLOT 5.11 | Residential | CITYWALK RESIDENTIAL 1 LLC
▸ WORK INCIDENTAL
▸ Work Incidental to Electrical Engineering Installations
1910 | A | Allow for planning and coordinating with relevant statutory authorities and with all other trades | 1 | Item | 3510 | 3510 | A — General Requirements | A | A03 | A0301 | Restrictions | 9.01 | Preliminaries – Statutory | Item | AED | 88 | Rule | ✓ |  | Citywalk Plot 5.11 Main Works Contract BOQ (1).xlsx |  |  |  | CITYWALK PHASE-05, PLOT 5.11 | Residential | CITYWALK RESIDENTIAL 1 LLC
1912 | B | Allow for liaison with obtaining approvals and attendance on DEWA, other statutory bodies and service providers as required | 1 | Item | 3510 | 3510 | A — General Requirements | A | A03 | A0301 | Restrictions | 9.01 | Preliminaries – Statutory | Item | AED | 88 | Rule | ✓ |  | Citywalk Plot 5.11 Main Works Contract BOQ (1).xlsx |  |  |  | CITYWALK PHASE-05, PLOT 5.11 | Residential | CITYWALK RESIDENTIAL 1 LLC
1914 | C | Allow for marking the positions of and cutting or forming holes, mortices, chases or the like and all making good | 1 | Item | 3510 | 3510 | A — General Requirements | A | A02 | A0201 | Specification | 9.01 | Preliminaries – BWIC | Item | AED | 88 | Rule | ✓ |  | Citywalk Plot 5.11 Main Works Contract BOQ (1).xlsx |  |  |  | CITYWALK PHASE-05, PLOT 5.11 | Residential | CITYWALK RESIDENTIAL 1 LLC
1916 | D | Allow for supplying and fixing all sleeves, frames and built-in fire stoppers for building into concrete structures and masonry walls | 1 | Item | 3510 | 3510 | F — Woodwork | F | F02 | F0201 | F2 Structural timbers | 2.01 | Frame / Woodwork | Length (m), Area (m²), Enumerated (nr) | AED | 76 | Fuzzy | ⚠ |  | Citywalk Plot 5.11 Main Works Contract BOQ (1).xlsx |  |  |  | CITYWALK PHASE-05, PLOT 5.11 | Residential | CITYWALK RESIDENTIAL 1 LLC
1918 | E | Allow for supplying and fixing all brackets, clamps and other fixing devices including building in or cutting and pinning and all making good | 1 | Item | 3510 | 3510 | A — General Requirements | A | A02 | A0201 | Specification | 9.01 | Preliminaries – BWIC | Item | AED | 88 | Rule | ✓ |  | Citywalk Plot 5.11 Main Works Contract BOQ (1).xlsx |  |  |  | CITYWALK PHASE-05, PLOT 5.11 | Residential | CITYWALK RESIDENTIAL 1 LLC
1920 | F | Allow for fire stopping all cables, conduit, trucking, cable tray and the like at penetrations through fire walls and other structures and making good | 1 | Item | 40350 | 40350 | A — General Requirements | A | A02 | A0201 | Specification | 9.01 | Preliminaries – BWIC | Item | AED | 88 | Rule | ✓ |  | Citywalk Plot 5.11 Main Works Contract BOQ (1).xlsx |  |  |  | CITYWALK PHASE-05, PLOT 5.11 | Residential | CITYWALK RESIDENTIAL 1 LLC
1922 | G | Allow for all incidental work including factory finishing, fixing to all backgrounds by appropriate means and all making good | 1 | Item | 1919 | 1919 | A — General Requirements | A | A01 | A0101 | Conditions of contract | 9.01 | Preliminaries – Contingency | Item | AED | 88 | Rule | ✓ |  | Citywalk Plot 5.11 Main Works Contract BOQ (1).xlsx |  |  |  | CITYWALK PHASE-05, PLOT 5.11 | Residential | CITYWALK RESIDENTIAL 1 LLC
▸ Allow for all protective painting including removing protective coatings or wrappings and cleaning exposed surfaces for each of the following installations
1926 | H | Electrical mains | 1 | Item | 100 | 100 | R — Electrical Engineering Installations | R | R04 | R0401 | R4 Final sub-circuits and auxiliary installations | 5.08 | Electrical Engineering Installations | Length (m), Enumerated (nr), Item | AED | 79 | Fuzzy | ⚠ |  | Citywalk Plot 5.11 Main Works Contract BOQ (1).xlsx |  |  |  | CITYWALK PHASE-05, PLOT 5.11 | Residential | CITYWALK RESIDENTIAL 1 LLC
1928 | J | Small power | 1 | Item | 100 | 100 | A — General Requirements | A | A05 | A0501 | Constructional plant | 9.01 | Preliminaries / General Requirements | Item | AED | 67 | Fuzzy | ⚠ |  | Citywalk Plot 5.11 Main Works Contract BOQ (1).xlsx |  |  |  | CITYWALK PHASE-05, PLOT 5.11 | Residential | CITYWALK RESIDENTIAL 1 LLC
1930 | K | Lighting | 1 | Item | 100 | 100 | R — Electrical Engineering Installations | R | R01 | R0102 | R1 Generally | 5.08 | Electrical Engineering Installations | Length (m), Enumerated (nr), Item | AED | 79 | Fuzzy | ⚠ |  | Citywalk Plot 5.11 Main Works Contract BOQ (1).xlsx |  |  |  | CITYWALK PHASE-05, PLOT 5.11 | Residential | CITYWALK RESIDENTIAL 1 LLC
1932 | L | Emergency lighting | 1 | Item | 100 | 100 | R — Electrical Engineering Installations | R | R07 | R0701 | R7 Equipment | 5.08 | Electrical Engineering Installations | Length (m), Enumerated (nr), Item | AED | 79 | Fuzzy | ⚠ |  | Citywalk Plot 5.11 Main Works Contract BOQ (1).xlsx |  |  |  | CITYWALK PHASE-05, PLOT 5.11 | Residential | CITYWALK RESIDENTIAL 1 LLC
1935 |  |  |  | To Collection AED |  | 60219 | [8 empty] | AED |  |  |  |  | Citywalk Plot 5.11 Main Works Contract BOQ (1).xlsx |  |  |  | CITYWALK PHASE-05, PLOT 5.11 | Residential | CITYWALK RESIDENTIAL 1 LLC
▸ WORK INCIDENTAL (Cont'd)
1941 | A | Fire detection, Emergency voice alarm and Evacuation system installations | 1 | Item | 100 | 100 | N — Special Construction | N | N03 | N0300 | N3 Installations | 5.13 | Specialist Installations | Enumerated (nr), Item | AED | 79 | Fuzzy | ⚠ |  | Citywalk Plot 5.11 Main Works Contract BOQ (1).xlsx |  |  |  | CITYWALK PHASE-05, PLOT 5.11 | Residential | CITYWALK RESIDENTIAL 1 LLC
1943 | B | Security Installation | 1 | Item | 100 | 100 | R — Electrical Engineering Installations | R | R04 | R0401 | R4 Final sub-circuits and auxiliary installations | 5.08 | Electrical Engineering Installations | Length (m), Enumerated (nr), Item | AED | 76 | Fuzzy | ⚠ |  | Citywalk Plot 5.11 Main Works Contract BOQ (1).xlsx |  |  |  | CITYWALK PHASE-05, PLOT 5.11 | Residential | CITYWALK RESIDENTIAL 1 LLC
▸ Allow for all decorative painting including removing protective coatings or wrappings and cleaning exposed surfaces for each of the following installations
1947 | C | Electrical mains |  | Item | 0 | 100 | R — Electrical Engineering Installations | R | R04 | R0401 | R4 Final sub-circuits and auxiliary installations | 5.08 | Electrical Engineering Installations | Length (m), Enumerated (nr), Item | AED | 79 | Fuzzy | ⚠ |  | Citywalk Plot 5.11 Main Works Contract BOQ (1).xlsx |  |  |  | CITYWALK PHASE-05, PLOT 5.11 | Residential | CITYWALK RESIDENTIAL 1 LLC
1949 | D | Small power |  | Item | 0 | 100 | A — General Requirements | A | A05 | A0501 | Constructional plant | 9.01 | Preliminaries / General Requirements | Item | AED | 67 | Fuzzy | ⚠ |  | Citywalk Plot 5.11 Main Works Contract BOQ (1).xlsx |  |  |  | CITYWALK PHASE-05, PLOT 5.11 | Residential | CITYWALK RESIDENTIAL 1 LLC
1951 | E | Lighting |  | Item | 0 | 100 | R — Electrical Engineering Installations | R | R01 | R0102 | R1 Generally | 5.08 | Electrical Engineering Installations | Length (m), Enumerated (nr), Item | AED | 79 | Fuzzy | ⚠ |  | Citywalk Plot 5.11 Main Works Contract BOQ (1).xlsx |  |  |  | CITYWALK PHASE-05, PLOT 5.11 | Residential | CITYWALK RESIDENTIAL 1 LLC
1953 | F | Emergency lighting |  | Item | 0 | 100 | R — Electrical Engineering Installations | R | R07 | R0701 | R7 Equipment | 5.08 | Electrical Engineering Installations | Length (m), Enumerated (nr), Item | AED | 79 | Fuzzy | ⚠ |  | Citywalk Plot 5.11 Main Works Contract BOQ (1).xlsx |  |  |  | CITYWALK PHASE-05, PLOT 5.11 | Residential | CITYWALK RESIDENTIAL 1 LLC
1955 | G | Fire detection, Emergency voice alarm and Evacuation system installations |  | Item | 0 | 100 | N — Special Construction | N | N03 | N0300 | N3 Installations | 5.13 | Specialist Installations | Enumerated (nr), Item | AED | 79 | Fuzzy | ⚠ |  | Citywalk Plot 5.11 Main Works Contract BOQ (1).xlsx |  |  |  | CITYWALK PHASE-05, PLOT 5.11 | Residential | CITYWALK RESIDENTIAL 1 LLC
1957 | H | Security Installation |  | Item | 0 | 100 | R — Electrical Engineering Installations | R | R04 | R0401 | R4 Final sub-circuits and auxiliary installations | 5.08 | Electrical Engineering Installations | Length (m), Enumerated (nr), Item | AED | 76 | Fuzzy | ⚠ |  | Citywalk Plot 5.11 Main Works Contract BOQ (1).xlsx |  |  |  | CITYWALK PHASE-05, PLOT 5.11 | Residential | CITYWALK RESIDENTIAL 1 LLC
1959 | J | Allow for training the Employer's Staff to operate and maintain the Electrical Engineering Installations | 1 | Item | 500 | 500 | N — Special Construction | N | N03 | N0300 | N3 Installations | 5.13 | Specialist Installations | Enumerated (nr), Item | AED | 79 | Fuzzy | ⚠ |  | Citywalk Plot 5.11 Main Works Contract BOQ (1).xlsx |  |  |  | CITYWALK PHASE-05, PLOT 5.11 | Residential | CITYWALK RESIDENTIAL 1 LLC
1961 | K | Allow for all incidental work to the Electrical Engineering Installations where not included above or elsewhere | 1 | Item | 500 | 500 | A — General Requirements | A | A01 | A0101 | Conditions of contract | 9.01 | Preliminaries – Contingency | Item | AED | 88 | Rule | ✓ |  | Citywalk Plot 5.11 Main Works Contract BOQ (1).xlsx |  |  |  | CITYWALK PHASE-05, PLOT 5.11 | Residential | CITYWALK RESIDENTIAL 1 LLC
▸ BWIC
1965 | L | Allow for all builders work in connection with services for Electrical Engineering Installations where not included above or elsewhere | 1 | Item | 344831 | 344831 | A — General Requirements | A | A02 | A0201 | Specification | 9.01 | Preliminaries – BWIC | Item | AED | 90 | Rule | ✓ |  | Citywalk Plot 5.11 Main Works Contract BOQ (1).xlsx |  |  |  | CITYWALK PHASE-05, PLOT 5.11 | Residential | CITYWALK RESIDENTIAL 1 LLC
1972 |  |  |  | To Collection AED |  | 346631 | [8 empty] | AED |  |  |  |  | Citywalk Plot 5.11 Main Works Contract BOQ (1).xlsx |  |  |  | CITYWALK PHASE-05, PLOT 5.11 | Residential | CITYWALK RESIDENTIAL 1 LLC
▸ GENERALLY
▸ Allow for any other works which are not included above and which are required to complete the Electrical Engineering Installations in accordance with the Specification and the Drawings (Tenderer to list below):
1980 | A | Light points | 127 | Nr. | 172 | 21844 | R — Electrical Engineering Installations | R | R04 | R0401 | R4 Final sub-circuits and auxiliary installations | 5.08 | Electrical Engineering Installations | Length (m), Enumerated (nr), Item | AED | 79 | Fuzzy | ⚠ |  | Citywalk Plot 5.11 Main Works Contract BOQ (1).xlsx |  |  |  | CITYWALK PHASE-05, PLOT 5.11 | Residential | CITYWALK RESIDENTIAL 1 LLC
1981 | B | Linear light points | 211 | m | 122 | 25742 | R — Electrical Engineering Installations | R | R04 | R0401 | R4 Final sub-circuits and auxiliary installations | 5.08 | Electrical Engineering Installations | Length (m), Enumerated (nr), Item | AED | 77 | Fuzzy | ⚠ |  | Citywalk Plot 5.11 Main Works Contract BOQ (1).xlsx |  |  |  | CITYWALK PHASE-05, PLOT 5.11 | Residential | CITYWALK RESIDENTIAL 1 LLC
1982 | C | Landscape light points | 25 | Nr. | 635 | 15875 | R — Electrical Engineering Installations | R | R04 | R0401 | R4 Final sub-circuits and auxiliary installations | 5.08 | Electrical Engineering Installations | Length (m), Enumerated (nr), Item | AED | 70 | Fuzzy | ⚠ |  | Citywalk Plot 5.11 Main Works Contract BOQ (1).xlsx |  |  |  | CITYWALK PHASE-05, PLOT 5.11 | Residential | CITYWALK RESIDENTIAL 1 LLC
1983 | D | Landscape linear light points | 45 | m | 153 | 6885 | R — Electrical Engineering Installations | R | R04 | R0401 | R4 Final sub-circuits and auxiliary installations | 5.08 | Electrical Engineering Installations | Length (m), Enumerated (nr), Item | AED | 74 | Fuzzy | ⚠ |  | Citywalk Plot 5.11 Main Works Contract BOQ (1).xlsx |  |  |  | CITYWALK PHASE-05, PLOT 5.11 | Residential | CITYWALK RESIDENTIAL 1 LLC
1984 | E | Facade linear light points | 13 | m | 153 | 1989 | R — Electrical Engineering Installations | R | R05 | R0501 | R5 Accessories | 3.01 | Electrical – Facade Lighting Points | Enumerated (nr) | AED | 95 | Rule | ✓ |  | Citywalk Plot 5.11 Main Works Contract BOQ (1).xlsx |  |  |  | CITYWALK PHASE-05, PLOT 5.11 | Residential | CITYWALK RESIDENTIAL 1 LLC
1985 | F | Track Channel points | 106 | m | 104 | 11024 | R — Electrical Engineering Installations | R | R31 | R3104 |  | 5.08 | Electrical Installations – Lighting Track Systems | m | AED | 80 | AI | ⚠ |  | Citywalk Plot 5.11 Main Works Contract BOQ (1).xlsx |  |  |  | CITYWALK PHASE-05, PLOT 5.11 | Residential | CITYWALK RESIDENTIAL 1 LLC
1986 | G | Light installations | 127 | Nr. | 47 | 5969 | N — Special Construction | N | N03 | N0300 | N3 Installations | 5.13 | Specialist Installations | Enumerated (nr), Item | AED | 79 | Fuzzy | ⚠ |  | Citywalk Plot 5.11 Main Works Contract BOQ (1).xlsx |  |  |  | CITYWALK PHASE-05, PLOT 5.11 | Residential | CITYWALK RESIDENTIAL 1 LLC
1987 | H | Linear light installations | 211 | m | 18 | 3798 | N — Special Construction | N | N03 | N0300 | N3 Installations | 5.13 | Specialist Installations | Enumerated (nr), Item | AED | 79 | Fuzzy | ⚠ |  | Citywalk Plot 5.11 Main Works Contract BOQ (1).xlsx |  |  |  | CITYWALK PHASE-05, PLOT 5.11 | Residential | CITYWALK RESIDENTIAL 1 LLC
1988 | I | Facade light installations | 25 | Nr. | 112 | 2800 | N — Special Construction | N | N03 | N0300 | N3 Installations | 5.13 | Specialist Installations | Enumerated (nr), Item | AED | 79 | Fuzzy | ⚠ |  | Citywalk Plot 5.11 Main Works Contract BOQ (1).xlsx |  |  |  | CITYWALK PHASE-05, PLOT 5.11 | Residential | CITYWALK RESIDENTIAL 1 LLC
1989 | J | Landscape linear light installations | 45 | m | 19 | 855 | N — Special Construction | N | N03 | N0300 | N3 Installations | 5.13 | Specialist Installations | Enumerated (nr), Item | AED | 79 | Fuzzy | ⚠ |  | Citywalk Plot 5.11 Main Works Contract BOQ (1).xlsx |  |  |  | CITYWALK PHASE-05, PLOT 5.11 | Residential | CITYWALK RESIDENTIAL 1 LLC
1990 | K | Facade linear light installations | 13 | m | 19 | 247 | N — Special Construction | N | N03 | N0300 | N3 Installations | 5.13 | Specialist Installations | Enumerated (nr), Item | AED | 79 | Fuzzy | ⚠ |  | Citywalk Plot 5.11 Main Works Contract BOQ (1).xlsx |  |  |  | CITYWALK PHASE-05, PLOT 5.11 | Residential | CITYWALK RESIDENTIAL 1 LLC
1991 | L | Track Channel installation | 106 | m | 18 | 1908 | N — Special Construction | N | N03 | N0300 | N3 Installations | 5.13 | Specialist Installations | Enumerated (nr), Item | AED | 74 | Fuzzy | ⚠ |  | Citywalk Plot 5.11 Main Works Contract BOQ (1).xlsx |  |  |  | CITYWALK PHASE-05, PLOT 5.11 | Residential | CITYWALK RESIDENTIAL 1 LLC
1992 | M | GY-3; 4.8W/M LED - linear furniture light, IP20 | 1 | m | 58 | 58 | M — Furnishings | M | M00 | M0000 |  | 4.01 | Furnishings | Enumerated (nr), Length (m), Item | AED | 65 | Fuzzy | ⚠ |  | Citywalk Plot 5.11 Main Works Contract BOQ (1).xlsx |  |  |  | CITYWALK PHASE-05, PLOT 5.11 | Residential | CITYWALK RESIDENTIAL 1 LLC
1993 | N | CH-4; 9.6W/M LED - linear mirror light , IP67 | 2 | m | 90 | 180 | K — Accessories | K | K02 | K0201 | K2 Partitions | 3.01 | Accessories – Mirror | Enumerated (nr) | AED | 93 | Rule | ✓ |  | Citywalk Plot 5.11 Main Works Contract BOQ (1).xlsx |  |  |  | CITYWALK PHASE-05, PLOT 5.11 | Residential | CITYWALK RESIDENTIAL 1 LLC
1994 | O | CR-2; 9.6W/M LED - linear ceiling cove light , IP20 | 1 | m | 61 | 61 | J — Finishes | J | J02 | J0201 | J2 Backgrounds | 3.01 | Internal Finishes | Area (m²), Length (m) | AED | 62 | Fuzzy | ⚠ |  | Citywalk Plot 5.11 Main Works Contract BOQ (1).xlsx |  |  |  | CITYWALK PHASE-05, PLOT 5.11 | Residential | CITYWALK RESIDENTIAL 1 LLC
1995 | P | AP-1; 9.6W/M LED - linear ceiling cove light , IP20 | 12 | m | 65 | 780 | J — Finishes | J | J02 | J0201 | J2 Backgrounds | 3.01 | Internal Finishes | Area (m²), Length (m) | AED | 62 | Fuzzy | ⚠ |  | Citywalk Plot 5.11 Main Works Contract BOQ (1).xlsx |  |  |  | CITYWALK PHASE-05, PLOT 5.11 | Residential | CITYWALK RESIDENTIAL 1 LLC
1996 | Q | AP-2; 9.6W/M LED - linear cove light , IP67 | 4 | m | 93 | 372 | R — Electrical Engineering Installations | R | R31 | R3102 |  | 5.08 | Electrical Installations – LED Lighting Cove | m | AED | 88 | AI | ✓ |  | Citywalk Plot 5.11 Main Works Contract BOQ (1).xlsx |  |  |  | CITYWALK PHASE-05, PLOT 5.11 | Residential | CITYWALK RESIDENTIAL 1 LLC
1997 | R | AP-3; 4.8W/M LED - linear mirror light , IP67 | 59 | m | 88 | 5192 | K — Accessories | K | K02 | K0201 | K2 Partitions | 3.01 | Accessories – Mirror | Enumerated (nr) | AED | 93 | Rule | ✓ |  | Citywalk Plot 5.11 Main Works Contract BOQ (1).xlsx |  |  |  | CITYWALK PHASE-05, PLOT 5.11 | Residential | CITYWALK RESIDENTIAL 1 LLC
1998 | S | AP-4; 8.6W/M LED - linear under cabinet light , IP67 | 17 | m | 93 | 1581 | R — Electrical Engineering Installations | R | R31 | R3102 |  | 5.08 | Electrical Installations – LED Lighting Under-Cabinet | m | AED | 88 | AI | ✓ |  | Citywalk Plot 5.11 Main Works Contract BOQ (1).xlsx |  |  |  | CITYWALK PHASE-05, PLOT 5.11 | Residential | CITYWALK RESIDENTIAL 1 LLC
1999 | T | AP-5; 20W/M LED - recessed linear light , IP40 | 59 | m | 936 | 55224 | R — Electrical Engineering Installations | R | R31 | R3102 |  | 5.08 | Electrical Installations – LED Recessed Linear Lighting | m | AED | 88 | AI | ✓ |  | Citywalk Plot 5.11 Main Works Contract BOQ (1).xlsx |  |  |  | CITYWALK PHASE-05, PLOT 5.11 | Residential | CITYWALK RESIDENTIAL 1 LLC
2000 | U | AP-5; Track Channel | 102 | m | 599 | 61098 | R — Electrical Engineering Installations | R | R31 | R3104 |  | 5.08 | Electrical Installations – Lighting Track Systems | m | AED | 80 | AI | ⚠ |  | Citywalk Plot 5.11 Main Works Contract BOQ (1).xlsx |  |  |  | CITYWALK PHASE-05, PLOT 5.11 | Residential | CITYWALK RESIDENTIAL 1 LLC
2001 | V | AP-11; 20W/M LED - recessed linear light , IP40 | 56 | m | 856 | 47936 | R — Electrical Engineering Installations | R | R31 | R3102 |  | 5.08 | Electrical Installations – LED Recessed Linear Lighting | m | AED | 88 | AI | ✓ |  | Citywalk Plot 5.11 Main Works Contract BOQ (1).xlsx |  |  |  | CITYWALK PHASE-05, PLOT 5.11 | Residential | CITYWALK RESIDENTIAL 1 LLC
2002 | W | AP-11; Track Channel | 4 | m | 599 | 2396 | R — Electrical Engineering Installations | R | R31 | R3104 |  | 5.08 | Electrical Installations – Lighting Track Systems | m | AED | 80 | AI | ⚠ |  | Citywalk Plot 5.11 Main Works Contract BOQ (1).xlsx |  |  |  | CITYWALK PHASE-05, PLOT 5.11 | Residential | CITYWALK RESIDENTIAL 1 LLC
2003 | X | AP-7; 10W LED - recessed ceiling downlight , IP20 | 15 | Nr. | 383 | 5745 | J — Finishes | J | J05 | J0500 | J5 Suspended ceilings | 3.01 | Internal Finishes | Area (m²), Length (m) | AED | 65 | Fuzzy | ⚠ |  | Citywalk Plot 5.11 Main Works Contract BOQ (1).xlsx |  |  |  | CITYWALK PHASE-05, PLOT 5.11 | Residential | CITYWALK RESIDENTIAL 1 LLC
2004 | Y | AP-8; 10W LED - recessed ceiling downlight , IP54 | 61 | Nr. | 383 | 23363 | J — Finishes | J | J05 | J0500 | J5 Suspended ceilings | 3.01 | Internal Finishes | Area (m²), Length (m) | AED | 65 | Fuzzy | ⚠ |  | Citywalk Plot 5.11 Main Works Contract BOQ (1).xlsx |  |  |  | CITYWALK PHASE-05, PLOT 5.11 | Residential | CITYWALK RESIDENTIAL 1 LLC
2005 | Z | AP-9; 10W LED - recessed ceiling downlight , IP54 | 27 | Nr. | 383 | 10341 | J — Finishes | J | J05 | J0500 | J5 Suspended ceilings | 3.01 | Internal Finishes | Area (m²), Length (m) | AED | 65 | Fuzzy | ⚠ |  | Citywalk Plot 5.11 Main Works Contract BOQ (1).xlsx |  |  |  | CITYWALK PHASE-05, PLOT 5.11 | Residential | CITYWALK RESIDENTIAL 1 LLC
2016 |  |  |  | To Collection AED |  | 313263 | [8 empty] | AED |  |  |  |  | Citywalk Plot 5.11 Main Works Contract BOQ (1).xlsx |  |  |  | CITYWALK PHASE-05, PLOT 5.11 | Residential | CITYWALK RESIDENTIAL 1 LLC
▸ GENERALLY
▸ Allow for any other works which are not included above and which are required to complete the Electrical Engineering Installations in accordance with the Specification and the Drawings (Tenderer to list below):
2023 | A | AP-10; 8W LED - recessed ceiling adjustable downlight , IP67 | 20 | Nr. | 383 | 7660 | J — Finishes | J | J02 | J0201 | J2 Backgrounds | 3.01 | Internal Finishes | Area (m²), Length (m) | AED | 62 | Fuzzy | ⚠ |  | Citywalk Plot 5.11 Main Works Contract BOQ (1).xlsx |  |  |  | CITYWALK PHASE-05, PLOT 5.11 | Residential | CITYWALK RESIDENTIAL 1 LLC
2024 | B | AP-12; 2.1W LED - wall recessed light , IP67 | 4 | Nr. | 554 | 2216 | R — Electrical Engineering Installations | R | R31 | R3102 |  | 5.08 | Electrical Installations – LED Wall Recessed Lighting | No. | AED | 86 | AI | ✓ |  | Citywalk Plot 5.11 Main Works Contract BOQ (1).xlsx |  |  |  | CITYWALK PHASE-05, PLOT 5.11 | Residential | CITYWALK RESIDENTIAL 1 LLC
2025 | C | Type LL4 | 3 | Nr. | 2346 | 7038 | R — Electrical Engineering Installations | R | R04 | R0401 | R4 Final sub-circuits and auxiliary installations | 5.08 | Electrical Engineering Installations | Length (m), Enumerated (nr), Item | AED | 78 | Fuzzy | ⚠ |  | Citywalk Plot 5.11 Main Works Contract BOQ (1).xlsx |  |  |  | CITYWALK PHASE-05, PLOT 5.11 | Residential | CITYWALK RESIDENTIAL 1 LLC
2026 | D | Type LL6 | 44 | m | 772 | 33968 | R — Electrical Engineering Installations | R | R05 | R0501 | R5 Accessories | 3.01 | Electrical – Landscape Light | Enumerated (nr) | AED | 97 | Rule | ✓ |  | Citywalk Plot 5.11 Main Works Contract BOQ (1).xlsx |  |  |  | CITYWALK PHASE-05, PLOT 5.11 | Residential | CITYWALK RESIDENTIAL 1 LLC
2027 | E | Type LL9 | 22 | Nr. | 1556 | 34232 | R — Electrical Engineering Installations | R | R04 | R0401 | R4 Final sub-circuits and auxiliary installations | 5.08 | Electrical Engineering Installations | Length (m), Enumerated (nr), Item | AED | 78 | Fuzzy | ⚠ |  | Citywalk Plot 5.11 Main Works Contract BOQ (1).xlsx |  |  |  | CITYWALK PHASE-05, PLOT 5.11 | Residential | CITYWALK RESIDENTIAL 1 LLC
2028 | F | LL-5; 5W/m LED, linear light with diffused beam, 120° beam angle, IP67 | 1 | m | 771 | 771 | C — Concrete Work | C | C05 | C0502 | C5 Precast concrete | 2.01 | Frame / Concrete Work | Volume (m³), Weight (t), Area (m²), Length (m), Enumerated (nr) | AED | 62 | Fuzzy | ⚠ |  | Citywalk Plot 5.11 Main Works Contract BOQ (1).xlsx |  |  |  | CITYWALK PHASE-05, PLOT 5.11 | Residential | CITYWALK RESIDENTIAL 1 LLC
2029 | G | EX-1; 5W/FT LED, surface mounted linear wall grazer light, narrow beam, IP66 | 13 | m | 1556 | 20228 | C — Concrete Work | C | C04 | C0402 | C4 Shuttering | 2.01 | Frame / Concrete Work | Volume (m³), Weight (t), Area (m²), Length (m), Enumerated (nr) | AED | 62 | Fuzzy | ⚠ |  | Citywalk Plot 5.11 Main Works Contract BOQ (1).xlsx |  |  |  | CITYWALK PHASE-05, PLOT 5.11 | Residential | CITYWALK RESIDENTIAL 1 LLC
2056 |  |  |  | To Collection AED |  | 106113 | [8 empty] | AED |  |  |  |  | Citywalk Plot 5.11 Main Works Contract BOQ (1).xlsx |  |  |  | CITYWALK PHASE-05, PLOT 5.11 | Residential | CITYWALK RESIDENTIAL 1 LLC
2059 |  | COLLECTION | [12 empty] | AED |  |  |  |  | Citywalk Plot 5.11 Main Works Contract BOQ (1).xlsx |  |  |  | CITYWALK PHASE-05, PLOT 5.11 | Residential | CITYWALK RESIDENTIAL 1 LLC
2061 |  | Page 3/R/1 |  |  |  | 383079 | [8 empty] | AED |  |  |  |  | Citywalk Plot 5.11 Main Works Contract BOQ (1).xlsx |  |  |  | CITYWALK PHASE-05, PLOT 5.11 | Residential | CITYWALK RESIDENTIAL 1 LLC
2063 |  | Page 3/R/2 |  |  |  | 148215 | [8 empty] | AED |  |  |  |  | Citywalk Plot 5.11 Main Works Contract BOQ (1).xlsx |  |  |  | CITYWALK PHASE-05, PLOT 5.11 | Residential | CITYWALK RESIDENTIAL 1 LLC
2065 |  | Page 3/R/3 |  |  |  | 76638 | [8 empty] | AED |  |  |  |  | Citywalk Plot 5.11 Main Works Contract BOQ (1).xlsx |  |  |  | CITYWALK PHASE-05, PLOT 5.11 | Residential | CITYWALK RESIDENTIAL 1 LLC
2067 |  | Page 3/R/4 |  |  |  | 58014 | [8 empty] | AED |  |  |  |  | Citywalk Plot 5.11 Main Works Contract BOQ (1).xlsx |  |  |  | CITYWALK PHASE-05, PLOT 5.11 | Residential | CITYWALK RESIDENTIAL 1 LLC
2069 |  | Page 3/R/5 |  |  |  | 67848 | [8 empty] | AED |  |  |  |  | Citywalk Plot 5.11 Main Works Contract BOQ (1).xlsx |  |  |  | CITYWALK PHASE-05, PLOT 5.11 | Residential | CITYWALK RESIDENTIAL 1 LLC
2071 |  | Page 3/R/6 |  |  |  | 58938 | [8 empty] | AED |  |  |  |  | Citywalk Plot 5.11 Main Works Contract BOQ (1).xlsx |  |  |  | CITYWALK PHASE-05, PLOT 5.11 | Residential | CITYWALK RESIDENTIAL 1 LLC
2073 |  | Page 3/R/7 |  |  |  | 64944 | [8 empty] | AED |  |  |  |  | Citywalk Plot 5.11 Main Works Contract BOQ (1).xlsx |  |  |  | CITYWALK PHASE-05, PLOT 5.11 | Residential | CITYWALK RESIDENTIAL 1 LLC
2075 |  | Page 3/R/8 |  |  |  | 17763 | [8 empty] | AED |  |  |  |  | Citywalk Plot 5.11 Main Works Contract BOQ (1).xlsx |  |  |  | CITYWALK PHASE-05, PLOT 5.11 | Residential | CITYWALK RESIDENTIAL 1 LLC
2077 |  | Page 3/R/9 |  |  |  | 38109 | [8 empty] | AED |  |  |  |  | Citywalk Plot 5.11 Main Works Contract BOQ (1).xlsx |  |  |  | CITYWALK PHASE-05, PLOT 5.11 | Residential | CITYWALK RESIDENTIAL 1 LLC
2079 |  | Page 3/R/10 |  |  |  | 825068 | [8 empty] | AED |  |  |  |  | Citywalk Plot 5.11 Main Works Contract BOQ (1).xlsx |  |  |  | CITYWALK PHASE-05, PLOT 5.11 | Residential | CITYWALK RESIDENTIAL 1 LLC
2081 |  | Page 3/R/11 |  |  |  | 0 | [8 empty] | AED |  |  |  |  | Citywalk Plot 5.11 Main Works Contract BOQ (1).xlsx |  |  |  | CITYWALK PHASE-05, PLOT 5.11 | Residential | CITYWALK RESIDENTIAL 1 LLC
2083 |  | Page 3/R/12 |  |  |  | 494745 | [8 empty] | AED |  |  |  |  | Citywalk Plot 5.11 Main Works Contract BOQ (1).xlsx |  |  |  | CITYWALK PHASE-05, PLOT 5.11 | Residential | CITYWALK RESIDENTIAL 1 LLC
2085 |  | Page 3/R/13 |  |  |  | 73048 | [8 empty] | AED |  |  |  |  | Citywalk Plot 5.11 Main Works Contract BOQ (1).xlsx |  |  |  | CITYWALK PHASE-05, PLOT 5.11 | Residential | CITYWALK RESIDENTIAL 1 LLC
2087 |  | Page 3/R/14 |  |  |  | 75181 | [8 empty] | AED |  |  |  |  | Citywalk Plot 5.11 Main Works Contract BOQ (1).xlsx |  |  |  | CITYWALK PHASE-05, PLOT 5.11 | Residential | CITYWALK RESIDENTIAL 1 LLC
2089 |  | Page 3/R/15 |  |  |  | 76220 | [8 empty] | AED |  |  |  |  | Citywalk Plot 5.11 Main Works Contract BOQ (1).xlsx |  |  |  | CITYWALK PHASE-05, PLOT 5.11 | Residential | CITYWALK RESIDENTIAL 1 LLC
2091 |  | Page 3/R/16 |  |  |  | 74421 | [8 empty] | AED |  |  |  |  | Citywalk Plot 5.11 Main Works Contract BOQ (1).xlsx |  |  |  | CITYWALK PHASE-05, PLOT 5.11 | Residential | CITYWALK RESIDENTIAL 1 LLC
2093 |  | Page 3/R/17 |  |  |  | 75654 | [8 empty] | AED |  |  |  |  | Citywalk Plot 5.11 Main Works Contract BOQ (1).xlsx |  |  |  | CITYWALK PHASE-05, PLOT 5.11 | Residential | CITYWALK RESIDENTIAL 1 LLC
2095 |  | Page 3/R/18 |  |  |  | 158426 | [8 empty] | AED |  |  |  |  | Citywalk Plot 5.11 Main Works Contract BOQ (1).xlsx |  |  |  | CITYWALK PHASE-05, PLOT 5.11 | Residential | CITYWALK RESIDENTIAL 1 LLC
2097 |  | Page 3/R/19 |  |  |  | 887972 | [8 empty] | AED |  |  |  |  | Citywalk Plot 5.11 Main Works Contract BOQ (1).xlsx |  |  |  | CITYWALK PHASE-05, PLOT 5.11 | Residential | CITYWALK RESIDENTIAL 1 LLC
2099 |  | Page 3/R/20 |  |  |  | 260339 | [8 empty] | AED |  |  |  |  | Citywalk Plot 5.11 Main Works Contract BOQ (1).xlsx |  |  |  | CITYWALK PHASE-05, PLOT 5.11 | Residential | CITYWALK RESIDENTIAL 1 LLC
2101 |  | Page 3/R/21 |  |  |  | 80205 | [8 empty] | AED |  |  |  |  | Citywalk Plot 5.11 Main Works Contract BOQ (1).xlsx |  |  |  | CITYWALK PHASE-05, PLOT 5.11 | Residential | CITYWALK RESIDENTIAL 1 LLC
2103 |  | Page 3/R/22 |  |  |  | 1463250 | [8 empty] | AED |  |  |  |  | Citywalk Plot 5.11 Main Works Contract BOQ (1).xlsx |  |  |  | CITYWALK PHASE-05, PLOT 5.11 | Residential | CITYWALK RESIDENTIAL 1 LLC
2106 |  |  |  | Carried Forward AED |  | 5458077 | [8 empty] | AED |  |  |  |  | Citywalk Plot 5.11 Main Works Contract BOQ (1).xlsx |  |  |  | CITYWALK PHASE-05, PLOT 5.11 | Residential | CITYWALK RESIDENTIAL 1 LLC
2109 |  | COLLECTION | [12 empty] | AED |  |  |  |  | Citywalk Plot 5.11 Main Works Contract BOQ (1).xlsx |  |  |  | CITYWALK PHASE-05, PLOT 5.11 | Residential | CITYWALK RESIDENTIAL 1 LLC
2111 |  | Brought Forward |  |  |  | 5458077 | [8 empty] | AED |  |  |  |  | Citywalk Plot 5.11 Main Works Contract BOQ (1).xlsx |  |  |  | CITYWALK PHASE-05, PLOT 5.11 | Residential | CITYWALK RESIDENTIAL 1 LLC
2113 |  | Page 3/R/23 |  |  |  | 397372 | [8 empty] | AED |  |  |  |  | Citywalk Plot 5.11 Main Works Contract BOQ (1).xlsx |  |  |  | CITYWALK PHASE-05, PLOT 5.11 | Residential | CITYWALK RESIDENTIAL 1 LLC
2115 |  | Page 3/R/24 |  |  |  | 1669382 | [8 empty] | AED |  |  |  |  | Citywalk Plot 5.11 Main Works Contract BOQ (1).xlsx |  |  |  | CITYWALK PHASE-05, PLOT 5.11 | Residential | CITYWALK RESIDENTIAL 1 LLC
2117 |  | Page 3/R/25 |  |  |  | 58694 | [8 empty] | AED |  |  |  |  | Citywalk Plot 5.11 Main Works Contract BOQ (1).xlsx |  |  |  | CITYWALK PHASE-05, PLOT 5.11 | Residential | CITYWALK RESIDENTIAL 1 LLC
2119 |  | Page 3/R/26 |  |  |  | 161172 | [8 empty] | AED |  |  |  |  | Citywalk Plot 5.11 Main Works Contract BOQ (1).xlsx |  |  |  | CITYWALK PHASE-05, PLOT 5.11 | Residential | CITYWALK RESIDENTIAL 1 LLC
2121 |  | Page 3/R/27 |  |  |  | 442460 | [8 empty] | AED |  |  |  |  | Citywalk Plot 5.11 Main Works Contract BOQ (1).xlsx |  |  |  | CITYWALK PHASE-05, PLOT 5.11 | Residential | CITYWALK RESIDENTIAL 1 LLC
2123 |  | Page 3/R/28 |  |  |  | 387886 | [8 empty] | AED |  |  |  |  | Citywalk Plot 5.11 Main Works Contract BOQ (1).xlsx |  |  |  | CITYWALK PHASE-05, PLOT 5.11 | Residential | CITYWALK RESIDENTIAL 1 LLC
2125 |  | Page 3/R/29 |  |  |  | 351953 | [8 empty] | AED |  |  |  |  | Citywalk Plot 5.11 Main Works Contract BOQ (1).xlsx |  |  |  | CITYWALK PHASE-05, PLOT 5.11 | Residential | CITYWALK RESIDENTIAL 1 LLC
2127 |  | Page 3/R/30 |  |  |  | 56862 | [8 empty] | AED |  |  |  |  | Citywalk Plot 5.11 Main Works Contract BOQ (1).xlsx |  |  |  | CITYWALK PHASE-05, PLOT 5.11 | Residential | CITYWALK RESIDENTIAL 1 LLC
2129 |  | Page 3/R/31 |  |  |  | 198884 | [8 empty] | AED |  |  |  |  | Citywalk Plot 5.11 Main Works Contract BOQ (1).xlsx |  |  |  | CITYWALK PHASE-05, PLOT 5.11 | Residential | CITYWALK RESIDENTIAL 1 LLC
2131 |  | Page 3/R/32 |  |  |  | 301103 | [8 empty] | AED |  |  |  |  | Citywalk Plot 5.11 Main Works Contract BOQ (1).xlsx |  |  |  | CITYWALK PHASE-05, PLOT 5.11 | Residential | CITYWALK RESIDENTIAL 1 LLC
2133 |  | Page 3/R/33 |  |  |  | 478617 | [8 empty] | AED |  |  |  |  | Citywalk Plot 5.11 Main Works Contract BOQ (1).xlsx |  |  |  | CITYWALK PHASE-05, PLOT 5.11 | Residential | CITYWALK RESIDENTIAL 1 LLC
2135 |  | Page 3/R/34 |  |  |  | 97238 | [8 empty] | AED |  |  |  |  | Citywalk Plot 5.11 Main Works Contract BOQ (1).xlsx |  |  |  | CITYWALK PHASE-05, PLOT 5.11 | Residential | CITYWALK RESIDENTIAL 1 LLC
2137 |  | Page 3/R/35 |  |  |  | 1153901 | [8 empty] | AED |  |  |  |  | Citywalk Plot 5.11 Main Works Contract BOQ (1).xlsx |  |  |  | CITYWALK PHASE-05, PLOT 5.11 | Residential | CITYWALK RESIDENTIAL 1 LLC
2139 |  | Page 3/R/36 |  |  |  | 847232 | [8 empty] | AED |  |  |  |  | Citywalk Plot 5.11 Main Works Contract BOQ (1).xlsx |  |  |  | CITYWALK PHASE-05, PLOT 5.11 | Residential | CITYWALK RESIDENTIAL 1 LLC
2141 |  | Page 3/R/37 |  |  |  | 186038 | [8 empty] | AED |  |  |  |  | Citywalk Plot 5.11 Main Works Contract BOQ (1).xlsx |  |  |  | CITYWALK PHASE-05, PLOT 5.11 | Residential | CITYWALK RESIDENTIAL 1 LLC
2143 |  | Page 3/R/38 |  |  |  | 910463 | [8 empty] | AED |  |  |  |  | Citywalk Plot 5.11 Main Works Contract BOQ (1).xlsx |  |  |  | CITYWALK PHASE-05, PLOT 5.11 | Residential | CITYWALK RESIDENTIAL 1 LLC
2145 |  | Page 3/R/39 |  |  |  | 339156 | [8 empty] | AED |  |  |  |  | Citywalk Plot 5.11 Main Works Contract BOQ (1).xlsx |  |  |  | CITYWALK PHASE-05, PLOT 5.11 | Residential | CITYWALK RESIDENTIAL 1 LLC
2147 |  | Page 3/R/40 |  |  |  | 9629 | [8 empty] | AED |  |  |  |  | Citywalk Plot 5.11 Main Works Contract BOQ (1).xlsx |  |  |  | CITYWALK PHASE-05, PLOT 5.11 | Residential | CITYWALK RESIDENTIAL 1 LLC
2149 |  | Page 3/R/41 |  |  |  | 462496 | [8 empty] | AED |  |  |  |  | Citywalk Plot 5.11 Main Works Contract BOQ (1).xlsx |  |  |  | CITYWALK PHASE-05, PLOT 5.11 | Residential | CITYWALK RESIDENTIAL 1 LLC
2151 |  | Page 3/R/42 |  |  |  | 58500 | [8 empty] | AED |  |  |  |  | Citywalk Plot 5.11 Main Works Contract BOQ (1).xlsx |  |  |  | CITYWALK PHASE-05, PLOT 5.11 | Residential | CITYWALK RESIDENTIAL 1 LLC
2153 |  | Page 3/R/43 |  |  |  | 60219 | [8 empty] | AED |  |  |  |  | Citywalk Plot 5.11 Main Works Contract BOQ (1).xlsx |  |  |  | CITYWALK PHASE-05, PLOT 5.11 | Residential | CITYWALK RESIDENTIAL 1 LLC
2155 |  | Page 3/R/44 |  |  |  | 346631 | [8 empty] | AED |  |  |  |  | Citywalk Plot 5.11 Main Works Contract BOQ (1).xlsx |  |  |  | CITYWALK PHASE-05, PLOT 5.11 | Residential | CITYWALK RESIDENTIAL 1 LLC
2157 |  | Page 3/R/45 |  |  |  | 313263 | [8 empty] | AED |  |  |  |  | Citywalk Plot 5.11 Main Works Contract BOQ (1).xlsx |  |  |  | CITYWALK PHASE-05, PLOT 5.11 | Residential | CITYWALK RESIDENTIAL 1 LLC
2159 |  | Page 3/R/46 |  |  |  | 106113 | [8 empty] | AED |  |  |  |  | Citywalk Plot 5.11 Main Works Contract BOQ (1).xlsx |  |  |  | CITYWALK PHASE-05, PLOT 5.11 | Residential | CITYWALK RESIDENTIAL 1 LLC
2162 |  |  |  | Carried To Summary AED |  | 14853341 | [8 empty] | AED |  |  |  |  | Citywalk Plot 5.11 Main Works Contract BOQ (1).xlsx |  |  |  | CITYWALK PHASE-05, PLOT 5.11 | Residential | CITYWALK RESIDENTIAL 1 LLC
Items coded: 613 · Auto ✓: 406 · Flagged ⚠: 207 · Auto rate: 66%

## Bill 4 Dayworks
Citywalk Plot 5.11 Main Works Contract BOQ (1) · Bill 4 Dayworks
A–G = original bill data · H–S = POMI + NRM coding · T–AB = project metadata · ✓ ≥85% · ⚠ <85% = review
Row | REF | Description | Qty | Unit | Rate | Amount | POMI Section | Code 1 | Code 2 | Code 3 | POMI Sub Section | NRM | NRM Description | Measurement | Currency | Conf% | Stage | Flag | ACTION | BATCH | Country | City | Asset | Project | Type | Employer | Contract Type
2 |  |  |  |  | AED | AED | [8 empty] | AED |  |  |  |  | Citywalk Plot 5.11 Main Works Contract BOQ (1).xlsx |  |  |  | CITYWALK PHASE-05, PLOT 5.11 | Residential | CITYWALK RESIDENTIAL 1 LLC
▸ BILL NO. 4 - DAYWORKS
▸ Generally
▸ The Contractor shall be paid for any part of the Works carried out on a daywork basis. The rates and percentages set down in and subject to the provisions of this Daywork Schedule
▸ Time engaged in the actual works only will be allowed. Idle time will not be allowed.
▸ All rates in this Daywork Schedule shall be fixed for the duration of the Contract
▸ Labour
▸ The following labour rates are to be applied to the hours worked and are to be all inclusive. The said rates are to be based on the rates of wages and other emoluments and expenses, including holiday credits (if any), and insurances, payable by the Contractor. The said rates are to include, inter alia, for all supervision, importation of labour including transport, travelling time, fares, subsistence and lodging allowances, operation of incentive schemes and costs of overtime working, guaranteed time, sick pay and any other disbursements arising from the employment of labour, for the use and repair of all non-mechanical tools (including paint brushes), sharpening of tools and use of standing scaffolding and other Contractor's Equipment and for overheads and profit.
18 | A | Labourer |  | Hour | 17 | Rate Only | A — General Requirements | A | A01 | A0101 | Conditions of contract | 9.01 | Preliminaries – Daywork Labour | Hours | AED | 92 | AI | ✓ |  | Citywalk Plot 5.11 Main Works Contract BOQ (1).xlsx |  |  |  | CITYWALK PHASE-05, PLOT 5.11 | Residential | CITYWALK RESIDENTIAL 1 LLC
20 | B | Steel Fixer / Erector |  | Hour | 19 | Rate Only | E — Metalwork | E | E02 | E0201 | E2 Structural metalwork | 9.01 | Preliminaries – Daywork Steel Fixer Labour | Hours | AED | 90 | AI | ✓ |  | Citywalk Plot 5.11 Main Works Contract BOQ (1).xlsx |  |  |  | CITYWALK PHASE-05, PLOT 5.11 | Residential | CITYWALK RESIDENTIAL 1 LLC
22 | C | Bar Bender |  | Hour | 20 | Rate Only | E — Metalwork | E | E02 | E0201 | E2 Structural metalwork | 9.01 | Preliminaries – Daywork Bar Bender Labour | Hours | AED | 90 | AI | ✓ |  | Citywalk Plot 5.11 Main Works Contract BOQ (1).xlsx |  |  |  | CITYWALK PHASE-05, PLOT 5.11 | Residential | CITYWALK RESIDENTIAL 1 LLC
24 | D | Welder |  | Hour | 20 | Rate Only | E — Metalwork | E | E02 | E0201 | E2 Structural metalwork | 9.01 | Preliminaries – Daywork Welder Labour | Hours | AED | 92 | AI | ✓ |  | Citywalk Plot 5.11 Main Works Contract BOQ (1).xlsx |  |  |  | CITYWALK PHASE-05, PLOT 5.11 | Residential | CITYWALK RESIDENTIAL 1 LLC
30 |  |  | To Collection |  | AED | Rates only | [8 empty] | AED |  |  |  |  | Citywalk Plot 5.11 Main Works Contract BOQ (1).xlsx |  |  |  | CITYWALK PHASE-05, PLOT 5.11 | Residential | CITYWALK RESIDENTIAL 1 LLC
▸ Labour (Cont'd)
36 | A | Mason |  | Hour | 19 | Rate Only | D — Masonry | D | D00 | D0000 |  | 2.05 | External Walls / Masonry | Area (m²), Length (m), Volume (m³) | AED | 69 | Fuzzy | ⚠ |  | Citywalk Plot 5.11 Main Works Contract BOQ (1).xlsx |  |  |  | CITYWALK PHASE-05, PLOT 5.11 | Residential | CITYWALK RESIDENTIAL 1 LLC
38 | B | Carpenter / Joiner |  | Hour | 19 | Rate Only | F — Woodwork | F | F01 | F0101 | F1 Generally | 9.01 | Preliminaries – Daywork Carpenter/Joiner Labour | Hours | AED | 92 | AI | ✓ |  | Citywalk Plot 5.11 Main Works Contract BOQ (1).xlsx |  |  |  | CITYWALK PHASE-05, PLOT 5.11 | Residential | CITYWALK RESIDENTIAL 1 LLC
40 | C | Plasterer |  | Hour | 20 | Rate Only | J — Finishes | J | J01 | J0101 | J1 Generally | 9.01 | Preliminaries – Daywork Plasterer Labour | Hours | AED | 91 | AI | ✓ |  | Citywalk Plot 5.11 Main Works Contract BOQ (1).xlsx |  |  |  | CITYWALK PHASE-05, PLOT 5.11 | Residential | CITYWALK RESIDENTIAL 1 LLC
42 | D | Tiler |  | Hour | 20 | Rate Only | J — Finishes | J | J03 | J0301 | J3 Finishings | 9.01 | Preliminaries – Daywork Tiler Labour | Hours | AED | 92 | AI | ✓ |  | Citywalk Plot 5.11 Main Works Contract BOQ (1).xlsx |  |  |  | CITYWALK PHASE-05, PLOT 5.11 | Residential | CITYWALK RESIDENTIAL 1 LLC
44 | E | Marble Fixer |  | Hour | 22 | Rate Only | J — Finishes | J | J03 | J0301 | J3 Finishings | 9.01 | Preliminaries – Daywork Marble Fixer Labour | Hours | AED | 90 | AI | ✓ |  | Citywalk Plot 5.11 Main Works Contract BOQ (1).xlsx |  |  |  | CITYWALK PHASE-05, PLOT 5.11 | Residential | CITYWALK RESIDENTIAL 1 LLC
46 | F | Painter |  | Hour | 20 | Rate Only | J — Finishes | J | J05 | J0501 | J5 Suspended ceilings | 3.01 | Internal Finishes | Area (m²), Length (m) | AED | 60 | Fuzzy | ⚠ |  | Citywalk Plot 5.11 Main Works Contract BOQ (1).xlsx |  |  |  | CITYWALK PHASE-05, PLOT 5.11 | Residential | CITYWALK RESIDENTIAL 1 LLC
48 | G | Fitter Mechanic |  | Hour | 30 | Rate Only | L — Equipment | L | L01 | L0101 | L1 Generally | 9.01 | Preliminaries – Daywork Fitter Mechanic Labour | Hours | AED | 88 | AI | ✓ |  | Citywalk Plot 5.11 Main Works Contract BOQ (1).xlsx |  |  |  | CITYWALK PHASE-05, PLOT 5.11 | Residential | CITYWALK RESIDENTIAL 1 LLC
50 | H | Plumber |  | Hour | 30 | Rate Only | Q — Mechanical Engineering Installations | Q | Q01 | Q0101 | Q1 Generally | 9.01 | Preliminaries – Daywork Plumber Labour | Hours | AED | 92 | AI | ✓ |  | Citywalk Plot 5.11 Main Works Contract BOQ (1).xlsx |  |  |  | CITYWALK PHASE-05, PLOT 5.11 | Residential | CITYWALK RESIDENTIAL 1 LLC
52 | J | Electrician |  | Hour | 22 | Rate Only | A — General Requirements | A | A03 | A0300 | Restrictions | 9.01 | Preliminaries / General Requirements | Item | AED | 62 | Fuzzy | ⚠ |  | Citywalk Plot 5.11 Main Works Contract BOQ (1).xlsx |  |  |  | CITYWALK PHASE-05, PLOT 5.11 | Residential | CITYWALK RESIDENTIAL 1 LLC
54 | K | Electrician's mate |  | Hour | 20 | Rate Only | R — Electrical Engineering Installations | R | R01 | R0101 | R1 Generally | 9.01 | Preliminaries – Daywork Electrician's Mate Labour | Hours | AED | 92 | AI | ✓ |  | Citywalk Plot 5.11 Main Works Contract BOQ (1).xlsx |  |  |  | CITYWALK PHASE-05, PLOT 5.11 | Residential | CITYWALK RESIDENTIAL 1 LLC
56 | L | Commissioning Engineer |  | Hour | 120 | Rate Only | A — General Requirements | A | A01 | A0101 | Conditions of contract | 9.01 | Preliminaries – Daywork Commissioning Engineer Labour | Hours | AED | 85 | AI | ✓ |  | Citywalk Plot 5.11 Main Works Contract BOQ (1).xlsx |  |  |  | CITYWALK PHASE-05, PLOT 5.11 | Residential | CITYWALK RESIDENTIAL 1 LLC
▸ Gangers and trade chargehands when working with their gangs shall be paid for at the above rates for labourers and the applicable craftsmen respectively
▸ Materials
▸ The Contractor shall be paid the nett delivered to Site cost of materials after deduction of all trade discounts, rebates and allowances and all cash discounts together with an addition to such nett cost for the Contractor's overheads and profit.
▸ The Contractor shall insert below his proposed percentage addition to the nett cost of materials for overheads and profit as described above.
66 | M | …………% |  |  | 0.1 | Rate Only | A — General Requirements | A | A01 | A0102 | Conditions of contract | 9.01 | Preliminaries – Daywork Materials Provision | Percentage (%) | AED | 88 | AI | ✓ |  | Citywalk Plot 5.11 Main Works Contract BOQ (1).xlsx |  |  |  | CITYWALK PHASE-05, PLOT 5.11 | Residential | CITYWALK RESIDENTIAL 1 LLC
71 |  |  | To Collection |  | AED | Rates Only | [8 empty] | AED |  |  |  |  | Citywalk Plot 5.11 Main Works Contract BOQ (1).xlsx |  |  |  | CITYWALK PHASE-05, PLOT 5.11 | Residential | CITYWALK RESIDENTIAL 1 LLC
▸ Plant and Equipment
▸ The following rates for plant and equipment are to be applied to the hours worked and are to include all operational and maintenance costs, fuel, oil, grease, and other consumables, drivers and attendants wages, supervision, overheads and profit. Only time actually employed upon the work will be paid for and the rates shall include for idle time, travelling time and overtime. All items of plant and equipment shall be priced.
78 | A | D4 Tractor or equivalent |  | Hour | 150 | Rate only | R — Electrical Engineering Installations | R | R07 | R0700 | R7 Equipment | 5.08 | Electrical Engineering Installations | Length (m), Enumerated (nr), Item | AED | 61 | Fuzzy | ⚠ |  | Citywalk Plot 5.11 Main Works Contract BOQ (1).xlsx |  |  |  | CITYWALK PHASE-05, PLOT 5.11 | Residential | CITYWALK RESIDENTIAL 1 LLC
80 | B | Whacker, hand compactor or equivalent |  | Hour | 45 | Rate only | B — Site Work | B | B01 | B0101 | B1 Site exploration generally | 9.01 | Preliminaries – Daywork Hand Compactor Plant | Hours or Days | AED | 89 | AI | ✓ |  | Citywalk Plot 5.11 Main Works Contract BOQ (1).xlsx |  |  |  | CITYWALK PHASE-05, PLOT 5.11 | Residential | CITYWALK RESIDENTIAL 1 LLC
82 | C | Bomag pedestrian roller double drum |  | Hour | 22 | Rate only | B — Site Work | B | B01 | B0101 | B1 Site exploration generally | 9.01 | Preliminaries – Daywork Bomag Pedestrian Roller Plant | Hours or Days | AED | 89 | AI | ✓ |  | Citywalk Plot 5.11 Main Works Contract BOQ (1).xlsx |  |  |  | CITYWALK PHASE-05, PLOT 5.11 | Residential | CITYWALK RESIDENTIAL 1 LLC
84 | D | Wheeled excavator with backhoe and shovel (JCB) |  | Hour | 380 | Rate only | B — Site Work | B | B09 | B0901 | B9 Excavation | 8.01 | Site Works, Drainage, External Services & Landscaping | Volume (m³), Length (m), Area (m²), Enumerated (nr), Item | AED | 69 | Fuzzy | ⚠ |  | Citywalk Plot 5.11 Main Works Contract BOQ (1).xlsx |  |  |  | CITYWALK PHASE-05, PLOT 5.11 | Residential | CITYWALK RESIDENTIAL 1 LLC
86 | E | 3 Tonne pick-up |  | Hour | 210 | Rate only | A — General Requirements | A | A01 | A0103 | Conditions of contract | 9.01 | Preliminaries – Daywork 3 Tonne Pick-up Vehicle | Hours or Days | AED | 87 | AI | ✓ |  | Citywalk Plot 5.11 Main Works Contract BOQ (1).xlsx |  |  |  | CITYWALK PHASE-05, PLOT 5.11 | Residential | CITYWALK RESIDENTIAL 1 LLC
88 | F | 16 m³ Tipper |  | Hour | 320 | Rate only | A — General Requirements | A | A01 | A0103 | Conditions of contract | 9.01 | Preliminaries – Daywork 16m³ Tipper Vehicle | Hours or Days | AED | 88 | AI | ✓ |  | Citywalk Plot 5.11 Main Works Contract BOQ (1).xlsx |  |  |  | CITYWALK PHASE-05, PLOT 5.11 | Residential | CITYWALK RESIDENTIAL 1 LLC
90 | G | 2 Tonne dumper |  | Hour | 400 | Rate only | A — General Requirements | A | A01 | A0103 | Conditions of contract | 9.01 | Preliminaries – Daywork 2 Tonne Dumper | Hours or Days | AED | 88 | AI | ✓ |  | Citywalk Plot 5.11 Main Works Contract BOQ (1).xlsx |  |  |  | CITYWALK PHASE-05, PLOT 5.11 | Residential | CITYWALK RESIDENTIAL 1 LLC
92 | H | 1 Tonne 4 x 4 pick-up |  | Hour | 360 | Rate only | A — General Requirements | A | A01 | A0103 | Conditions of contract | 9.01 | Preliminaries – Daywork 1 Tonne 4x4 Pick-up | Hours or Days | AED | 87 | AI | ✓ |  | Citywalk Plot 5.11 Main Works Contract BOQ (1).xlsx |  |  |  | CITYWALK PHASE-05, PLOT 5.11 | Residential | CITYWALK RESIDENTIAL 1 LLC
94 | J | Generator, 75kVA |  | Hour | 80 | Rate only | A — General Requirements | A | A01 | A0103 | Conditions of contract | 9.01 | Preliminaries – Daywork 75kVA Generator | Hours or Days | AED | 90 | AI | ✓ |  | Citywalk Plot 5.11 Main Works Contract BOQ (1).xlsx |  |  |  | CITYWALK PHASE-05, PLOT 5.11 | Residential | CITYWALK RESIDENTIAL 1 LLC
96 | K | Compressor, 5000 litres/minute |  | Hour | 350 | Rate only | A — General Requirements | A | A01 | A0103 | Conditions of contract | 9.01 | Preliminaries – Daywork Air Compressor 5000 L/min | Hours or Days | AED | 90 | AI | ✓ |  | Citywalk Plot 5.11 Main Works Contract BOQ (1).xlsx |  |  |  | CITYWALK PHASE-05, PLOT 5.11 | Residential | CITYWALK RESIDENTIAL 1 LLC
98 | L | Marble polisher |  | Hour | 50 | Rate only | J — Finishes | J | J03 | J0301 | J3 Finishings | 9.01 | Preliminaries – Daywork Marble Polisher Equipment | Hours or Days | AED | 89 | AI | ✓ |  | Citywalk Plot 5.11 Main Works Contract BOQ (1).xlsx |  |  |  | CITYWALK PHASE-05, PLOT 5.11 | Residential | CITYWALK RESIDENTIAL 1 LLC
100 | M | Marble/terrazzo grinder/cutter |  | Hour | 50 | Rate only | J — Finishes | J | J03 | J0301 | J3 Finishings | 9.01 | Preliminaries – Daywork Marble Grinder/Cutter Equipment | Hours or Days | AED | 89 | AI | ✓ |  | Citywalk Plot 5.11 Main Works Contract BOQ (1).xlsx |  |  |  | CITYWALK PHASE-05, PLOT 5.11 | Residential | CITYWALK RESIDENTIAL 1 LLC
102 | N | Tower crane |  | Hour | 550 | Rate only | A — General Requirements | A | A01 | A0103 | Conditions of contract | 9.01 | Preliminaries – Daywork Tower Crane | Hours or Days | AED | 91 | AI | ✓ |  | Citywalk Plot 5.11 Main Works Contract BOQ (1).xlsx |  |  |  | CITYWALK PHASE-05, PLOT 5.11 | Residential | CITYWALK RESIDENTIAL 1 LLC
104 | P | Mobile crane |  | Hour | 250 | Rate only | A — General Requirements | A | A01 | A0103 | Conditions of contract | 9.01 | Preliminaries – Daywork Mobile Crane | Hours or Days | AED | 91 | AI | ✓ |  | Citywalk Plot 5.11 Main Works Contract BOQ (1).xlsx |  |  |  | CITYWALK PHASE-05, PLOT 5.11 | Residential | CITYWALK RESIDENTIAL 1 LLC
▸ Other plant and equipment employed but not included above shall be priced at rates analogous to those rates included above.
111 |  |  | To Collection |  | AED | Rates Only | [8 empty] | AED |  |  |  |  | Citywalk Plot 5.11 Main Works Contract BOQ (1).xlsx |  |  |  | CITYWALK PHASE-05, PLOT 5.11 | Residential | CITYWALK RESIDENTIAL 1 LLC
114 |  |  | COLLECTION | [11 empty] | AED |  |  |  |  | Citywalk Plot 5.11 Main Works Contract BOQ (1).xlsx |  |  |  | CITYWALK PHASE-05, PLOT 5.11 | Residential | CITYWALK RESIDENTIAL 1 LLC
116 |  |  | Page No. | 4/DW/1 |  | Rates Only | [8 empty] | AED |  |  |  |  | Citywalk Plot 5.11 Main Works Contract BOQ (1).xlsx |  |  |  | CITYWALK PHASE-05, PLOT 5.11 | Residential | CITYWALK RESIDENTIAL 1 LLC
118 |  |  | Page No. | 4/DW/2 |  | Rates Only | [8 empty] | AED |  |  |  |  | Citywalk Plot 5.11 Main Works Contract BOQ (1).xlsx |  |  |  | CITYWALK PHASE-05, PLOT 5.11 | Residential | CITYWALK RESIDENTIAL 1 LLC
120 |  |  | Page No. | 4/DW/3 |  | Rates Only | [8 empty] | AED |  |  |  |  | Citywalk Plot 5.11 Main Works Contract BOQ (1).xlsx |  |  |  | CITYWALK PHASE-05, PLOT 5.11 | Residential | CITYWALK RESIDENTIAL 1 LLC
160 | TOTAL FOR BILL NO. 4 - DAYWORKS | [13 empty] | AED |  |  |  |  | Citywalk Plot 5.11 Main Works Contract BOQ (1).xlsx |  |  |  | CITYWALK PHASE-05, PLOT 5.11 | Residential | CITYWALK RESIDENTIAL 1 LLC
161 |  |  |  |  | TO MAIN SUMMARY AED | Rates Only | [8 empty] | AED |  |  |  |  | Citywalk Plot 5.11 Main Works Contract BOQ (1).xlsx |  |  |  | CITYWALK PHASE-05, PLOT 5.11 | Residential | CITYWALK RESIDENTIAL 1 LLC
Items coded: 30 · Auto ✓: 25 · Flagged ⚠: 5 · Auto rate: 83%

## Annexure - A
Citywalk Plot 5.11 Main Works Contract BOQ (1) · Annexure - A
A–G = original bill data · H–S = POMI + NRM coding · T–AB = project metadata · ✓ ≥85% · ⚠ <85% = review
Row | REF | Description | Qty | Unit | Rate | Amount | POMI Section | Code 1 | Code 2 | Code 3 | POMI Sub Section | NRM | NRM Description | Measurement | Currency | Conf% | Stage | Flag | ACTION | BATCH | Country | City | Asset | Project | Type | Employer | Contract Type
▸ ANNEXURE A - VALUE ENGINEERING
▸ INTERIOR DESIGN
8 | A | Unit Bedrooms - Remove Paint behind wardrobe and keep primer only - wall finishes are to extend 100mm from edge of the joinery |  |  |  | -12587 | J — Finishes | J | J00 | J0000 |  | 3.01 | Internal Finishes | Area (m²), Length (m) | AED | 70 | Fuzzy | ⚠ |  | Citywalk Plot 5.11 Main Works Contract BOQ (1).xlsx |  |  |  | CITYWALK PHASE-05, PLOT 5.11 | Residential | CITYWALK RESIDENTIAL 1 LLC
10 | B | Unit Kitchens - No paint behind kitchen cabinets - wall finishes are to extend 100mm from edge of the joinery |  |  |  | -10745 | J — Finishes | J | J00 | J0000 |  | 3.01 | Internal Finishes | Area (m²), Length (m) | AED | 70 | Fuzzy | ⚠ |  | Citywalk Plot 5.11 Main Works Contract BOQ (1).xlsx |  |  |  | CITYWALK PHASE-05, PLOT 5.11 | Residential | CITYWALK RESIDENTIAL 1 LLC
12 | C | Remove grooves from Internal Doors and maintain it only on main apartment doors. |  |  |  | -37577 | H — Doors And Windows | H | H01 | H0100 | H1 Doors | 2.06 | Windows and External Doors | Enumerated (nr), Area (m²), Length (m) | AED | 79 | Fuzzy | ⚠ |  | Citywalk Plot 5.11 Main Works Contract BOQ (1).xlsx |  |  |  | CITYWALK PHASE-05, PLOT 5.11 | Residential | CITYWALK RESIDENTIAL 1 LLC
▸ ARCHITECTURE
16 | D | Use Monneli Monta Brush Cementitious waterproofing as wet area instead of Masterseal 588. |  |  |  | -57257 | G — Thermal And Moisture Protection | G | G02 | G0201 | G2 Coverings and linings | 2.03 | Roof / Thermal & Moisture Protection | Area (m²), Length (m), Enumerated (nr) | AED | 68 | Fuzzy | ⚠ |  | Citywalk Plot 5.11 Main Works Contract BOQ (1).xlsx |  |  |  | CITYWALK PHASE-05, PLOT 5.11 | Residential | CITYWALK RESIDENTIAL 1 LLC
18 | E | Replace Polyurethane Floor coating with Solvent Free Epoxy Coating |  |  |  | -16924 | J — Finishes | J | J06 | J0604 | J6 Decorations | 3.01 | Internal Finishes | Area (m²), Length (m) | AED | 61 | Fuzzy | ⚠ |  | Citywalk Plot 5.11 Main Works Contract BOQ (1).xlsx |  |  |  | CITYWALK PHASE-05, PLOT 5.11 | Residential | CITYWALK RESIDENTIAL 1 LLC
▸ LIGHTING DESIGN
22 | F | Change in the lighting specification of the Kitchen linear light (AP-5) to more economical brand |  |  |  | -201837.7 | A — General Requirements | A | A02 | A0200 | Specification | 9.01 | Preliminaries / General Requirements | Item | AED | 79 | Fuzzy | ⚠ |  | Citywalk Plot 5.11 Main Works Contract BOQ (1).xlsx |  |  |  | CITYWALK PHASE-05, PLOT 5.11 | Residential | CITYWALK RESIDENTIAL 1 LLC
24 | G | Change in the lighting specification of the bathroom linear light (AP-11) to more economical brand |  |  |  | -66374 | A — General Requirements | A | A02 | A0200 | Specification | 9.01 | Preliminaries / General Requirements | Item | AED | 79 | Fuzzy | ⚠ |  | Citywalk Plot 5.11 Main Works Contract BOQ (1).xlsx |  |  |  | CITYWALK PHASE-05, PLOT 5.11 | Residential | CITYWALK RESIDENTIAL 1 LLC
26 | H | Replace Landscape Lighting models LL-1 and LL-2 with equivalent models from a more economical brand, ensuring no changes in appearance or specifications. |  |  |  | -44891 | R — Electrical Engineering Installations | R | R04 | R0401 | R4 Final sub-circuits and auxiliary installations | 5.08 | Electrical Engineering Installations | Length (m), Enumerated (nr), Item | AED | 77 | Fuzzy | ⚠ |  | Citywalk Plot 5.11 Main Works Contract BOQ (1).xlsx |  |  |  | CITYWALK PHASE-05, PLOT 5.11 | Residential | CITYWALK RESIDENTIAL 1 LLC
34 |  |  |  | To Collection AED |  | -448192.7 | [8 empty] | AED |  |  |  |  | Citywalk Plot 5.11 Main Works Contract BOQ (1).xlsx |  |  |  | CITYWALK PHASE-05, PLOT 5.11 | Residential | CITYWALK RESIDENTIAL 1 LLC
▸ MEP
▸ Contractor to consider alternative local makes for all MEP items complying with the specifications, and provide the VE amount for each proposed item - Once provider list is available then decision can be made
42 | A.1 | GRP Tank - ECO Clear / Sungil / Pipeco / Equivalent |  |  |  | -24312 | Q — Mechanical Engineering Installations | Q | Q04 | Q0400 | Q4 Equipment | 5.06 | Mechanical Engineering Installations | Length (m), Weight (t), Area (m²), Enumerated (nr), Item | AED | 62 | Fuzzy | ⚠ |  | Citywalk Plot 5.11 Main Works Contract BOQ (1).xlsx |  |  |  | CITYWALK PHASE-05, PLOT 5.11 | Residential | CITYWALK RESIDENTIAL 1 LLC
44 | A.2 | Structured Cabling System - TRA approved make - Netx / Opterna / C-TS / Equivalent |  |  |  | -13378 | R — Electrical Engineering Installations | R | R12 | R1204 |  | 5.12 | Communication & Security – Data & Structured Cabling | Item/System | AED | 85 | AI | ✓ |  | Citywalk Plot 5.11 Main Works Contract BOQ (1).xlsx |  |  |  | CITYWALK PHASE-05, PLOT 5.11 | Residential | CITYWALK RESIDENTIAL 1 LLC
46 | A.3 | Heat Resistant wires - NCI/ Al Fanar / Equivalent |  |  |  | -3809 | R — Electrical Engineering Installations | R | R02 | R0203 | R2 Main circuits | 5.08 | Electrical Installations – Cable & Wiring | Length (m) | AED | 82 | AI | ⚠ |  | Citywalk Plot 5.11 Main Works Contract BOQ (1).xlsx |  |  |  | CITYWALK PHASE-05, PLOT 5.11 | Residential | CITYWALK RESIDENTIAL 1 LLC
48 | A.4 | Fire Rated Cable - NCI/ Equivalent |  |  |  | -12891 | R — Electrical Engineering Installations | R | R07 | R0700 | R7 Equipment | 5.08 | Electrical Engineering Installations | Length (m), Enumerated (nr), Item | AED | 68 | Fuzzy | ⚠ |  | Citywalk Plot 5.11 Main Works Contract BOQ (1).xlsx |  |  |  | CITYWALK PHASE-05, PLOT 5.11 | Residential | CITYWALK RESIDENTIAL 1 LLC
50 | B | Consider pre-insulated ductwork instead of GI ducts for all the FCU ductwork and the ventilation ductwork within ceiling void |  |  |  | -19392 | Q — Mechanical Engineering Installations | Q | Q03 | Q0300 | Q3 Ductwork | 5.06 | Mechanical Engineering Installations | Length (m), Weight (t), Area (m²), Enumerated (nr), Item | AED | 79 | Fuzzy | ⚠ |  | Citywalk Plot 5.11 Main Works Contract BOQ (1).xlsx |  |  |  | CITYWALK PHASE-05, PLOT 5.11 | Residential | CITYWALK RESIDENTIAL 1 LLC
52 | C | Pipe Support System( Plumbing, Drainage & Chw System) 1.Considering Rubber lined split clamp for all plumbing system not only limited to PPR, Drainage pipe and sound proof piping. 2.Replace FCU Anti vibration spring isolator with rubber gromets as per specialiest recommendation. 3.All supports to be considered Pre Galvanized 4. Hot dip galvanized supports will be used for roof area only. |  |  |  | -13669 | Q — Mechanical Engineering Installations | Q | Q05 | Q0502 | Q5 Automatic controls | 5.06 | Mechanical Engineering Installations | Length (m), Weight (t), Area (m²), Enumerated (nr), Item | AED | 65 | Fuzzy | ⚠ |  | Citywalk Plot 5.11 Main Works Contract BOQ (1).xlsx |  |  |  | CITYWALK PHASE-05, PLOT 5.11 | Residential | CITYWALK RESIDENTIAL 1 LLC
54 | D | Consider all Pumps to be considered locally assembled from Maunfacturer authorized partners. Assembly limited to pump headers, valves and other items assembly however pump sets will be delivered from manufacturer facility outside UAE. |  |  |  | -12000 | Q — Mechanical Engineering Installations | Q | Q03 | Q0303 | Q3 Ductwork | 5.06 | Mechanical Engineering Installations | Length (m), Weight (t), Area (m²), Enumerated (nr), Item | AED | 66 | Fuzzy | ⚠ |  | Citywalk Plot 5.11 Main Works Contract BOQ (1).xlsx |  |  |  | CITYWALK PHASE-05, PLOT 5.11 | Residential | CITYWALK RESIDENTIAL 1 LLC
59 |  |  |  | To Collection AED |  | -99451 | [8 empty] | AED |  |  |  |  | Citywalk Plot 5.11 Main Works Contract BOQ (1).xlsx |  |  |  | CITYWALK PHASE-05, PLOT 5.11 | Residential | CITYWALK RESIDENTIAL 1 LLC
▸ MEP (Cont'd)
65 | A | Fire protection system as per minimum authority requirement & shall be executed by any authority approved specialist contractor with their proposed brands as per DCD requirements not necessary to comply with specification.i.e Naffco with out considering any spares Considering Kitemark/LPCB approved FE. Kindly refer to the below points. 1. All products i.e pump, pipes, fittings, sprinkler cabinets and others items for FF & special system to be considered as per M/s Naffco product range. 2. Consider Standard Warranty for all Fire Fighting system 1 year from TOC date for all items. 3.Ommitting Siesmic requirements for the complete system. 4.Consider Kitemark/ LPCB approved items for FF system. 5.Consider FM 200 as clean agent system waiving GWP & ODP requirements. 6. Redesign the complete Fire protection system as per minimum DCD requirements. 7. Project Design intent will be maintend as per tender documents during redesigning of system as per DCD minimum regulation. |  |  |  | -39775 | Q — Mechanical Engineering Installations | Q | Q05 | Q0501 | Q5 Automatic controls | 3.01 | Mechanical – Fire Protection | Item | AED | 90 | Rule | ✓ |  | Citywalk Plot 5.11 Main Works Contract BOQ (1).xlsx |  |  |  | CITYWALK PHASE-05, PLOT 5.11 | Residential | CITYWALK RESIDENTIAL 1 LLC
67 | B | Ommit Leak detection system from the project. |  |  |  | -7500 | Q — Mechanical Engineering Installations | Q | Q05 | Q0502 | Q5 Automatic controls | 5.03 | Disposal – Leak Detection System (Omitted) | Item | AED | 78 | AI | ⚠ |  | Citywalk Plot 5.11 Main Works Contract BOQ (1).xlsx |  |  |  | CITYWALK PHASE-05, PLOT 5.11 | Residential | CITYWALK RESIDENTIAL 1 LLC
69 | C | List of spare parts will be provided and warranty for all items will be 1 year from TOC date except Water tank, & Chiller Compressor without any maintenace contractor. DLP standard services will be provided. - Contractor shall submit a list of the warrenties of all equipments and required spare aprts |  |  |  | -75000 | A — General Requirements | A | A07 | A0701 | Contractor's facilities | 9.01 | Preliminaries / General Requirements | Item | AED | 63 | Fuzzy | ⚠ |  | Citywalk Plot 5.11 Main Works Contract BOQ (1).xlsx |  |  |  | CITYWALK PHASE-05, PLOT 5.11 | Residential | CITYWALK RESIDENTIAL 1 LLC
71 | D | Fire rated duct material, type, thickness and manufacturer to be consider one of DCD approved as per their DCD approval. |  |  |  | -7708 | Q — Mechanical Engineering Installations | Q | Q07 | Q0702 | Q7 Insulation, including linings and protective coverings | 5.06 | Mechanical Engineering Installations | Length (m), Weight (t), Area (m²), Enumerated (nr), Item | AED | 67 | Fuzzy | ⚠ |  | Citywalk Plot 5.11 Main Works Contract BOQ (1).xlsx |  |  |  | CITYWALK PHASE-05, PLOT 5.11 | Residential | CITYWALK RESIDENTIAL 1 LLC
75 |  |  |  | To Collection AED |  | -129983 | [8 empty] | AED |  |  |  |  | Citywalk Plot 5.11 Main Works Contract BOQ (1).xlsx |  |  |  | CITYWALK PHASE-05, PLOT 5.11 | Residential | CITYWALK RESIDENTIAL 1 LLC
▸ MEP (Cont'd)
81 | A | SMDB to DB in typical floor armored cables & cable trays to be replaced with single core wires & Concealed PVC Conduits in residential building. - subject to following DEWA regulations |  |  |  | -16729 | R — Electrical Engineering Installations | R | R02 | R0203 | R2 Main circuits | 3.01 | Electrical – Cable Tray | Length (m) | AED | 97 | Rule | ✓ |  | Citywalk Plot 5.11 Main Works Contract BOQ (1).xlsx |  |  |  | CITYWALK PHASE-05, PLOT 5.11 | Residential | CITYWALK RESIDENTIAL 1 LLC
83 | B | Any Exposed Conduit Above Ceiling to be used Heavy Duty PVC Conduits, except for Plantroom areas. |  |  |  | -7299 | J — Finishes | J | J06 | J0604 | J6 Decorations | 3.01 | Internal Finishes | Area (m²), Length (m) | AED | 63 | Fuzzy | ⚠ |  | Citywalk Plot 5.11 Main Works Contract BOQ (1).xlsx |  |  |  | CITYWALK PHASE-05, PLOT 5.11 | Residential | CITYWALK RESIDENTIAL 1 LLC
85 | C | Ommitting Door Chime from Inside Apartment and consider Indoor Video intercom integrated with Apartment external Push button. |  |  |  | -7353 | H — Doors And Windows | H | H03 | H0302 | H3 Screens | 2.06 | Windows and External Doors | Enumerated (nr), Area (m²), Length (m) | AED | 67 | Fuzzy | ⚠ |  | Citywalk Plot 5.11 Main Works Contract BOQ (1).xlsx |  |  |  | CITYWALK PHASE-05, PLOT 5.11 | Residential | CITYWALK RESIDENTIAL 1 LLC
87 | D | Consider 8 Hour builtin tank only for the DG Set as per DCD requirements without consideration of section 2.6 of specification. |  |  |  | -4000 | A — General Requirements | A | A00 | A0000 |  | 9.01 | Preliminaries / General Requirements | Item | AED | 75 | Fuzzy | ⚠ |  | Citywalk Plot 5.11 Main Works Contract BOQ (1).xlsx |  |  |  | CITYWALK PHASE-05, PLOT 5.11 | Residential | CITYWALK RESIDENTIAL 1 LLC
89 | E | Diesel Genset to be Localy Assembled as per manufacturer requirements from one of the approved vendors as per specification - subject to assembler prequalification approval |  |  |  | -39796 | A — General Requirements | A | A02 | A0200 | Specification | 9.01 | Preliminaries / General Requirements | Item | AED | 79 | Fuzzy | ⚠ |  | Citywalk Plot 5.11 Main Works Contract BOQ (1).xlsx |  |  |  | CITYWALK PHASE-05, PLOT 5.11 | Residential | CITYWALK RESIDENTIAL 1 LLC
91 | F | Kitchen Extract Ductwork to be Black Steel Ductwork. |  |  |  | -6592 | Q — Mechanical Engineering Installations | Q | Q03 | Q0300 | Q3 Ductwork | 5.06 | Mechanical Engineering Installations | Length (m), Weight (t), Area (m²), Enumerated (nr), Item | AED | 79 | Fuzzy | ⚠ |  | Citywalk Plot 5.11 Main Works Contract BOQ (1).xlsx |  |  |  | CITYWALK PHASE-05, PLOT 5.11 | Residential | CITYWALK RESIDENTIAL 1 LLC
93 | G | Omitting Air separators in chilled water lines and provide air vents at the top of circuits |  |  |  | -12000 | R — Electrical Engineering Installations | R | R02 | R0200 | R2 Main circuits | 5.08 | Electrical Engineering Installations | Length (m), Enumerated (nr), Item | AED | 72 | Fuzzy | ⚠ |  | Citywalk Plot 5.11 Main Works Contract BOQ (1).xlsx |  |  |  | CITYWALK PHASE-05, PLOT 5.11 | Residential | CITYWALK RESIDENTIAL 1 LLC
95 | H | Extended drain pan under the Valve Package to be eliminated. |  |  |  | -6626 | Q — Mechanical Engineering Installations | Q | Q02 | Q0203 | Q2 Pipework and gutterwork | 5.06 | Mechanical Engineering Installations | Length (m), Weight (t), Area (m²), Enumerated (nr), Item | AED | 71 | Fuzzy | ⚠ |  | Citywalk Plot 5.11 Main Works Contract BOQ (1).xlsx |  |  |  | CITYWALK PHASE-05, PLOT 5.11 | Residential | CITYWALK RESIDENTIAL 1 LLC
97 | J | Using locally assembled LV Panels, SMDB's, DB's, MCC's Capacitor Banks & Automatic Transfer Switch (ATS) with local enclosure as per minimum requirements of the local Authority and as per manufacturer's standards. |  |  |  | -60767 | A — General Requirements | A | A00 | A0000 |  | 9.01 | Preliminaries / General Requirements | Item | AED | 63 | Fuzzy | ⚠ |  | Citywalk Plot 5.11 Main Works Contract BOQ (1).xlsx |  |  |  | CITYWALK PHASE-05, PLOT 5.11 | Residential | CITYWALK RESIDENTIAL 1 LLC
99 | K | Proposing Fire Alarm and Emergency Cables to be clipped on slab ceiling areas. |  |  |  | -3977 | R — Electrical Engineering Installations | R | R02 | R0201 | R2 Main circuits | 3.01 | Electrical – Cables | Item | AED | 88 | Rule | ✓ |  | Citywalk Plot 5.11 Main Works Contract BOQ (1).xlsx |  |  |  | CITYWALK PHASE-05, PLOT 5.11 | Residential | CITYWALK RESIDENTIAL 1 LLC
103 |  |  |  | To Collection AED |  | -165139 | [8 empty] | AED |  |  |  |  | Citywalk Plot 5.11 Main Works Contract BOQ (1).xlsx |  |  |  | CITYWALK PHASE-05, PLOT 5.11 | Residential | CITYWALK RESIDENTIAL 1 LLC
▸ ADDITIONAL ITEMS
109 | A | Changing all internal dry area paints from Wonderwall lux to My Home Rich Matt paint (the same as done in City walk 5.02 & 5.07) |  |  |  | -80885 | J — Finishes | J | J06 | J0603 | J6 Decorations | 3.01 | Internal Finishes | Area (m²), Length (m) | AED | 67 | Fuzzy | ⚠ |  | Citywalk Plot 5.11 Main Works Contract BOQ (1).xlsx |  |  |  | CITYWALK PHASE-05, PLOT 5.11 | Residential | CITYWALK RESIDENTIAL 1 LLC
111 | B | Sesimic study & seismic supports are deleted |  |  |  | -19950 | N — Special Construction | N | N01 | N0101 | N1 Generally | 7.01 | Special Construction – Seismic Design (Deleted) | Item | AED | 75 | AI | ⚠ |  | Citywalk Plot 5.11 Main Works Contract BOQ (1).xlsx |  |  |  | CITYWALK PHASE-05, PLOT 5.11 | Residential | CITYWALK RESIDENTIAL 1 LLC
113 | C | Water supply : Pressure Reducing Valves 1. Considering Direct Acting Pressure Reducing Valves (PRV) with bronze body for the Water Supply System for all sizes from alternate vendors such as KIDS / PEGLER or equivalent as per the manufacturer's standard processes. 2. Considering 1 No. PRV for each water meter room. |  |  |  | -12000 | Q — Mechanical Engineering Installations | Q | Q01 | Q0102 | Q1 Generally | 5.06 | Mechanical Engineering Installations | Length (m), Weight (t), Area (m²), Enumerated (nr), Item | AED | 68 | Fuzzy | ⚠ |  | Citywalk Plot 5.11 Main Works Contract BOQ (1).xlsx |  |  |  | CITYWALK PHASE-05, PLOT 5.11 | Residential | CITYWALK RESIDENTIAL 1 LLC
115 | D | Drainahe Accessories: Proposing Drainage Accessories (i.e. Manholes, Planter Drains, Area Drains, Vent Cowls, Rain Water Outlets, Free Discharge, Floor Drains,Linear drain covers, Balcony drain covers, Floor Clean Outs, etc.) from alternate vendors such as IDEAL / AQUANOX / AQUAPRO / OSTERMEIER / EQUIVALENT in compliance to the Project Specifications. |  |  |  | -12000 | M — Furnishings | M | M01 | M0101 | M1 Generally | 3.01 | Furnishings – Planter | Enumerated (nr) | AED | 90 | Rule | ✓ |  | Citywalk Plot 5.11 Main Works Contract BOQ (1).xlsx |  |  |  | CITYWALK PHASE-05, PLOT 5.11 | Residential | CITYWALK RESIDENTIAL 1 LLC
117 | E | Proposing Adhesive, sealant cloth from alternative brands - Star, Frego, Dubai Adhesives or approved equvilant approved from Dubai Munciplity & UL Listed. |  |  |  | -7500 | K — Accessories | K | K02 | K0202 | K2 Partitions | 4.01 | FF&E – Adhesives & Sealants (Alternative Brands) | Item/Specification | AED | 72 | AI | ⚠ |  | Citywalk Plot 5.11 Main Works Contract BOQ (1).xlsx |  |  |  | CITYWALK PHASE-05, PLOT 5.11 | Residential | CITYWALK RESIDENTIAL 1 LLC
119 | F | Proposing alternative vendor for All Air side equipments as per manufacturer standards. Clima Uno / Equivalent Proposed new products as per manufacturer standard production range. |  |  |  | -22062 | Q — Mechanical Engineering Installations | Q | Q03 | Q0303 | Q3 Ductwork | 5.06 | Mechanical Engineering Installations | Length (m), Weight (t), Area (m²), Enumerated (nr), Item | AED | 66 | Fuzzy | ⚠ |  | Citywalk Plot 5.11 Main Works Contract BOQ (1).xlsx |  |  |  | CITYWALK PHASE-05, PLOT 5.11 | Residential | CITYWALK RESIDENTIAL 1 LLC
121 | G | Redesign the FA as per minimum DCD requirements and use Alternative brand Cables uranus or approved equal. |  |  |  | -11846 | R — Electrical Engineering Installations | R | R02 | R0201 | R2 Main circuits | 3.01 | Electrical – Cables | Item | AED | 88 | Rule | ✓ |  | Citywalk Plot 5.11 Main Works Contract BOQ (1).xlsx |  |  |  | CITYWALK PHASE-05, PLOT 5.11 | Residential | CITYWALK RESIDENTIAL 1 LLC
125 |  |  |  | To Collection AED |  | -166243 | [8 empty] | AED |  |  |  |  | Citywalk Plot 5.11 Main Works Contract BOQ (1).xlsx |  |  |  | CITYWALK PHASE-05, PLOT 5.11 | Residential | CITYWALK RESIDENTIAL 1 LLC
▸ ADDITIONAL ITEMS (Cont'd)
131 | A | Proposing - Wiring Accessories - Avatar On DG / Equivalent |  |  |  | -68770 | K — Accessories | K | K00 | K0000 |  | 4.01 | Furniture, Fittings and Equipment | Enumerated (nr), Length (m), Area (m²), Item | AED | 79 | Fuzzy | ⚠ |  | Citywalk Plot 5.11 Main Works Contract BOQ (1).xlsx |  |  |  | CITYWALK PHASE-05, PLOT 5.11 | Residential | CITYWALK RESIDENTIAL 1 LLC
133 | B | Sanitarywares - Changes in finish and model from specified, as per attached Annexure-1 |  |  |  | -77820 | Q — Mechanical Engineering Installations | Q | Q01 | Q0102 | Q1 Generally | 5.01 | Sanitary Appliances – Sanitarywares (Specification Change) | Item | AED | 88 | AI | ✓ |  | Citywalk Plot 5.11 Main Works Contract BOQ (1).xlsx |  |  |  | CITYWALK PHASE-05, PLOT 5.11 | Residential | CITYWALK RESIDENTIAL 1 LLC
171 |  |  |  | To Collection AED |  | -146590 | [8 empty] | AED |  |  |  |  | Citywalk Plot 5.11 Main Works Contract BOQ (1).xlsx |  |  |  | CITYWALK PHASE-05, PLOT 5.11 | Residential | CITYWALK RESIDENTIAL 1 LLC
174 |  | COLLECTION | [12 empty] | AED |  |  |  |  | Citywalk Plot 5.11 Main Works Contract BOQ (1).xlsx |  |  |  | CITYWALK PHASE-05, PLOT 5.11 | Residential | CITYWALK RESIDENTIAL 1 LLC
176 |  | Page VE/1 |  |  |  | -448192.7 | [8 empty] | AED |  |  |  |  | Citywalk Plot 5.11 Main Works Contract BOQ (1).xlsx |  |  |  | CITYWALK PHASE-05, PLOT 5.11 | Residential | CITYWALK RESIDENTIAL 1 LLC
178 |  | Page VE/2 |  |  |  | -99451 | [8 empty] | AED |  |  |  |  | Citywalk Plot 5.11 Main Works Contract BOQ (1).xlsx |  |  |  | CITYWALK PHASE-05, PLOT 5.11 | Residential | CITYWALK RESIDENTIAL 1 LLC
180 |  | Page VE/3 |  |  |  | -129983 | [8 empty] | AED |  |  |  |  | Citywalk Plot 5.11 Main Works Contract BOQ (1).xlsx |  |  |  | CITYWALK PHASE-05, PLOT 5.11 | Residential | CITYWALK RESIDENTIAL 1 LLC
182 |  | Page VE/4 |  |  |  | -165139 | [8 empty] | AED |  |  |  |  | Citywalk Plot 5.11 Main Works Contract BOQ (1).xlsx |  |  |  | CITYWALK PHASE-05, PLOT 5.11 | Residential | CITYWALK RESIDENTIAL 1 LLC
184 |  | Page VE/5 |  |  |  | -166243 | [8 empty] | AED |  |  |  |  | Citywalk Plot 5.11 Main Works Contract BOQ (1).xlsx |  |  |  | CITYWALK PHASE-05, PLOT 5.11 | Residential | CITYWALK RESIDENTIAL 1 LLC
186 |  | Page VE/6 |  |  |  | -146590 | [8 empty] | AED |  |  |  |  | Citywalk Plot 5.11 Main Works Contract BOQ (1).xlsx |  |  |  | CITYWALK PHASE-05, PLOT 5.11 | Residential | CITYWALK RESIDENTIAL 1 LLC
219 |  |  |  | Carried To Summary AED |  | -1155598.7 | [8 empty] | AED |  |  |  |  | Citywalk Plot 5.11 Main Works Contract BOQ (1).xlsx |  |  |  | CITYWALK PHASE-05, PLOT 5.11 | Residential | CITYWALK RESIDENTIAL 1 LLC
Items coded: 38 · Auto ✓: 7 · Flagged ⚠: 31 · Auto rate: 18%

## Main Sum
Citywalk Plot 5.11 Main Works Contract BOQ (1) · Main Sum
A–G = original bill data · H–S = POMI + NRM coding · T–AB = project metadata · ✓ ≥85% · ⚠ <85% = review
Row | REF | Description | Qty | Unit | Rate | Amount | POMI Section | Code 1 | Code 2 | Code 3 | POMI Sub Section | NRM | NRM Description | Measurement | Currency | Conf% | Stage | Flag | ACTION | BATCH | Country | City | Asset | Project | Type | Employer | Contract Type
2 | CITYWALK RESIDENTIAL 1 LLC | [13 empty] | AED |  |  |  |  | Citywalk Plot 5.11 Main Works Contract BOQ (1).xlsx |  |  |  | CITYWALK PHASE-05, PLOT 5.11 | Residential | CITYWALK RESIDENTIAL 1 LLC
5 | DHRE-0017: CITYWALK PHASE-05, PLOT 5.11 | [13 empty] | AED |  |  |  |  | Citywalk Plot 5.11 Main Works Contract BOQ (1).xlsx |  |  |  | CITYWALK PHASE-05, PLOT 5.11 | Residential | CITYWALK RESIDENTIAL 1 LLC
9 | CONTRACT DOCUMENTS FOR | [13 empty] | AED |  |  |  |  | Citywalk Plot 5.11 Main Works Contract BOQ (1).xlsx |  |  |  | CITYWALK PHASE-05, PLOT 5.11 | Residential | CITYWALK RESIDENTIAL 1 LLC
10 | PLOT 5.11 | [13 empty] | AED |  |  |  |  | Citywalk Plot 5.11 Main Works Contract BOQ (1).xlsx |  |  |  | CITYWALK PHASE-05, PLOT 5.11 | Residential | CITYWALK RESIDENTIAL 1 LLC
11 | MAIN WORKS PACKAGE | [13 empty] | AED |  |  |  |  | Citywalk Plot 5.11 Main Works Contract BOQ (1).xlsx |  |  |  | CITYWALK PHASE-05, PLOT 5.11 | Residential | CITYWALK RESIDENTIAL 1 LLC
14 | BILLS OF QUANTITIES | [13 empty] | AED |  |  |  |  | Citywalk Plot 5.11 Main Works Contract BOQ (1).xlsx |  |  |  | CITYWALK PHASE-05, PLOT 5.11 | Residential | CITYWALK RESIDENTIAL 1 LLC
17 | MAIN SUMMARY | Page Nr. | AMOUNT AED |  |  |  | A — General Requirements | A | A00 | A0000 |  | 9.01 | Preliminaries – General Requirements | Item | AED | 75 | AI | ⚠ |  | Citywalk Plot 5.11 Main Works Contract BOQ (1).xlsx |  |  |  | CITYWALK PHASE-05, PLOT 5.11 | Residential | CITYWALK RESIDENTIAL 1 LLC
21 | BILL NO. 1 - GENERAL REQUIREMENTS FOR THE WHOLE OF THE WORKS | 1/SUM | 26133396 |  |  |  | A — General Requirements | A | A00 | A0000 |  | 9.01 | Preliminaries – General Requirements | Item | AED | 70 | AI | ⚠ |  | Citywalk Plot 5.11 Main Works Contract BOQ (1).xlsx |  |  |  | CITYWALK PHASE-05, PLOT 5.11 | Residential | CITYWALK RESIDENTIAL 1 LLC
24 | BILL NO. 2 - BASEMENT, GROUND FLOOR AND PODIUM | 2/SUM | 49007076 |  |  |  | A — General Requirements | A | A00 | A0000 |  | 9.01 | Preliminaries – General Requirements | Item | AED | 70 | AI | ⚠ |  | Citywalk Plot 5.11 Main Works Contract BOQ (1).xlsx |  |  |  | CITYWALK PHASE-05, PLOT 5.11 | Residential | CITYWALK RESIDENTIAL 1 LLC
27 | BILL NO. 3 - TOWER | 3A/SUM | 99609528 |  |  |  | R — Electrical Engineering Installations | R | R02 | R0200 | R2 Main circuits | 5.08 | Electrical Engineering Installations | Length (m), Enumerated (nr), Item | AED | 45 | Fuzzy | ⚠ |  | Citywalk Plot 5.11 Main Works Contract BOQ (1).xlsx |  |  |  | CITYWALK PHASE-05, PLOT 5.11 | Residential | CITYWALK RESIDENTIAL 1 LLC
30 | BILL NO. 4 - DAYWORKS | 4/DW/4 | Rates Only |  |  |  | R — Electrical Engineering Installations | R | R02 | R0200 | R2 Main circuits | 5.08 | Electrical Engineering Installations | Length (m), Enumerated (nr), Item | AED | 41 | Fuzzy | ⚠ |  | Citywalk Plot 5.11 Main Works Contract BOQ (1).xlsx |  |  |  | CITYWALK PHASE-05, PLOT 5.11 | Residential | CITYWALK RESIDENTIAL 1 LLC
33 | SUB TOTAL |  | 174750000 | [11 empty] | AED |  |  |  |  | Citywalk Plot 5.11 Main Works Contract BOQ (1).xlsx |  |  |  | CITYWALK PHASE-05, PLOT 5.11 | Residential | CITYWALK RESIDENTIAL 1 LLC
35 | DISCOUNT ON SELECTED ITEMS ONLY (LUMPSUM) |  | NIL | [11 empty] | AED |  |  |  |  | Citywalk Plot 5.11 Main Works Contract BOQ (1).xlsx |  |  |  | CITYWALK PHASE-05, PLOT 5.11 | Residential | CITYWALK RESIDENTIAL 1 LLC
37 | APPROVED VALUE ENGINEERING (ANNEXURE - A) |  | -1155598.7 | [11 empty] | AED |  |  |  |  | Citywalk Plot 5.11 Main Works Contract BOQ (1).xlsx |  |  |  | CITYWALK PHASE-05, PLOT 5.11 | Residential | CITYWALK RESIDENTIAL 1 LLC
41 | TOTAL CARRIED TO FORM OF TENDER | AED | 173594401.3 |  |  |  | Q — Mechanical Engineering Installations | Q | Q06 | Q0600 | Q6 Connections to supply mains | 5.06 | Mechanical Engineering Installations | Length (m), Weight (t), Area (m²), Enumerated (nr), Item | AED | 44 | Fuzzy | ⚠ |  | Citywalk Plot 5.11 Main Works Contract BOQ (1).xlsx |  |  |  | CITYWALK PHASE-05, PLOT 5.11 | Residential | CITYWALK RESIDENTIAL 1 LLC
Items coded: 6 · Auto ✓: 0 · Flagged ⚠: 6 · Auto rate: 0%

## MASTER BOQs
MASTER BOQs · CITYWALK PHASE-05, PLOT 5.11 · All Sheets Combined
All priced items from every bill sheet in one table · Use filters to sort by Sheet / POMI Section / Stage
ACTION | BATCH | REF | Country | City | Asset | Project | Type | Employer | Contract Type | POMI Section | Code 1 | Code 2 | Code 3 | POMI Sub Section | Description | Qty | Unit | Currency | Rate | Amount | NRM | NRM Description | Measurement | Conf% | Stage | Flag | Pricing
| Citywalk Plot 5.11 Main Works Contract BOQ (1).xlsx | A |  |  | NEW | CITYWALK PHASE-05, PLOT 5.11 | Residential | CITYWALK RESIDENTIAL 1 LLC |  | A — General Requirements | A | A00 | A0000 |  | Where any item, clause or sub-clause of the General Requirements has not been priced, it will be deemed that the value of such item, clause or sub-clause is included in the rates for measured items elsewhere in the Bills of Quantities. | Item | Item | AED |  | Included | 9.01 | Preliminaries / General Requirements | Item | 79 | Fuzzy | ⚠ | Unpriced
| Citywalk Plot 5.11 Main Works Contract BOQ (1).xlsx | B |  |  | NEW | CITYWALK PHASE-05, PLOT 5.11 | Residential | CITYWALK RESIDENTIAL 1 LLC |  | Q — Mechanical Engineering Installations | Q | Q04 | Q0400 | Q4 Equipment | The rates and prices in the Bills of Quantities are fixed for the duration of the Contract (including any extension of the Time for Completion) and shall not be subject to any adjustment in respect of rise or fall in the cost of labour, materials, Plant, Contractor's Equipment or transport or any other matters affecting the cost of execution of the Contract. | Item | Item | AED |  | Included | 5.06 | Mechanical Engineering Installations | Length (m), Weight (t), Area (m²), Enumerated (nr), Item | 79 | Fuzzy | ⚠ | Unpriced
| Citywalk Plot 5.11 Main Works Contract BOQ (1).xlsx | C |  |  | NEW | CITYWALK PHASE-05, PLOT 5.11 | Residential | CITYWALK RESIDENTIAL 1 LLC |  | A — General Requirements | A | A02 | A0200 | Specification | The Contractor is deemed to have included for complying in all respects with the applicable terms, conditions and provisions of the Specification and the other documents forming the Contract in his prices for General Requirements. | Item | Item | AED |  | Included | 9.01 | Preliminaries / General Requirements | Item | 79 | Fuzzy | ⚠ | Unpriced
| Citywalk Plot 5.11 Main Works Contract BOQ (1).xlsx | A |  |  | NEW | CITYWALK PHASE-05, PLOT 5.11 | Residential | CITYWALK RESIDENTIAL 1 LLC |  | A — General Requirements | A | A00 | A0001 |  | 1.1 Definitions | Item | Item | AED |  | Included | 9.01 | Preliminaries – General Provisions | Item | 85 | AI | ✓ | Unpriced
| Citywalk Plot 5.11 Main Works Contract BOQ (1).xlsx | B |  |  | NEW | CITYWALK PHASE-05, PLOT 5.11 | Residential | CITYWALK RESIDENTIAL 1 LLC |  | K — Accessories | K | K02 | K0200 | K2 Partitions | 1.2 Interpretation | Item | Item | AED |  | Included | 4.01 | Furniture, Fittings and Equipment | Enumerated (nr), Length (m), Area (m²), Item | 60 | Fuzzy | ⚠ | Unpriced
| Citywalk Plot 5.11 Main Works Contract BOQ (1).xlsx | C |  |  | NEW | CITYWALK PHASE-05, PLOT 5.11 | Residential | CITYWALK RESIDENTIAL 1 LLC |  | A — General Requirements | A | A00 | A0002 |  | 1.3 Communications | Item | Item | AED |  | Included | 9.01 | Preliminaries – Communications | Item | 85 | AI | ✓ | Unpriced
| Citywalk Plot 5.11 Main Works Contract BOQ (1).xlsx | D |  |  | NEW | CITYWALK PHASE-05, PLOT 5.11 | Residential | CITYWALK RESIDENTIAL 1 LLC |  | A — General Requirements | A | A00 | A0003 |  | 1.4 Law and language | Item | Item | AED |  | Included | 9.01 | Preliminaries – Law and Language | Item | 85 | AI | ✓ | Unpriced
| Citywalk Plot 5.11 Main Works Contract BOQ (1).xlsx | E |  |  | NEW | CITYWALK PHASE-05, PLOT 5.11 | Residential | CITYWALK RESIDENTIAL 1 LLC |  | C — Concrete Work | C | C04 | C0401 | C4 Shuttering | 1.5 Priority of Documents | Item | Item | AED |  | Included | 2.01 | Frame / Concrete Work | Volume (m³), Weight (t), Area (m²), Length (m), Enumerated (nr) | 62 | Fuzzy | ⚠ | Unpriced
| Citywalk Plot 5.11 Main Works Contract BOQ (1).xlsx | F |  |  | NEW | CITYWALK PHASE-05, PLOT 5.11 | Residential | CITYWALK RESIDENTIAL 1 LLC |  | B — Site Work | B | B09 | B0901 | B9 Excavation | 1.6 Assignment and Novation | Item | Item | AED |  | Included | 8.01 | Site Works, Drainage, External Services & Landscaping | Volume (m³), Length (m), Area (m²), Enumerated (nr), Item | 61 | Fuzzy | ⚠ | Unpriced
| Citywalk Plot 5.11 Main Works Contract BOQ (1).xlsx | G |  |  | NEW | CITYWALK PHASE-05, PLOT 5.11 | Residential | CITYWALK RESIDENTIAL 1 LLC |  | A — General Requirements | A | A00 | A0004 |  | 1.7 Care and Supply of Documents | Item | Item | AED |  | Included | 9.01 | Preliminaries – Care and Supply of Documents | Item | 85 | AI | ✓ | Unpriced
| Citywalk Plot 5.11 Main Works Contract BOQ (1).xlsx | H |  |  | NEW | CITYWALK PHASE-05, PLOT 5.11 | Residential | CITYWALK RESIDENTIAL 1 LLC |  | A — General Requirements | A | A00 | A0005 |  | 1.8 Delayed Information or Instructions | Item | Item | AED |  | Included | 9.01 | Preliminaries – Delayed Information | Item | 85 | AI | ✓ | Unpriced
| Citywalk Plot 5.11 Main Works Contract BOQ (1).xlsx | J |  |  | NEW | CITYWALK PHASE-05, PLOT 5.11 | Residential | CITYWALK RESIDENTIAL 1 LLC |  | A — General Requirements | A | A07 | A0700 | Contractor's facilities | 1.9 Employer's Use of Contractor's Information | Item | Item | AED |  | Included | 9.01 | Preliminaries / General Requirements | Item | 74 | Fuzzy | ⚠ | Unpriced
| Citywalk Plot 5.11 Main Works Contract BOQ (1).xlsx | K |  |  | NEW | CITYWALK PHASE-05, PLOT 5.11 | Residential | CITYWALK RESIDENTIAL 1 LLC |  | A — General Requirements | A | A07 | A0700 | Contractor's facilities | 1.10 Contractor's Use of Employer's Information | Item | Item | AED |  | Included | 9.01 | Preliminaries / General Requirements | Item | 71 | Fuzzy | ⚠ | Unpriced
| Citywalk Plot 5.11 Main Works Contract BOQ (1).xlsx | L |  |  | NEW | CITYWALK PHASE-05, PLOT 5.11 | Residential | CITYWALK RESIDENTIAL 1 LLC |  | A — General Requirements | A | A00 | A0006 |  | 1.11 Confidential Details | Item | Item | AED |  | Included | 9.01 | Preliminaries – Confidential Details | Item | 85 | AI | ✓ | Unpriced
| Citywalk Plot 5.11 Main Works Contract BOQ (1).xlsx | M |  |  | NEW | CITYWALK PHASE-05, PLOT 5.11 | Residential | CITYWALK RESIDENTIAL 1 LLC |  | A — General Requirements | A | A00 | A0007 |  | 1.12 Compliance with Laws | Item | Item | AED |  | Included | 9.01 | Preliminaries – Compliance with Laws | Item | 85 | AI | ✓ | Unpriced
| Citywalk Plot 5.11 Main Works Contract BOQ (1).xlsx | N |  |  | NEW | CITYWALK PHASE-05, PLOT 5.11 | Residential | CITYWALK RESIDENTIAL 1 LLC |  | A — General Requirements | A | A00 | A0008 |  | 1.13 Joint and Several Liability | Item | Item | AED |  | Included | 9.01 | Preliminaries – Joint and Several Liability | Item | 85 | AI | ✓ | Unpriced
| Citywalk Plot 5.11 Main Works Contract BOQ (1).xlsx | P |  |  | NEW | CITYWALK PHASE-05, PLOT 5.11 | Residential | CITYWALK RESIDENTIAL 1 LLC |  | A — General Requirements | A | A00 | A0009 |  | 1.14 Joint and Several Liability | Item | Item | AED |  | Included | 9.01 | Preliminaries – Joint and Several Liability | Item | 85 | AI | ✓ | Unpriced
| Citywalk Plot 5.11 Main Works Contract BOQ (1).xlsx | Q |  |  | NEW | CITYWALK PHASE-05, PLOT 5.11 | Residential | CITYWALK RESIDENTIAL 1 LLC |  | A — General Requirements | A | A03 | A0301 | Restrictions | 1.15 Sections | Item | Item | AED |  | Included | 9.01 | Preliminaries / General Requirements | Item | 73 | Fuzzy | ⚠ | Unpriced
| Citywalk Plot 5.11 Main Works Contract BOQ (1).xlsx | R |  |  | NEW | CITYWALK PHASE-05, PLOT 5.11 | Residential | CITYWALK RESIDENTIAL 1 LLC |  | A — General Requirements | A | A00 | A0010 |  | 1.16 Warranties as to Capacity | Item | Item | AED |  | Included | 9.01 | Preliminaries – Warranties as to Capacity | Item | 85 | AI | ✓ | Unpriced
| Citywalk Plot 5.11 Main Works Contract BOQ (1).xlsx | A |  |  | NEW | CITYWALK PHASE-05, PLOT 5.11 | Residential | CITYWALK RESIDENTIAL 1 LLC |  | A — General Requirements | A | A00 | A0011 |  | 1.17 Prior Work | Item | Item | AED |  | Included | 9.01 | Preliminaries – Prior Work | Item | 85 | AI | ✓ | Unpriced
| Citywalk Plot 5.11 Main Works Contract BOQ (1).xlsx | B |  |  | NEW | CITYWALK PHASE-05, PLOT 5.11 | Residential | CITYWALK RESIDENTIAL 1 LLC |  | A — General Requirements | A | A00 | A0012 |  | 1.18 Entire Agreement | Item | Item | AED |  | Included | 9.01 | Preliminaries – Entire Agreement | Item | 85 | AI | ✓ | Unpriced
| Citywalk Plot 5.11 Main Works Contract BOQ (1).xlsx | C |  |  | NEW | CITYWALK PHASE-05, PLOT 5.11 | Residential | CITYWALK RESIDENTIAL 1 LLC |  | A — General Requirements | A | A00 | A0013 |  | 1.19 Severability | Item | Item | AED |  | Included | 9.01 | Preliminaries – Severability | Item | 85 | AI | ✓ | Unpriced
| Citywalk Plot 5.11 Main Works Contract BOQ (1).xlsx | D |  |  | NEW | CITYWALK PHASE-05, PLOT 5.11 | Residential | CITYWALK RESIDENTIAL 1 LLC |  | A — General Requirements | A | A00 | A0014 |  | 1.20 Counterparts | Item | Item | AED |  | Included | 9.01 | Preliminaries – Counterparts | Item | 85 | AI | ✓ | Unpriced
| Citywalk Plot 5.11 Main Works Contract BOQ (1).xlsx | E |  |  | NEW | CITYWALK PHASE-05, PLOT 5.11 | Residential | CITYWALK RESIDENTIAL 1 LLC |  | A — General Requirements | A | A07 | A0701 | Contractor's facilities | 1.21 Independent Contractor | Item | Item | AED |  | Included | 9.01 | Preliminaries / General Requirements | Item | 62 | Fuzzy | ⚠ | Unpriced
| Citywalk Plot 5.11 Main Works Contract BOQ (1).xlsx | F |  |  | NEW | CITYWALK PHASE-05, PLOT 5.11 | Residential | CITYWALK RESIDENTIAL 1 LLC |  | A — General Requirements | A | A00 | A0015 |  | 1.22 Privity | Item | Item | AED |  | Included | 9.01 | Preliminaries – Privity | Item | 85 | AI | ✓ | Unpriced
| Citywalk Plot 5.11 Main Works Contract BOQ (1).xlsx | G |  |  | NEW | CITYWALK PHASE-05, PLOT 5.11 | Residential | CITYWALK RESIDENTIAL 1 LLC |  | A — General Requirements | A | A00 | A0016 |  | 1.23 Waiver | Item | Item | AED |  | Included | 9.01 | Preliminaries – Waiver | Item | 85 | AI | ✓ | Unpriced
| Citywalk Plot 5.11 Main Works Contract BOQ (1).xlsx | H |  |  | NEW | CITYWALK PHASE-05, PLOT 5.11 | Residential | CITYWALK RESIDENTIAL 1 LLC |  | A — General Requirements | A | A00 | A0017 |  | 1.24 Exercise of Rights | Item | Item | AED |  | Included | 9.01 | Preliminaries – Exercise of Rights | Item | 85 | AI | ✓ | Unpriced
| Citywalk Plot 5.11 Main Works Contract BOQ (1).xlsx | J |  |  | NEW | CITYWALK PHASE-05, PLOT 5.11 | Residential | CITYWALK RESIDENTIAL 1 LLC |  | A — General Requirements | A | A03 | A0301 | Restrictions | 2.1 Right of Access to the Site | Item | Item | AED |  | Included | 9.01 | Preliminaries / General Requirements | Item | 73 | Fuzzy | ⚠ | Unpriced
| Citywalk Plot 5.11 Main Works Contract BOQ (1).xlsx | K |  |  | NEW | CITYWALK PHASE-05, PLOT 5.11 | Residential | CITYWALK RESIDENTIAL 1 LLC |  | A — General Requirements | A | A00 | A0020 |  | 2.2 Permits, Licences or Approvals | Item | Item | AED |  | Included | 9.01 | Preliminaries – Permits and Licences | Item | 85 | AI | ✓ | Unpriced
| Citywalk Plot 5.11 Main Works Contract BOQ (1).xlsx | L |  |  | NEW | CITYWALK PHASE-05, PLOT 5.11 | Residential | CITYWALK RESIDENTIAL 1 LLC |  | A — General Requirements | A | A06 | A0601 | Employer's facilities | 2.3 Employer's Personnel | Item | Item | AED |  | Included | 9.01 | Preliminaries / General Requirements | Item | 66 | Fuzzy | ⚠ | Unpriced
| Citywalk Plot 5.11 Main Works Contract BOQ (1).xlsx | M |  |  | NEW | CITYWALK PHASE-05, PLOT 5.11 | Residential | CITYWALK RESIDENTIAL 1 LLC |  | A — General Requirements | A | A06 | A0601 | Employer's facilities | 3.1 The Employer's Representative | Item | Item | AED |  | Included | 9.01 | Preliminaries / General Requirements | Item | 72 | Fuzzy | ⚠ | Unpriced
| Citywalk Plot 5.11 Main Works Contract BOQ (1).xlsx | N |  |  | NEW | CITYWALK PHASE-05, PLOT 5.11 | Residential | CITYWALK RESIDENTIAL 1 LLC |  | A — General Requirements | A | A06 | A0600 | Employer's facilities | 3.2 Employer's Representative's Assistant and Employer's Representative's Consultant | Item | Item | AED |  | Included | 9.01 | Preliminaries / General Requirements | Item | 68 | Fuzzy | ⚠ | Unpriced
| Citywalk Plot 5.11 Main Works Contract BOQ (1).xlsx | P |  |  | NEW | CITYWALK PHASE-05, PLOT 5.11 | Residential | CITYWALK RESIDENTIAL 1 LLC |  | P — Conveying Systems | P | P02 | P0201 | P2 Sundries | 3.3 Instructions | Item | Item | AED |  | Included | 5.10 | Lift and Conveyor Installations | Enumerated (nr), Item | 79 | Fuzzy | ⚠ | Unpriced
| Citywalk Plot 5.11 Main Works Contract BOQ (1).xlsx | Q |  |  | NEW | CITYWALK PHASE-05, PLOT 5.11 | Residential | CITYWALK RESIDENTIAL 1 LLC |  | A — General Requirements | A | A03 | A0300 | Restrictions | 3.4 Determinations | Item | Item | AED |  | Included | 9.01 | Preliminaries / General Requirements | Item | 63 | Fuzzy | ⚠ | Unpriced
| Citywalk Plot 5.11 Main Works Contract BOQ (1).xlsx | R |  |  | NEW | CITYWALK PHASE-05, PLOT 5.11 | Residential | CITYWALK RESIDENTIAL 1 LLC |  | A — General Requirements | A | A07 | A0700 | Contractor's facilities | 4.1 Contractor's General Obligations | Item | Item | AED |  | Included | 9.01 | Preliminaries / General Requirements | Item | 71 | Fuzzy | ⚠ | Unpriced
| Citywalk Plot 5.11 Main Works Contract BOQ (1).xlsx | S |  |  | NEW | CITYWALK PHASE-05, PLOT 5.11 | Residential | CITYWALK RESIDENTIAL 1 LLC |  | A — General Requirements | A | A04 | A0401 | Contractor's administrative arrangements | 4.2 Performance Security | Item | Item | AED |  | 1100000 | 9.01 | Preliminaries / General Requirements | Item | 77 | Fuzzy | ⚠ | Priced
| Citywalk Plot 5.11 Main Works Contract BOQ (1).xlsx | T |  |  | NEW | CITYWALK PHASE-05, PLOT 5.11 | Residential | CITYWALK RESIDENTIAL 1 LLC |  | A — General Requirements | A | A07 | A0700 | Contractor's facilities | 4.3 Contractor's Representative | Item | Item | AED |  | Included | 9.01 | Preliminaries / General Requirements | Item | 71 | Fuzzy | ⚠ | Unpriced
| Citywalk Plot 5.11 Main Works Contract BOQ (1).xlsx | A |  |  | NEW | CITYWALK PHASE-05, PLOT 5.11 | Residential | CITYWALK RESIDENTIAL 1 LLC |  | A — General Requirements | A | A00 | A0030 |  | 4.4 Subcontractors | Item | Item | AED |  | Included | 9.01 | Preliminaries – Subcontractors | Item | 85 | AI | ✓ | Unpriced
| Citywalk Plot 5.11 Main Works Contract BOQ (1).xlsx | B |  |  | NEW | CITYWALK PHASE-05, PLOT 5.11 | Residential | CITYWALK RESIDENTIAL 1 LLC |  | A — General Requirements | A | A00 | A0031 |  | 4.5 Co-operation | Item | Item | AED |  | Included | 9.01 | Preliminaries – Co-operation | Item | 85 | AI | ✓ | Unpriced
| Citywalk Plot 5.11 Main Works Contract BOQ (1).xlsx | C |  |  | NEW | CITYWALK PHASE-05, PLOT 5.11 | Residential | CITYWALK RESIDENTIAL 1 LLC |  | A — General Requirements | A | A00 | A0032 |  | 4.6 Setting Out | Item | Item | AED |  | Included | 9.01 | Preliminaries – Setting Out | Item | 85 | AI | ✓ | Unpriced
| Citywalk Plot 5.11 Main Works Contract BOQ (1).xlsx | D |  |  | NEW | CITYWALK PHASE-05, PLOT 5.11 | Residential | CITYWALK RESIDENTIAL 1 LLC |  | A — General Requirements | A | A00 | A0033 |  | 4.7 Safety Procedures | Item | Item | AED |  | Included | 9.01 | Preliminaries – Safety Procedures | Item | 85 | AI | ✓ | Unpriced
| Citywalk Plot 5.11 Main Works Contract BOQ (1).xlsx | E |  |  | NEW | CITYWALK PHASE-05, PLOT 5.11 | Residential | CITYWALK RESIDENTIAL 1 LLC |  | A — General Requirements | A | A00 | A0034 |  | 4.8 Quality Assurance | Item | Item | AED |  | Included | 9.01 | Preliminaries – Quality Assurance | Item | 85 | AI | ✓ | Unpriced
| Citywalk Plot 5.11 Main Works Contract BOQ (1).xlsx | F |  |  | NEW | CITYWALK PHASE-05, PLOT 5.11 | Residential | CITYWALK RESIDENTIAL 1 LLC |  | A — General Requirements | A | A05 | A0501 | Constructional plant | 4.9 Site Data | Item | Item | AED |  | Included | 9.01 | Preliminaries / General Requirements | Item | 61 | Fuzzy | ⚠ | Unpriced
| Citywalk Plot 5.11 Main Works Contract BOQ (1).xlsx | G |  |  | NEW | CITYWALK PHASE-05, PLOT 5.11 | Residential | CITYWALK RESIDENTIAL 1 LLC |  | A — General Requirements | A | A01 | A0100 | Conditions of contract | 4.10 Sufficiency of the Contract Price | Item | Item | AED |  | Included | 9.01 | Preliminaries / General Requirements | Item | 71 | Fuzzy | ⚠ | Unpriced
| Citywalk Plot 5.11 Main Works Contract BOQ (1).xlsx | H |  |  | NEW | CITYWALK PHASE-05, PLOT 5.11 | Residential | CITYWALK RESIDENTIAL 1 LLC |  | A — General Requirements | A | A01 | A0100 | Conditions of contract | 4.11 Unforeseeable Physical Conditions | Item | Item | AED |  | Included | 9.01 | Preliminaries / General Requirements | Item | 67 | Fuzzy | ⚠ | Unpriced
| Citywalk Plot 5.11 Main Works Contract BOQ (1).xlsx | J |  |  | NEW | CITYWALK PHASE-05, PLOT 5.11 | Residential | CITYWALK RESIDENTIAL 1 LLC |  | A — General Requirements | A | A06 | A0600 | Employer's facilities | 4.12 Rights of Way and Facilities | Item | Item | AED |  | Included | 9.01 | Preliminaries / General Requirements | Item | 70 | Fuzzy | ⚠ | Unpriced
| Citywalk Plot 5.11 Main Works Contract BOQ (1).xlsx | K |  |  | NEW | CITYWALK PHASE-05, PLOT 5.11 | Residential | CITYWALK RESIDENTIAL 1 LLC |  | A — General Requirements | A | A00 | A0035 |  | 4.13 Avoidance of Interference | Item | Item | AED |  | Included | 9.01 | Preliminaries – Avoidance of Interference | Item | 85 | AI | ✓ | Unpriced
| Citywalk Plot 5.11 Main Works Contract BOQ (1).xlsx | L |  |  | NEW | CITYWALK PHASE-05, PLOT 5.11 | Residential | CITYWALK RESIDENTIAL 1 LLC |  | A — General Requirements | A | A08 | A0801 | Temporary works | 4.14 Access Route | Item | Item | AED |  | Included | 9.01 | Preliminaries / General Requirements | Item | 63 | Fuzzy | ⚠ | Unpriced
| Citywalk Plot 5.11 Main Works Contract BOQ (1).xlsx | M |  |  | NEW | CITYWALK PHASE-05, PLOT 5.11 | Residential | CITYWALK RESIDENTIAL 1 LLC |  | A — General Requirements | A | A04 | A0401 | Contractor's administrative arrangements | 4.15 Transport of Goods | Item | Item | AED |  | Included | 9.01 | Preliminaries / General Requirements | Item | 68 | Fuzzy | ⚠ | Unpriced
| Citywalk Plot 5.11 Main Works Contract BOQ (1).xlsx | N |  |  | NEW | CITYWALK PHASE-05, PLOT 5.11 | Residential | CITYWALK RESIDENTIAL 1 LLC |  | Q — Mechanical Engineering Installations | Q | Q04 | Q0400 | Q4 Equipment | 4.16 Contractor's Equipment | Item | Item | AED |  | Included | 5.06 | Mechanical Engineering Installations | Length (m), Weight (t), Area (m²), Enumerated (nr), Item | 79 | Fuzzy | ⚠ | Unpriced
| Citywalk Plot 5.11 Main Works Contract BOQ (1).xlsx | P |  |  | NEW | CITYWALK PHASE-05, PLOT 5.11 | Residential | CITYWALK RESIDENTIAL 1 LLC |  | N — Special Construction | N | N01 | N0101 | N1 Generally | 4.17 Protection of the Environment | Item | Item | AED |  | Included | 5.13 | Specialist Installations | Enumerated (nr), Item | 62 | Fuzzy | ⚠ | Unpriced
| Citywalk Plot 5.11 Main Works Contract BOQ (1).xlsx | Q |  |  | NEW | CITYWALK PHASE-05, PLOT 5.11 | Residential | CITYWALK RESIDENTIAL 1 LLC |  | A — General Requirements | A | A00 | A0036 |  | 4.18 Electricity, Water and Gas | Item | Item | AED |  | Included | 9.01 | Preliminaries – Electricity, Water and Gas | Item | 85 | AI | ✓ | Unpriced
| Citywalk Plot 5.11 Main Works Contract BOQ (1).xlsx | R |  |  | NEW | CITYWALK PHASE-05, PLOT 5.11 | Residential | CITYWALK RESIDENTIAL 1 LLC |  | Q — Mechanical Engineering Installations | Q | Q04 | Q0400 | Q4 Equipment | 4.19 Employer's Equipment and Free-Issue Material | Item | Item | AED |  | Included | 5.06 | Mechanical Engineering Installations | Length (m), Weight (t), Area (m²), Enumerated (nr), Item | 79 | Fuzzy | ⚠ | Unpriced
| Citywalk Plot 5.11 Main Works Contract BOQ (1).xlsx | S |  |  | NEW | CITYWALK PHASE-05, PLOT 5.11 | Residential | CITYWALK RESIDENTIAL 1 LLC |  | A — General Requirements | A | A06 | A0601 | Employer's facilities | 4.20 Progress Reports | Item | Item | AED |  | Included | 9.01 | Preliminaries / General Requirements | Item | 65 | Fuzzy | ⚠ | Unpriced
| Citywalk Plot 5.11 Main Works Contract BOQ (1).xlsx | T |  |  | NEW | CITYWALK PHASE-05, PLOT 5.11 | Residential | CITYWALK RESIDENTIAL 1 LLC |  | A — General Requirements | A | A04 | A0401 | Contractor's administrative arrangements | 4.21 Security of the Site | Item | Item | AED |  | Included | 9.01 | Preliminaries / General Requirements | Item | 75 | Fuzzy | ⚠ | Unpriced
| Citywalk Plot 5.11 Main Works Contract BOQ (1).xlsx | U |  |  | NEW | CITYWALK PHASE-05, PLOT 5.11 | Residential | CITYWALK RESIDENTIAL 1 LLC |  | A — General Requirements | A | A07 | A0700 | Contractor's facilities | 4.22 Contractor's Operations on Site | Item | Item | AED |  | Included | 9.01 | Preliminaries / General Requirements | Item | 74 | Fuzzy | ⚠ | Unpriced
| Citywalk Plot 5.11 Main Works Contract BOQ (1).xlsx | V |  |  | NEW | CITYWALK PHASE-05, PLOT 5.11 | Residential | CITYWALK RESIDENTIAL 1 LLC |  | A — General Requirements | A | A00 | A0037 |  | 4.23 Fossils | Item | Item | AED |  | Included | 9.01 | Preliminaries – Fossils | Item | 85 | AI | ✓ | Unpriced
| Citywalk Plot 5.11 Main Works Contract BOQ (1).xlsx | A |  |  | NEW | CITYWALK PHASE-05, PLOT 5.11 | Residential | CITYWALK RESIDENTIAL 1 LLC |  | A — General Requirements | A | A00 | A0038 |  | 4.24 Assignment and Novation of Manufacturer's Warranties | Item | Item | AED |  | Included | 9.01 | Preliminaries – Assignment of Warranties | Item | 85 | AI | ✓ | Unpriced
| Citywalk Plot 5.11 Main Works Contract BOQ (1).xlsx | B |  |  | NEW | CITYWALK PHASE-05, PLOT 5.11 | Residential | CITYWALK RESIDENTIAL 1 LLC |  | R — Electrical Engineering Installations | R | R04 | R0401 | R4 Final sub-circuits and auxiliary installations | 4.25 Auxiliary Works | Item | Item | AED |  | Included | 5.08 | Electrical Engineering Installations | Length (m), Enumerated (nr), Item | 69 | Fuzzy | ⚠ | Unpriced
| Citywalk Plot 5.11 Main Works Contract BOQ (1).xlsx | C |  |  | NEW | CITYWALK PHASE-05, PLOT 5.11 | Residential | CITYWALK RESIDENTIAL 1 LLC |  | A — General Requirements | A | A00 | A0039 |  | 4.26 As-Built Documents | Item | Item | AED |  | Included | 9.01 | Preliminaries – As-Built Documents | Item | 85 | AI | ✓ | Unpriced
| Citywalk Plot 5.11 Main Works Contract BOQ (1).xlsx | D |  |  | NEW | CITYWALK PHASE-05, PLOT 5.11 | Residential | CITYWALK RESIDENTIAL 1 LLC |  | P — Conveying Systems | P | P02 | P0201 | P2 Sundries | 4.27 Operation and Maintenance Manuals | Item | Item | AED |  | Included | 5.10 | Lift and Conveyor Installations | Enumerated (nr), Item | 70 | Fuzzy | ⚠ | Unpriced
| Citywalk Plot 5.11 Main Works Contract BOQ (1).xlsx | E |  |  | NEW | CITYWALK PHASE-05, PLOT 5.11 | Residential | CITYWALK RESIDENTIAL 1 LLC |  | A — General Requirements | A | A00 | A0040 |  | Clause No. - 5 Nominated Subcontractors | Item | Item | AED |  | Included | 9.01 | Preliminaries – Nominated Subcontractors | Item | 85 | AI | ✓ | Unpriced
| Citywalk Plot 5.11 Main Works Contract BOQ (1).xlsx | F |  |  | NEW | CITYWALK PHASE-05, PLOT 5.11 | Residential | CITYWALK RESIDENTIAL 1 LLC |  | A — General Requirements | A | A00 | A0041 |  | Clause No. - 6 Staff and Labour | Item | Item | AED |  | Included | 9.01 | Preliminaries – Staff and Labour | Item | 85 | AI | ✓ | Unpriced
| Citywalk Plot 5.11 Main Works Contract BOQ (1).xlsx | G |  |  | NEW | CITYWALK PHASE-05, PLOT 5.11 | Residential | CITYWALK RESIDENTIAL 1 LLC |  | A — General Requirements | A | A00 | A0042 |  | Clause No. - 7 Plant, Materials and Workmanship | Item | Item | AED |  | Included | 9.01 | Preliminaries – Plant, Materials and Workmanship | Item | 85 | AI | ✓ | Unpriced
| Citywalk Plot 5.11 Main Works Contract BOQ (1).xlsx | H |  |  | NEW | CITYWALK PHASE-05, PLOT 5.11 | Residential | CITYWALK RESIDENTIAL 1 LLC |  | A — General Requirements | A | A00 | A0043 |  | Clause No. - 8 Commencement, Delays and Suspension | Item | Item | AED |  | Included | 9.01 | Preliminaries – Commencement, Delays and Suspension | Item | 85 | AI | ✓ | Unpriced
| Citywalk Plot 5.11 Main Works Contract BOQ (1).xlsx | J |  |  | NEW | CITYWALK PHASE-05, PLOT 5.11 | Residential | CITYWALK RESIDENTIAL 1 LLC |  | A — General Requirements | A | A00 | A0044 |  | Clause No. - 9 Tests on Completion | Item | Item | AED |  | Included | 9.01 | Preliminaries – Tests on Completion | Item | 85 | AI | ✓ | Unpriced
| Citywalk Plot 5.11 Main Works Contract BOQ (1).xlsx | K |  |  | NEW | CITYWALK PHASE-05, PLOT 5.11 | Residential | CITYWALK RESIDENTIAL 1 LLC |  | A — General Requirements | A | A06 | A0600 | Employer's facilities | Clause No. - 10 Employer's Taking Over | Item | Item | AED |  | Included | 9.01 | Preliminaries / General Requirements | Item | 69 | Fuzzy | ⚠ | Unpriced
| Citywalk Plot 5.11 Main Works Contract BOQ (1).xlsx | L |  |  | NEW | CITYWALK PHASE-05, PLOT 5.11 | Residential | CITYWALK RESIDENTIAL 1 LLC |  | A — General Requirements | A | A00 | A0045 |  | Clause No. - 11 Defects Liability | Item | Item | AED |  | Included | 9.01 | Preliminaries – Defects Liability | Item | 85 | AI | ✓ | Unpriced
| Citywalk Plot 5.11 Main Works Contract BOQ (1).xlsx | M |  |  | NEW | CITYWALK PHASE-05, PLOT 5.11 | Residential | CITYWALK RESIDENTIAL 1 LLC |  | A — General Requirements | A | A00 | A0046 |  | Clause No. - 12 Measurement and Evaluation | Item | Item | AED |  | Included | 9.01 | Preliminaries – Measurement and Evaluation | Item | 85 | AI | ✓ | Unpriced
| Citywalk Plot 5.11 Main Works Contract BOQ (1).xlsx | N |  |  | NEW | CITYWALK PHASE-05, PLOT 5.11 | Residential | CITYWALK RESIDENTIAL 1 LLC |  | A — General Requirements | A | A00 | A0047 |  | Clause No. - 13 Variation and Adjustments | Item | Item | AED |  | Included | 9.01 | Preliminaries – Variation and Adjustments | Item | 85 | AI | ✓ | Unpriced
| Citywalk Plot 5.11 Main Works Contract BOQ (1).xlsx | P |  |  | NEW | CITYWALK PHASE-05, PLOT 5.11 | Residential | CITYWALK RESIDENTIAL 1 LLC |  | A — General Requirements | A | A01 | A0100 | Conditions of contract | Clause No. - 14 Contract Price and Payment |  |  | AED |  | Included | 9.01 | Preliminaries / General Requirements | Item | 60 | Fuzzy | ⚠ | Unpriced
| Citywalk Plot 5.11 Main Works Contract BOQ (1).xlsx | Q |  |  | NEW | CITYWALK PHASE-05, PLOT 5.11 | Residential | CITYWALK RESIDENTIAL 1 LLC |  | A — General Requirements | A | A01 | A0102 | Conditions of contract | 14.1 The Contract Price | Item | Item | AED |  | Included | 9.01 | Preliminaries / General Requirements | Item | 68 | Fuzzy | ⚠ | Unpriced
| Citywalk Plot 5.11 Main Works Contract BOQ (1).xlsx | R |  |  | NEW | CITYWALK PHASE-05, PLOT 5.11 | Residential | CITYWALK RESIDENTIAL 1 LLC |  | A — General Requirements | A | A00 | A0048 |  | 14.2 Advance Payment | Item | Item | AED |  | 400000 | 9.01 | Preliminaries – Advance Payment | Item | 85 | AI | ✓ | Priced
| Citywalk Plot 5.11 Main Works Contract BOQ (1).xlsx | S |  |  | NEW | CITYWALK PHASE-05, PLOT 5.11 | Residential | CITYWALK RESIDENTIAL 1 LLC |  | A — General Requirements | A | A00 | A0049 |  | 14.3 Application for Interim Payment Certificates | Item | Item | AED |  | Included | 9.01 | Preliminaries – Interim Payment Certificates | Item | 85 | AI | ✓ | Unpriced
| Citywalk Plot 5.11 Main Works Contract BOQ (1).xlsx | T |  |  | NEW | CITYWALK PHASE-05, PLOT 5.11 | Residential | CITYWALK RESIDENTIAL 1 LLC |  | A — General Requirements | A | A01 | A0102 | Conditions of contract | Schedule of Contract Price | Item | Item | AED |  | Refer to PTC no. 5 item no. 6 of Additional items section | 9.01 | Preliminaries / General Requirements | Item | 79 | Fuzzy | ⚠ | Unpriced
| Citywalk Plot 5.11 Main Works Contract BOQ (1).xlsx | T |  |  | NEW | CITYWALK PHASE-05, PLOT 5.11 | Residential | CITYWALK RESIDENTIAL 1 LLC |  | J — Finishes | J | J06 | J0602 | J6 Decorations | 14.4 Application for Work Done | Item | Item | AED |  | Included | 3.01 | Internal Finishes | Area (m²), Length (m) | 62 | Fuzzy | ⚠ | Unpriced
| Citywalk Plot 5.11 Main Works Contract BOQ (1).xlsx | U |  |  | NEW | CITYWALK PHASE-05, PLOT 5.11 | Residential | CITYWALK RESIDENTIAL 1 LLC |  | A — General Requirements | A | A00 | A0050 |  | 14.5 Instalment Payment Estimates | Item | Item | AED |  | Included | 9.01 | Preliminaries – Demobilisation | Item | 85 | AI | ✓ | Unpriced
| Citywalk Plot 5.11 Main Works Contract BOQ (1).xlsx | A |  |  | NEW | CITYWALK PHASE-05, PLOT 5.11 | Residential | CITYWALK RESIDENTIAL 1 LLC |  | A — General Requirements | A | A09 | A0901 | Sundry items | 14.6 Plant and Materials intended for the Works | Item | Item | AED |  | Included | 9.01 | Preliminaries / General Requirements | Item | 66 | Fuzzy | ⚠ | Unpriced
| Citywalk Plot 5.11 Main Works Contract BOQ (1).xlsx | B |  |  | NEW | CITYWALK PHASE-05, PLOT 5.11 | Residential | CITYWALK RESIDENTIAL 1 LLC |  | A — General Requirements | A | A00 | A0051 |  | 14.7 Issue of Interim Payment Certificates | Item | Item | AED |  | Included | 9.01 | Preliminaries – Issue of Payment Certificates | Item | 85 | AI | ✓ | Unpriced
| Citywalk Plot 5.11 Main Works Contract BOQ (1).xlsx | C |  |  | NEW | CITYWALK PHASE-05, PLOT 5.11 | Residential | CITYWALK RESIDENTIAL 1 LLC |  | A — General Requirements | A | A00 | A0000 |  | 14.8 Payment | Item | Item | AED |  | Included | 9.01 | Preliminaries – Contract Administration | Item | 85 | AI | ✓ | Unpriced
| Citywalk Plot 5.11 Main Works Contract BOQ (1).xlsx | D |  |  | NEW | CITYWALK PHASE-05, PLOT 5.11 | Residential | CITYWALK RESIDENTIAL 1 LLC |  | A — General Requirements | A | A00 | A0000 |  | 14.9 Payment of Retention Money | Item | Item | AED |  | Included | 9.01 | Preliminaries – Contract Administration | Item | 85 | AI | ✓ | Unpriced
| Citywalk Plot 5.11 Main Works Contract BOQ (1).xlsx | E |  |  | NEW | CITYWALK PHASE-05, PLOT 5.11 | Residential | CITYWALK RESIDENTIAL 1 LLC |  | A — General Requirements | A | A00 | A0000 |  | 14.10 Statement at Taken Over | Item | Item | AED |  | Included | 9.01 | Preliminaries – Contract Administration | Item | 85 | AI | ✓ | Unpriced
| Citywalk Plot 5.11 Main Works Contract BOQ (1).xlsx | F |  |  | NEW | CITYWALK PHASE-05, PLOT 5.11 | Residential | CITYWALK RESIDENTIAL 1 LLC |  | A — General Requirements | A | A00 | A0000 |  | 14.11 Application for Final Payment Certificate | Item | Item | AED |  | Included | 9.01 | Preliminaries – Contract Administration | Item | 85 | AI | ✓ | Unpriced
| Citywalk Plot 5.11 Main Works Contract BOQ (1).xlsx | G |  |  | NEW | CITYWALK PHASE-05, PLOT 5.11 | Residential | CITYWALK RESIDENTIAL 1 LLC |  | A — General Requirements | A | A00 | A0000 |  | 14.12 Discharge |  |  | AED |  |  | 9.01 | Preliminaries – Contract Administration | Item | 85 | AI | ✓ | Unpriced
| Citywalk Plot 5.11 Main Works Contract BOQ (1).xlsx | H |  |  | NEW | CITYWALK PHASE-05, PLOT 5.11 | Residential | CITYWALK RESIDENTIAL 1 LLC |  | A — General Requirements | A | A00 | A0000 |  | 14.13 Issue of Final Payment Certificate | Item | Item | AED |  | Included | 9.01 | Preliminaries – Contract Administration | Item | 85 | AI | ✓ | Unpriced
| Citywalk Plot 5.11 Main Works Contract BOQ (1).xlsx | J |  |  | NEW | CITYWALK PHASE-05, PLOT 5.11 | Residential | CITYWALK RESIDENTIAL 1 LLC |  | A — General Requirements | A | A06 | A0600 | Employer's facilities | 14.14 Cessation of Employer's Liability | Item | Item | AED |  | Included | 9.01 | Preliminaries / General Requirements | Item | 73 | Fuzzy | ⚠ | Unpriced
| Citywalk Plot 5.11 Main Works Contract BOQ (1).xlsx | K |  |  | NEW | CITYWALK PHASE-05, PLOT 5.11 | Residential | CITYWALK RESIDENTIAL 1 LLC |  | A — General Requirements | A | A00 | A0000 |  | 14.15 Currencies of Payment | Item | Item | AED |  | Included | 9.01 | Preliminaries – Contract Administration | Item | 85 | AI | ✓ | Unpriced
| Citywalk Plot 5.11 Main Works Contract BOQ (1).xlsx | L |  |  | NEW | CITYWALK PHASE-05, PLOT 5.11 | Residential | CITYWALK RESIDENTIAL 1 LLC |  | A — General Requirements | A | A00 | A0000 |  | 14.16 Set Off | Item | Item | AED |  | Included | 9.01 | Preliminaries – Contract Administration | Item | 85 | AI | ✓ | Unpriced
| Citywalk Plot 5.11 Main Works Contract BOQ (1).xlsx | M |  |  | NEW | CITYWALK PHASE-05, PLOT 5.11 | Residential | CITYWALK RESIDENTIAL 1 LLC |  | A — General Requirements | A | A00 | A0000 |  | 14.17 Payment Manager | Item | Item | AED |  | Included | 9.01 | Preliminaries – Contract Administration | Item | 85 | AI | ✓ | Unpriced
| Citywalk Plot 5.11 Main Works Contract BOQ (1).xlsx | N |  |  | NEW | CITYWALK PHASE-05, PLOT 5.11 | Residential | CITYWALK RESIDENTIAL 1 LLC |  | A — General Requirements | A | A00 | A0000 |  | Clause No. - 15 Termination by Employer | Item | Item | AED |  | Included | 9.01 | Preliminaries – Contract Administration | Item | 85 | AI | ✓ | Unpriced
| Citywalk Plot 5.11 Main Works Contract BOQ (1).xlsx | P |  |  | NEW | CITYWALK PHASE-05, PLOT 5.11 | Residential | CITYWALK RESIDENTIAL 1 LLC |  | A — General Requirements | A | A00 | A0000 |  | Clause No. - 16 Suspension and Termination by Contractor | Item | Item | AED |  | Included | 9.01 | Preliminaries – Contract Administration | Item | 85 | AI | ✓ | Unpriced
| Citywalk Plot 5.11 Main Works Contract BOQ (1).xlsx | Q |  |  | NEW | CITYWALK PHASE-05, PLOT 5.11 | Residential | CITYWALK RESIDENTIAL 1 LLC |  | C — Concrete Work | C | C03 | C0304 | C3 Reinforcement | Clause No. - 17 Risk and Responsibility | Item | Item | AED |  | Included | 2.01 | Frame / Concrete Work | Volume (m³), Weight (t), Area (m²), Length (m), Enumerated (nr) | 61 | Fuzzy | ⚠ | Unpriced
| Citywalk Plot 5.11 Main Works Contract BOQ (1).xlsx | R |  |  | NEW | CITYWALK PHASE-05, PLOT 5.11 | Residential | CITYWALK RESIDENTIAL 1 LLC |  | A — General Requirements | A | A00 | A0000 |  | Clause No. - 18 Insurance | Item | Item | AED |  | 200000 | 9.01 | Preliminaries – Contract Administration | Item | 85 | AI | ✓ | Priced
| Citywalk Plot 5.11 Main Works Contract BOQ (1).xlsx | S |  |  | NEW | CITYWALK PHASE-05, PLOT 5.11 | Residential | CITYWALK RESIDENTIAL 1 LLC |  | A — General Requirements | A | A00 | A0000 |  | Clause No. - 19 Force Majeure | Item | Item | AED |  | Included | 9.01 | Preliminaries – Contract Administration | Item | 85 | AI | ✓ | Unpriced
| Citywalk Plot 5.11 Main Works Contract BOQ (1).xlsx | T |  |  | NEW | CITYWALK PHASE-05, PLOT 5.11 | Residential | CITYWALK RESIDENTIAL 1 LLC |  | B — Site Work | B | B05 | B0500 | B5 Demolitions and alterations | Clause No. - 20 Claims, Disputes and Arbitration | Item | Item | AED |  | Included | 8.01 | Site Works, Drainage, External Services & Landscaping | Volume (m³), Length (m), Area (m²), Enumerated (nr), Item | 61 | Fuzzy | ⚠ | Unpriced
| Citywalk Plot 5.11 Main Works Contract BOQ (1).xlsx | U |  |  | NEW | CITYWALK PHASE-05, PLOT 5.11 | Residential | CITYWALK RESIDENTIAL 1 LLC |  | A — General Requirements | A | A00 | A0000 |  | Clause No. - 21 Miscellaneous | Item | Item | AED |  | Included | 9.01 | Preliminaries – Contract Administration | Item | 85 | AI | ✓ | Unpriced
| Citywalk Plot 5.11 Main Works Contract BOQ (1).xlsx | A |  |  | NEW | CITYWALK PHASE-05, PLOT 5.11 | Residential | CITYWALK RESIDENTIAL 1 LLC |  | C — Concrete Work | C | C01 | C0102 | C1 Generally | Particular Conditions | Item | Item | AED |  | Included | 2.01 | Frame / Concrete Work | Volume (m³), Weight (t), Area (m²), Length (m), Enumerated (nr) | 69 | Fuzzy | ⚠ | Unpriced
| Citywalk Plot 5.11 Main Works Contract BOQ (1).xlsx | B |  |  | NEW | CITYWALK PHASE-05, PLOT 5.11 | Residential | CITYWALK RESIDENTIAL 1 LLC |  | A — General Requirements | A | A03 | A0301 | Restrictions | Access for and Possession or use of the Site | Item | Item | AED |  | Included | 9.01 | Preliminaries / General Requirements | Item | 79 | Fuzzy | ⚠ | Unpriced
| Citywalk Plot 5.11 Main Works Contract BOQ (1).xlsx | C |  |  | NEW | CITYWALK PHASE-05, PLOT 5.11 | Residential | CITYWALK RESIDENTIAL 1 LLC |  | A — General Requirements | A | A03 | A0301 | Restrictions | Limitations of working space | Item | Item | AED |  | Included | 9.01 | Preliminaries / General Requirements | Item | 79 | Fuzzy | ⚠ | Unpriced
| Citywalk Plot 5.11 Main Works Contract BOQ (1).xlsx | D |  |  | NEW | CITYWALK PHASE-05, PLOT 5.11 | Residential | CITYWALK RESIDENTIAL 1 LLC |  | A — General Requirements | A | A03 | A0301 | Restrictions | Limitations of working hours | Item | Item | AED |  | Included | 9.01 | Preliminaries / General Requirements | Item | 79 | Fuzzy | ⚠ | Unpriced
| Citywalk Plot 5.11 Main Works Contract BOQ (1).xlsx | E |  |  | NEW | CITYWALK PHASE-05, PLOT 5.11 | Residential | CITYWALK RESIDENTIAL 1 LLC |  | A — General Requirements | A | A03 | A0301 | Restrictions | Maintenance of existing services on, under or over the Site | Item | Item | AED |  | 25000 | 9.01 | Preliminaries / General Requirements | Item | 79 | Fuzzy | ⚠ | Priced
| Citywalk Plot 5.11 Main Works Contract BOQ (1).xlsx | F |  |  | NEW | CITYWALK PHASE-05, PLOT 5.11 | Residential | CITYWALK RESIDENTIAL 1 LLC |  | A — General Requirements | A | A03 | A0301 | Restrictions | Execution of the Works in specific order, sections or phases | Item | Item | AED |  | Included | 9.01 | Preliminaries / General Requirements | Item | 79 | Fuzzy | ⚠ | Unpriced
| Citywalk Plot 5.11 Main Works Contract BOQ (1).xlsx | G |  |  | NEW | CITYWALK PHASE-05, PLOT 5.11 | Residential | CITYWALK RESIDENTIAL 1 LLC |  | A — General Requirements | A | A04 | A0401 | Contractor's administrative arrangements | Site administration | Item | Item | AED |  | 4500000 | 9.01 | Preliminaries / General Requirements | Item | 79 | Fuzzy | ⚠ | Priced
| Citywalk Plot 5.11 Main Works Contract BOQ (1).xlsx | H |  |  | NEW | CITYWALK PHASE-05, PLOT 5.11 | Residential | CITYWALK RESIDENTIAL 1 LLC |  | A — General Requirements | A | A04 | A0401 | Contractor's administrative arrangements | Supervision | Item | Item | AED | 0.1 | 8243396 | 9.01 | Preliminaries / General Requirements | Item | 79 | Fuzzy | ⚠ | Priced
| Citywalk Plot 5.11 Main Works Contract BOQ (1).xlsx | J |  |  | NEW | CITYWALK PHASE-05, PLOT 5.11 | Residential | CITYWALK RESIDENTIAL 1 LLC |  | P — Conveying Systems | P | P03 | P0301 | P3 Work incidental to conveying systems | Co-ordination of the Works | Item | Item | AED | 0.36 | 300000 | 5.10 | Lift and Conveyor Installations | Enumerated (nr), Item | 72 | Fuzzy | ⚠ | Priced
| Citywalk Plot 5.11 Main Works Contract BOQ (1).xlsx | K |  |  | NEW | CITYWALK PHASE-05, PLOT 5.11 | Residential | CITYWALK RESIDENTIAL 1 LLC |  | A — General Requirements | A | A04 | A0401 | Contractor's administrative arrangements | Security | Item | Item | AED |  | 300000 | 9.01 | Preliminaries / General Requirements | Item | 79 | Fuzzy | ⚠ | Priced
| Citywalk Plot 5.11 Main Works Contract BOQ (1).xlsx | L |  |  | NEW | CITYWALK PHASE-05, PLOT 5.11 | Residential | CITYWALK RESIDENTIAL 1 LLC |  | A — General Requirements | A | A04 | A0401 | Contractor's administrative arrangements | Safety, health and welfare of workpeople | Item | Item | AED |  | 350000 | 9.01 | Preliminaries / General Requirements | Item | 79 | Fuzzy | ⚠ | Priced
| Citywalk Plot 5.11 Main Works Contract BOQ (1).xlsx | M |  |  | NEW | CITYWALK PHASE-05, PLOT 5.11 | Residential | CITYWALK RESIDENTIAL 1 LLC |  | A — General Requirements | A | A04 | A0401 | Contractor's administrative arrangements | Transport of workpeople | Item | Item | AED | 0.36 | 600000 | 9.01 | Preliminaries / General Requirements | Item | 79 | Fuzzy | ⚠ | Priced
| Citywalk Plot 5.11 Main Works Contract BOQ (1).xlsx | N |  |  | NEW | CITYWALK PHASE-05, PLOT 5.11 | Residential | CITYWALK RESIDENTIAL 1 LLC |  | A — General Requirements | A | A05 | A0501 | Constructional plant | Small plant and tools | Item | Item | AED | 0.28 | 300000 | 9.01 | Preliminaries / General Requirements | Item | 79 | Fuzzy | ⚠ | Priced
| Citywalk Plot 5.11 Main Works Contract BOQ (1).xlsx | P |  |  | NEW | CITYWALK PHASE-05, PLOT 5.11 | Residential | CITYWALK RESIDENTIAL 1 LLC |  | A — General Requirements | A | A05 | A0501 | Constructional plant | Scaffolding | Item | Item | AED | 0.28 | 600000 | 9.01 | Preliminaries / General Requirements | Item | 79 | Fuzzy | ⚠ | Priced
| Citywalk Plot 5.11 Main Works Contract BOQ (1).xlsx | Q |  |  | NEW | CITYWALK PHASE-05, PLOT 5.11 | Residential | CITYWALK RESIDENTIAL 1 LLC |  | A — General Requirements | A | A05 | A0501 | Constructional plant | Cranes and lifting plant | Item | Item | AED | 0.24 | 3000000 | 9.01 | Preliminaries / General Requirements | Item | 79 | Fuzzy | ⚠ | Priced
| Citywalk Plot 5.11 Main Works Contract BOQ (1).xlsx | R |  |  | NEW | CITYWALK PHASE-05, PLOT 5.11 | Residential | CITYWALK RESIDENTIAL 1 LLC |  | A — General Requirements | A | A04 | A0401 | Contractor's administrative arrangements | Transport | Item | Item | AED | 0.36 | 150000 | 9.01 | Preliminaries / General Requirements | Item | 79 | Fuzzy | ⚠ | Priced
| Citywalk Plot 5.11 Main Works Contract BOQ (1).xlsx | S |  |  | NEW | CITYWALK PHASE-05, PLOT 5.11 | Residential | CITYWALK RESIDENTIAL 1 LLC |  | A — General Requirements | A | A09 | A0901 | Sundry items | Other plant not listed above but necessary for the completion of the Works | Item | Item | AED | 0.36 | 25000 | 9.01 | Preliminaries / General Requirements | Item | 72 | Fuzzy | ⚠ | Priced
| Citywalk Plot 5.11 Main Works Contract BOQ (1).xlsx | A |  |  | NEW | CITYWALK PHASE-05, PLOT 5.11 | Residential | CITYWALK RESIDENTIAL 1 LLC |  | B — Site Work | B | B19 | B1905 | B19 Underground drainage | Third Party Inspection | Item | Item | AED | 1 | 40000 | 8.01 | Site Works, Drainage, External Services & Landscaping | Volume (m³), Length (m), Area (m²), Enumerated (nr), Item | 66 | Fuzzy | ⚠ | Priced
| Citywalk Plot 5.11 Main Works Contract BOQ (1).xlsx | B |  |  | NEW | CITYWALK PHASE-05, PLOT 5.11 | Residential | CITYWALK RESIDENTIAL 1 LLC |  | A — General Requirements | A | A04 | A0401 | Contractor's administrative arrangements | Off Site Storage | Item | Item | AED |  | Included | 9.01 | Preliminaries / General Requirements | Item | 60 | Fuzzy | ⚠ | Unpriced
| Citywalk Plot 5.11 Main Works Contract BOQ (1).xlsx | C |  |  | NEW | CITYWALK PHASE-05, PLOT 5.11 | Residential | CITYWALK RESIDENTIAL 1 LLC |  | B — Site Work | B | B01 | B0100 | B1 Site exploration generally | Site photographs | Item | Item | AED | 1 | 25000 | 8.01 | Site Works, Drainage, External Services & Landscaping | Volume (m³), Length (m), Area (m²), Enumerated (nr), Item | 61 | Fuzzy | ⚠ | Priced
| Citywalk Plot 5.11 Main Works Contract BOQ (1).xlsx | D |  |  | NEW | CITYWALK PHASE-05, PLOT 5.11 | Residential | CITYWALK RESIDENTIAL 1 LLC |  | A — General Requirements | A | A07 | A0701 | Contractor's facilities | Employers and Consultants Accommodation | Item | Item | AED |  | 25000 | 9.01 | Preliminaries / General Requirements | Item | 68 | Fuzzy | ⚠ | Priced
| Citywalk Plot 5.11 Main Works Contract BOQ (1).xlsx | E |  |  | NEW | CITYWALK PHASE-05, PLOT 5.11 | Residential | CITYWALK RESIDENTIAL 1 LLC |  | A — General Requirements | A | A07 | A0701 | Contractor's facilities | Offices, laboratories, compounds, stores, messing facilities and living accommodation | Item | Item | AED |  | 1000000 | 9.01 | Preliminaries / General Requirements | Item | 79 | Fuzzy | ⚠ | Priced
| Citywalk Plot 5.11 Main Works Contract BOQ (1).xlsx | F |  |  | NEW | CITYWALK PHASE-05, PLOT 5.11 | Residential | CITYWALK RESIDENTIAL 1 LLC |  | F — Woodwork | F | F07 | F0701 | F7 Composite items | Off-site storage | Item | Item | AED |  | Included | 2.01 | Frame / Woodwork | Length (m), Area (m²), Enumerated (nr) | 65 | Fuzzy | ⚠ | Unpriced
| Citywalk Plot 5.11 Main Works Contract BOQ (1).xlsx | G |  |  | NEW | CITYWALK PHASE-05, PLOT 5.11 | Residential | CITYWALK RESIDENTIAL 1 LLC |  | A — General Requirements | A | A07 | A0701 | Contractor's facilities | Temporary fencing, hoardings, screens and guardrails | Item | Item | AED |  | 120000 | 9.01 | Preliminaries / General Requirements | Item | 79 | Fuzzy | ⚠ | Priced
| Citywalk Plot 5.11 Main Works Contract BOQ (1).xlsx | H |  |  | NEW | CITYWALK PHASE-05, PLOT 5.11 | Residential | CITYWALK RESIDENTIAL 1 LLC |  | A — General Requirements | A | A07 | A0701 | Contractor's facilities | Temporary roads, hardstandings and crossings | Item | Item | AED |  | 20000 | 9.01 | Preliminaries / General Requirements | Item | 79 | Fuzzy | ⚠ | Priced
| Citywalk Plot 5.11 Main Works Contract BOQ (1).xlsx | J |  |  | NEW | CITYWALK PHASE-05, PLOT 5.11 | Residential | CITYWALK RESIDENTIAL 1 LLC |  | A — General Requirements | A | A07 | A0701 | Contractor's facilities | Water for the Works | Item | Item | AED | 0.36 | 950000 | 9.01 | Preliminaries / General Requirements | Item | 79 | Fuzzy | ⚠ | Priced
| Citywalk Plot 5.11 Main Works Contract BOQ (1).xlsx | K |  |  | NEW | CITYWALK PHASE-05, PLOT 5.11 | Residential | CITYWALK RESIDENTIAL 1 LLC |  | A — General Requirements | A | A08 | A0801 | Temporary works | Compressed air for the Works | Item | Item | AED |  | Included | 9.01 | Preliminaries / General Requirements | Item | 76 | Fuzzy | ⚠ | Unpriced
| Citywalk Plot 5.11 Main Works Contract BOQ (1).xlsx | L |  |  | NEW | CITYWALK PHASE-05, PLOT 5.11 | Residential | CITYWALK RESIDENTIAL 1 LLC |  | A — General Requirements | A | A07 | A0701 | Contractor's facilities | Lighting and power for the Works | Item | Item | AED | 0.3 | 2500000 | 9.01 | Preliminaries / General Requirements | Item | 79 | Fuzzy | ⚠ | Priced
| Citywalk Plot 5.11 Main Works Contract BOQ (1).xlsx | M |  |  | NEW | CITYWALK PHASE-05, PLOT 5.11 | Residential | CITYWALK RESIDENTIAL 1 LLC |  | A — General Requirements | A | A08 | A0800 | Temporary works | Temporary telephones, electronic mail and facsimile facilities | Item | Item | AED | 0.35 | 450000 | 9.01 | Preliminaries / General Requirements | Item | 79 | Fuzzy | ⚠ | Priced
| Citywalk Plot 5.11 Main Works Contract BOQ (1).xlsx | N |  |  | NEW | CITYWALK PHASE-05, PLOT 5.11 | Residential | CITYWALK RESIDENTIAL 1 LLC |  | A — General Requirements | A | A08 | A0801 | Temporary works | Traffic diversion | Item | Item | AED |  | Included | 9.01 | Preliminaries / General Requirements | Item | 79 | Fuzzy | ⚠ | Unpriced
| Citywalk Plot 5.11 Main Works Contract BOQ (1).xlsx | P |  |  | NEW | CITYWALK PHASE-05, PLOT 5.11 | Residential | CITYWALK RESIDENTIAL 1 LLC |  | A — General Requirements | A | A08 | A0801 | Temporary works | Access roads | Item | Item | AED |  | Included | 9.01 | Preliminaries / General Requirements | Item | 79 | Fuzzy | ⚠ | Unpriced
| Citywalk Plot 5.11 Main Works Contract BOQ (1).xlsx | Q |  |  | NEW | CITYWALK PHASE-05, PLOT 5.11 | Residential | CITYWALK RESIDENTIAL 1 LLC |  | B — Site Work | B | B05 | B0500 | B5 Demolitions and alterations | Design and removal | Item | Item | AED |  | Included | 8.01 | Site Works, Drainage, External Services & Landscaping | Volume (m³), Length (m), Area (m²), Enumerated (nr), Item | 60 | Fuzzy | ⚠ | Unpriced
| Citywalk Plot 5.11 Main Works Contract BOQ (1).xlsx | R |  |  | NEW | CITYWALK PHASE-05, PLOT 5.11 | Residential | CITYWALK RESIDENTIAL 1 LLC |  | A — General Requirements | A | A08 | A0801 | Temporary works | Pumping | Item | Item | AED |  | Included | 9.01 | Preliminaries / General Requirements | Item | 79 | Fuzzy | ⚠ | Unpriced
| Citywalk Plot 5.11 Main Works Contract BOQ (1).xlsx | S |  |  | NEW | CITYWALK PHASE-05, PLOT 5.11 | Residential | CITYWALK RESIDENTIAL 1 LLC |  | B — Site Work | B | B04 | B0403 | B4 Site preparation | Dewatering | Item | Item | AED |  | Included | 8.01 | External Works – Site Prep | Item | 90 | Rule | ✓ | Unpriced
| Citywalk Plot 5.11 Main Works Contract BOQ (1).xlsx | A |  |  | NEW | CITYWALK PHASE-05, PLOT 5.11 | Residential | CITYWALK RESIDENTIAL 1 LLC |  | A — General Requirements | A | A06 | A0601 | Employer's facilities | Services and Facilities | Item | Item | AED |  | Included | 9.01 | Preliminaries / General Requirements | Item | 69 | Fuzzy | ⚠ | Unpriced
| Citywalk Plot 5.11 Main Works Contract BOQ (1).xlsx | B |  |  | NEW | CITYWALK PHASE-05, PLOT 5.11 | Residential | CITYWALK RESIDENTIAL 1 LLC |  | A — General Requirements | A | A08 | A0801 | Temporary works | Wild Air | Item | Item | AED |  | Refer to PTC No.5, Item 11 of Section A | 9.01 | Preliminaries / General Requirements | Item | 63 | Fuzzy | ⚠ | Unpriced
| Citywalk Plot 5.11 Main Works Contract BOQ (1).xlsx | C |  |  | NEW | CITYWALK PHASE-05, PLOT 5.11 | Residential | CITYWALK RESIDENTIAL 1 LLC |  | A — General Requirements | A | A09 | A0901 | Sundry items | Testing of materials | Item | Item | AED | 0.7 | 70000 | 9.01 | Preliminaries / General Requirements | Item | 79 | Fuzzy | ⚠ | Priced
| Citywalk Plot 5.11 Main Works Contract BOQ (1).xlsx | D |  |  | NEW | CITYWALK PHASE-05, PLOT 5.11 | Residential | CITYWALK RESIDENTIAL 1 LLC |  | A — General Requirements | A | A09 | A0901 | Sundry items | Testing of the Works | Item | Item | AED |  | Included | 9.01 | Preliminaries / General Requirements | Item | 79 | Fuzzy | ⚠ | Unpriced
| Citywalk Plot 5.11 Main Works Contract BOQ (1).xlsx | E |  |  | NEW | CITYWALK PHASE-05, PLOT 5.11 | Residential | CITYWALK RESIDENTIAL 1 LLC |  | A — General Requirements | A | A09 | A0901 | Sundry items | Protecting the Works from inclement weather | Item | Item | AED |  | Included | 9.01 | Preliminaries / General Requirements | Item | 79 | Fuzzy | ⚠ | Unpriced
| Citywalk Plot 5.11 Main Works Contract BOQ (1).xlsx | F |  |  | NEW | CITYWALK PHASE-05, PLOT 5.11 | Residential | CITYWALK RESIDENTIAL 1 LLC |  | D — Masonry | D | D02 | D0201 | D2 Walls and piers | Precautions against fire | Item | Item | AED | 0.7 | 100000 | 2.05 | External Walls / Masonry | Area (m²), Length (m), Volume (m³) | 60 | Fuzzy | ⚠ | Priced
| Citywalk Plot 5.11 Main Works Contract BOQ (1).xlsx | G |  |  | NEW | CITYWALK PHASE-05, PLOT 5.11 | Residential | CITYWALK RESIDENTIAL 1 LLC |  | A — General Requirements | A | A09 | A0901 | Sundry items | Removing rubbish, protective casings and coverings and cleaning the Works at completion | Item | Item | AED | 0.7 | 350000 | 9.01 | Preliminaries / General Requirements | Item | 79 | Fuzzy | ⚠ | Priced
| Citywalk Plot 5.11 Main Works Contract BOQ (1).xlsx | H |  |  | NEW | CITYWALK PHASE-05, PLOT 5.11 | Residential | CITYWALK RESIDENTIAL 1 LLC |  | A — General Requirements | A | A09 | A0901 | Sundry items | Traffic regulations | Item | Item | AED |  | Included | 9.01 | Preliminaries / General Requirements | Item | 79 | Fuzzy | ⚠ | Unpriced
| Citywalk Plot 5.11 Main Works Contract BOQ (1).xlsx | J |  |  | NEW | CITYWALK PHASE-05, PLOT 5.11 | Residential | CITYWALK RESIDENTIAL 1 LLC |  | A — General Requirements | A | A09 | A0901 | Sundry items | Maintenance of public and private roads | Item | Item | AED |  | Included within the plot limit | 9.01 | Preliminaries / General Requirements | Item | 79 | Fuzzy | ⚠ | Unpriced
| Citywalk Plot 5.11 Main Works Contract BOQ (1).xlsx | K |  |  | NEW | CITYWALK PHASE-05, PLOT 5.11 | Residential | CITYWALK RESIDENTIAL 1 LLC |  | A — General Requirements | A | A09 | A0901 | Sundry items | Drying the Works | Item | Item | AED |  | Included | 9.01 | Preliminaries / General Requirements | Item | 79 | Fuzzy | ⚠ | Unpriced
| Citywalk Plot 5.11 Main Works Contract BOQ (1).xlsx | L |  |  | NEW | CITYWALK PHASE-05, PLOT 5.11 | Residential | CITYWALK RESIDENTIAL 1 LLC |  | A — General Requirements | A | A09 | A0901 | Sundry items | Control of noise and pollution | Item | Item | AED |  | Included | 9.01 | Preliminaries / General Requirements | Item | 79 | Fuzzy | ⚠ | Unpriced
| Citywalk Plot 5.11 Main Works Contract BOQ (1).xlsx | M |  |  | NEW | CITYWALK PHASE-05, PLOT 5.11 | Residential | CITYWALK RESIDENTIAL 1 LLC |  | A — General Requirements | A | A09 | A0901 | Sundry items | Statutory obligations | Item | Item | AED |  | Included | 9.01 | Preliminaries / General Requirements | Item | 79 | Fuzzy | ⚠ | Unpriced
| Citywalk Plot 5.11 Main Works Contract BOQ (1).xlsx | N |  |  | NEW | CITYWALK PHASE-05, PLOT 5.11 | Residential | CITYWALK RESIDENTIAL 1 LLC |  | A — General Requirements | A | A03 | A0300 | Restrictions | Project notice boards | Item | Item | AED |  | Included | 9.01 | Preliminaries – Site Facilities & Temporary Works | Item | 80 | AI | ⚠ | Unpriced
| Citywalk Plot 5.11 Main Works Contract BOQ (1).xlsx | P |  |  | NEW | CITYWALK PHASE-05, PLOT 5.11 | Residential | CITYWALK RESIDENTIAL 1 LLC |  | A — General Requirements | A | A02 | A0200 | Specification | All mock-ups, prototypes and samples required by the Specification and the Drawings | Item | Item | AED | 0.7 | 60000 | 9.01 | Preliminaries / General Requirements | Item | 79 | Fuzzy | ⚠ | Priced
| Citywalk Plot 5.11 Main Works Contract BOQ (1).xlsx | Q |  |  | NEW | CITYWALK PHASE-05, PLOT 5.11 | Residential | CITYWALK RESIDENTIAL 1 LLC |  | A — General Requirements | A | A09 | A0901 | Sundry items | Design of the Works to the extent provided for in the Contract | Item | Item | AED |  | Included | 9.01 | Preliminaries / General Requirements | Item | 71 | Fuzzy | ⚠ | Unpriced
| Citywalk Plot 5.11 Main Works Contract BOQ (1).xlsx | R |  |  | NEW | CITYWALK PHASE-05, PLOT 5.11 | Residential | CITYWALK RESIDENTIAL 1 LLC |  | A — General Requirements | A | A00 | A0000 |  | Sustainable design requirements | Item | Item | AED |  | 100000 | 9.01 | Preliminaries / General Requirements | Item | 65 | Fuzzy | ⚠ | Priced
| Citywalk Plot 5.11 Main Works Contract BOQ (1).xlsx | S |  |  | NEW | CITYWALK PHASE-05, PLOT 5.11 | Residential | CITYWALK RESIDENTIAL 1 LLC |  | R — Electrical Engineering Installations | R | R06 | R0600 | R6 Control gear | Provision of as-built drawings, specifications, method statements, quality control records, operations and maintenance manuals, manufacturers literature, certificates, risk assessments and other information requested by the Employer | Item | Item | AED | 1 | 120000 | 5.08 | Electrical Engineering Installations | Length (m), Enumerated (nr), Item | 65 | Fuzzy | ⚠ | Priced
| Citywalk Plot 5.11 Main Works Contract BOQ (1).xlsx | A |  |  | NEW | CITYWALK PHASE-05, PLOT 5.11 | Residential | CITYWALK RESIDENTIAL 1 LLC |  | A — General Requirements | A | A00 | A0000 |  | Warranties | Item | Item | AED | 1 | 80000 | 9.01 | Preliminaries – Contract Administration | Item | 80 | AI | ⚠ | Priced
| Citywalk Plot 5.11 Main Works Contract BOQ (1).xlsx | B |  |  | NEW | CITYWALK PHASE-05, PLOT 5.11 | Residential | CITYWALK RESIDENTIAL 1 LLC |  | A — General Requirements | A | A02 | A0200 | Specification | Spares as per specifications | Item | Item | AED |  | Included in respective BOQ items | 9.01 | Preliminaries / General Requirements | Item | 79 | Fuzzy | ⚠ | Unpriced
| Citywalk Plot 5.11 Main Works Contract BOQ (1).xlsx | C |  |  | NEW | CITYWALK PHASE-05, PLOT 5.11 | Residential | CITYWALK RESIDENTIAL 1 LLC |  | A — General Requirements | A | A09 | A0901 | Sundry items | Pest Control | Item | Item | AED | 1 | 5000 | 9.01 | Preliminaries / General Requirements | Item | 74 | Fuzzy | ⚠ | Priced
| Citywalk Plot 5.11 Main Works Contract BOQ (1).xlsx | D |  |  | NEW | CITYWALK PHASE-05, PLOT 5.11 | Residential | CITYWALK RESIDENTIAL 1 LLC |  | A — General Requirements | A | A06 | A0601 | Employer's facilities | Project close out requirements | Item | Item | AED |  | 25000 | 9.01 | Preliminaries / General Requirements | Item | 64 | Fuzzy | ⚠ | Priced
| Citywalk Plot 5.11 Main Works Contract BOQ (1).xlsx | A |  |  | NEW | CITYWALK PHASE-05, PLOT 5.11 | Residential | CITYWALK RESIDENTIAL 1 LLC |  | A — General Requirements | A | A00 | A0000 |  | Allow for any other General Requirements which are not included above but which are required to complete the Works (Tenderer to list below): | Item | Item | AED |  | 0 | 9.01 | Preliminaries / General Requirements | Item | 79 | Fuzzy | ⚠ | Unpriced
| Citywalk Plot 5.11 Main Works Contract BOQ (1).xlsx | A |  |  | NEW | CITYWALK PHASE-05, PLOT 5.11 | Residential | CITYWALK RESIDENTIAL 1 LLC |  | B — Site Work | B | B01 | B0101 | B1 Site exploration generally | To plot limit | 4611 | m² | AED | 6 | 27666 | 8.01 | External Works – Site Clearance | Item | 85 | AI | ✓ | Priced
| Citywalk Plot 5.11 Main Works Contract BOQ (1).xlsx | B |  |  | NEW | CITYWALK PHASE-05, PLOT 5.11 | Residential | CITYWALK RESIDENTIAL 1 LLC |  | F — Woodwork | F | F04 | F0401 | F4 Grounds and battens | To horizontal surface | 2974 | m² | AED | 5 | 14870 | 3.01 | Woodwork – Cladding Panel | Area (m²) | 85 | Rule | ✓ | Priced
| Citywalk Plot 5.11 Main Works Contract BOQ (1).xlsx | C |  |  | NEW | CITYWALK PHASE-05, PLOT 5.11 | Residential | CITYWALK RESIDENTIAL 1 LLC |  | B — Site Work | B | B04 | B0403 | B4 Site preparation | Dewatering | 1 | Item | AED | 943344 | 943344 | 8.01 | External Works – Site Prep | Item | 90 | Rule | ✓ | Priced
| Citywalk Plot 5.11 Main Works Contract BOQ (1).xlsx | D |  |  | NEW | CITYWALK PHASE-05, PLOT 5.11 | Residential | CITYWALK RESIDENTIAL 1 LLC |  | B — Site Work | B | B19 | B1904 | B19 Underground drainage | 1000mm diameter piles | 166 | Nr. | AED | 1545 | 256470 | 8.01 | Site Works, Drainage, External Services & Landscaping | Volume (m³), Length (m), Area (m²), Enumerated (nr), Item | 78 | Fuzzy | ⚠ | Priced
| Citywalk Plot 5.11 Main Works Contract BOQ (1).xlsx | A |  |  | NEW | CITYWALK PHASE-05, PLOT 5.11 | Residential | CITYWALK RESIDENTIAL 1 LLC |  | C — Concrete Work | C | C02 | C0201 | C2 Poured concrete | Excavation to reduce level; for pile caps | 103 | m³ | AED | 75 | 7725 | 2.01 | Substructure | Volume (m³) | 95 | Rule | ✓ | Priced
| Citywalk Plot 5.11 Main Works Contract BOQ (1).xlsx | B |  |  | NEW | CITYWALK PHASE-05, PLOT 5.11 | Residential | CITYWALK RESIDENTIAL 1 LLC |  | B — Site Work | B | B09 | B0900 | B9 Excavation | Excavation to reduce level; to paving area | 118 | m³ | AED | 75 | 8850 | 8.01 | Site Works, Drainage, External Services & Landscaping | Volume (m³), Length (m), Area (m²), Enumerated (nr), Item | 79 | Fuzzy | ⚠ | Priced
| Citywalk Plot 5.11 Main Works Contract BOQ (1).xlsx | A |  |  | NEW | CITYWALK PHASE-05, PLOT 5.11 | Residential | CITYWALK RESIDENTIAL 1 LLC |  | C — Concrete Work | C | C02 | C0201 | C2 Poured concrete | Surplus from pile cap excavation | 103 | m³ | AED | 25 | 2575 | 2.01 | Substructure | Volume (m³) | 95 | Rule | ✓ | Priced
| Citywalk Plot 5.11 Main Works Contract BOQ (1).xlsx | B |  |  | NEW | CITYWALK PHASE-05, PLOT 5.11 | Residential | CITYWALK RESIDENTIAL 1 LLC |  | B — Site Work | B | B02 | B0202 | B2 Trial holes | Surplus from paving area | 118 | m³ | AED | 25 | 2950 | 8.01 | External Works – Earthworks Excavation | Volume (m³) | 80 | AI | ⚠ | Priced
| Citywalk Plot 5.11 Main Works Contract BOQ (1).xlsx | C |  |  | NEW | CITYWALK PHASE-05, PLOT 5.11 | Residential | CITYWALK RESIDENTIAL 1 LLC |  | B — Site Work | B | B05 | B0503 | B5 Demolitions and alterations | 160mm diameter; average depth 750 - 1000mm | 1 | m | AED | 5 | 5 | 5.03 | Disposal – Foul Drainage Pipe | Length (m) | 88 | AI | ✓ | Priced
| Citywalk Plot 5.11 Main Works Contract BOQ (1).xlsx | D |  |  | NEW | CITYWALK PHASE-05, PLOT 5.11 | Residential | CITYWALK RESIDENTIAL 1 LLC |  | Q — Mechanical Engineering Installations | Q | Q02 | Q0201 | Q2 Pipework and gutterwork | 200mm diameter; average depth 750 - 1000mm | 3 | m | AED | 5 | 15 | 3.01 | Mechanical – Drainage Pipe | Length (m) | 90 | Rule | ✓ | Priced
| Citywalk Plot 5.11 Main Works Contract BOQ (1).xlsx | E |  |  | NEW | CITYWALK PHASE-05, PLOT 5.11 | Residential | CITYWALK RESIDENTIAL 1 LLC |  | Q — Mechanical Engineering Installations | Q | Q02 | Q0201 | Q2 Pipework and gutterwork | 200mm diameter; average depth 1000 - 1250mm | 30 | m | AED | 5 | 150 | 3.01 | Mechanical – Drainage Pipe | Length (m) | 90 | Rule | ✓ | Priced
| Citywalk Plot 5.11 Main Works Contract BOQ (1).xlsx | F |  |  | NEW | CITYWALK PHASE-05, PLOT 5.11 | Residential | CITYWALK RESIDENTIAL 1 LLC |  | Q — Mechanical Engineering Installations | Q | Q02 | Q0201 | Q2 Pipework and gutterwork | 75mm diameter; average depth 500 - 750mm | 4 | m | AED | 5 | 20 | 3.01 | Mechanical – Drainage Pipe | Length (m) | 88 | Rule | ✓ | Priced
| Citywalk Plot 5.11 Main Works Contract BOQ (1).xlsx | G |  |  | NEW | CITYWALK PHASE-05, PLOT 5.11 | Residential | CITYWALK RESIDENTIAL 1 LLC |  | Q — Mechanical Engineering Installations | Q | Q02 | Q0201 | Q2 Pipework and gutterwork | 110mm diameter; average depth 500 - 750mm | 76 | m | AED | 5 | 380 | 3.01 | Mechanical – Drainage Pipe | Length (m) | 90 | Rule | ✓ | Priced
| Citywalk Plot 5.11 Main Works Contract BOQ (1).xlsx | H |  |  | NEW | CITYWALK PHASE-05, PLOT 5.11 | Residential | CITYWALK RESIDENTIAL 1 LLC |  | Q — Mechanical Engineering Installations | Q | Q02 | Q0201 | Q2 Pipework and gutterwork | 110mm diameter; average depth 1000 - 1250mm | 1 | m | AED | 5 | 5 | 3.01 | Mechanical – Drainage Pipe | Length (m) | 90 | Rule | ✓ | Priced
| Citywalk Plot 5.11 Main Works Contract BOQ (1).xlsx | J |  |  | NEW | CITYWALK PHASE-05, PLOT 5.11 | Residential | CITYWALK RESIDENTIAL 1 LLC |  | B — Site Work | B | B05 | B0503 | B5 Demolitions and alterations | 160mm diameter; average depth 500 - 750mm | 6 | m | AED | 5 | 30 | 5.03 | Disposal – Waste Drainage Pipe | Length (m) | 88 | AI | ✓ | Priced
| Citywalk Plot 5.11 Main Works Contract BOQ (1).xlsx | K |  |  | NEW | CITYWALK PHASE-05, PLOT 5.11 | Residential | CITYWALK RESIDENTIAL 1 LLC |  | B — Site Work | B | B05 | B0503 | B5 Demolitions and alterations | 160mm diameter; average depth 750 - 1000mm | 7 | m | AED | 5 | 35 | 5.03 | Disposal – Waste Drainage Pipe | Length (m) | 88 | AI | ✓ | Priced
| Citywalk Plot 5.11 Main Works Contract BOQ (1).xlsx | L |  |  | NEW | CITYWALK PHASE-05, PLOT 5.11 | Residential | CITYWALK RESIDENTIAL 1 LLC |  | Q — Mechanical Engineering Installations | Q | Q02 | Q0201 | Q2 Pipework and gutterwork | 200mm diameter; average depth 750 - 1000mm | 3 | m | AED | 5 | 15 | 3.01 | Mechanical – Drainage Pipe | Length (m) | 90 | Rule | ✓ | Priced
| Citywalk Plot 5.11 Main Works Contract BOQ (1).xlsx | A |  |  | NEW | CITYWALK PHASE-05, PLOT 5.11 | Residential | CITYWALK RESIDENTIAL 1 LLC |  | Q — Mechanical Engineering Installations | Q | Q02 | Q0201 | Q2 Pipework and gutterwork | 110mm diameter; average depth 750 - 1000mm | 3 | m | AED | 5 | 15 | 3.01 | Mechanical – Drainage Pipe | Length (m) | 90 | Rule | ✓ | Priced
| Citywalk Plot 5.11 Main Works Contract BOQ (1).xlsx | B |  |  | NEW | CITYWALK PHASE-05, PLOT 5.11 | Residential | CITYWALK RESIDENTIAL 1 LLC |  | Q — Mechanical Engineering Installations | Q | Q02 | Q0201 | Q2 Pipework and gutterwork | 110mm diameter; average depth 1000 - 1250mm | 22 | m | AED | 5 | 110 | 3.01 | Mechanical – Drainage Pipe | Length (m) | 90 | Rule | ✓ | Priced
| Citywalk Plot 5.11 Main Works Contract BOQ (1).xlsx | C |  |  | NEW | CITYWALK PHASE-05, PLOT 5.11 | Residential | CITYWALK RESIDENTIAL 1 LLC |  | Q — Mechanical Engineering Installations | Q | Q02 | Q0201 | Q2 Pipework and gutterwork | 110mm diameter; average depth 500 - 750mm | 30 | m | AED | 5 | 150 | 3.01 | Mechanical – Drainage Pipe | Length (m) | 90 | Rule | ✓ | Priced
| Citywalk Plot 5.11 Main Works Contract BOQ (1).xlsx | D |  |  | NEW | CITYWALK PHASE-05, PLOT 5.11 | Residential | CITYWALK RESIDENTIAL 1 LLC |  | Q — Mechanical Engineering Installations | Q | Q02 | Q0201 | Q2 Pipework and gutterwork | 110mm diameter; average depth 750 - 1000mm | 21 | m | AED | 5 | 105 | 3.01 | Mechanical – Drainage Pipe | Length (m) | 90 | Rule | ✓ | Priced
| Citywalk Plot 5.11 Main Works Contract BOQ (1).xlsx | E |  |  | NEW | CITYWALK PHASE-05, PLOT 5.11 | Residential | CITYWALK RESIDENTIAL 1 LLC |  | Q — Mechanical Engineering Installations | Q | Q02 | Q0201 | Q2 Pipework and gutterwork | 110mm diameter; average depth 500 - 750mm | 75 | m | AED | 5 | 375 | 3.01 | Mechanical – Drainage Pipe | Length (m) | 90 | Rule | ✓ | Priced
| Citywalk Plot 5.11 Main Works Contract BOQ (1).xlsx | F |  |  | NEW | CITYWALK PHASE-05, PLOT 5.11 | Residential | CITYWALK RESIDENTIAL 1 LLC |  | Q — Mechanical Engineering Installations | Q | Q02 | Q0201 | Q2 Pipework and gutterwork | 110mm diameter; average depth 750 - 1000mm | 29 | m | AED | 5 | 145 | 3.01 | Mechanical – Drainage Pipe | Length (m) | 90 | Rule | ✓ | Priced
| Citywalk Plot 5.11 Main Works Contract BOQ (1).xlsx | G |  |  | NEW | CITYWALK PHASE-05, PLOT 5.11 | Residential | CITYWALK RESIDENTIAL 1 LLC |  | Q — Mechanical Engineering Installations | Q | Q02 | Q0201 | Q2 Pipework and gutterwork | 110mm diameter; average depth 1250 - 1500mm | 34 | m | AED | 5 | 170 | 3.01 | Mechanical – Drainage Pipe | Length (m) | 90 | Rule | ✓ | Priced
| Citywalk Plot 5.11 Main Works Contract BOQ (1).xlsx | H |  |  | NEW | CITYWALK PHASE-05, PLOT 5.11 | Residential | CITYWALK RESIDENTIAL 1 LLC |  | B — Site Work | B | B05 | B0504 | B5 Demolitions and alterations | 160mm diameter; average depth 500 - 750mm | 29 | m | AED | 5 | 145 | 5.03 | Disposal – Surface Water Drainage Pipe | Length (m) | 85 | AI | ✓ | Priced
| Citywalk Plot 5.11 Main Works Contract BOQ (1).xlsx | J |  |  | NEW | CITYWALK PHASE-05, PLOT 5.11 | Residential | CITYWALK RESIDENTIAL 1 LLC |  | B — Site Work | B | B05 | B0504 | B5 Demolitions and alterations | 160mm diameter; average depth 750 - 1000mm | 28 | m | AED | 5 | 140 | 5.03 | Disposal – Surface Water Drainage Pipe | Length (m) | 85 | AI | ✓ | Priced
| Citywalk Plot 5.11 Main Works Contract BOQ (1).xlsx | K |  |  | NEW | CITYWALK PHASE-05, PLOT 5.11 | Residential | CITYWALK RESIDENTIAL 1 LLC |  | B — Site Work | B | B05 | B0504 | B5 Demolitions and alterations | 160mm diameter; average depth 1250 - 1500mm | 12 | m | AED | 5 | 60 | 5.03 | Disposal – Surface Water Drainage Pipe | Length (m) | 85 | AI | ✓ | Priced
| Citywalk Plot 5.11 Main Works Contract BOQ (1).xlsx | L |  |  | NEW | CITYWALK PHASE-05, PLOT 5.11 | Residential | CITYWALK RESIDENTIAL 1 LLC |  | Q — Mechanical Engineering Installations | Q | Q02 | Q0201 | Q2 Pipework and gutterwork | 200mm diameter; average depth 1000 - 1250mm | 2 | m | AED | 5 | 10 | 3.01 | Mechanical – Drainage Pipe | Length (m) | 90 | Rule | ✓ | Priced
| Citywalk Plot 5.11 Main Works Contract BOQ (1).xlsx | M |  |  | NEW | CITYWALK PHASE-05, PLOT 5.11 | Residential | CITYWALK RESIDENTIAL 1 LLC |  | Q — Mechanical Engineering Installations | Q | Q02 | Q0201 | Q2 Pipework and gutterwork | 200mm diameter; average depth 1250 - 1500mm | 5 | m | AED | 5 | 25 | 3.01 | Mechanical – Drainage Pipe | Length (m) | 90 | Rule | ✓ | Priced
| Citywalk Plot 5.11 Main Works Contract BOQ (1).xlsx | N |  |  | NEW | CITYWALK PHASE-05, PLOT 5.11 | Residential | CITYWALK RESIDENTIAL 1 LLC |  | B — Site Work | B | B05 | B0504 | B5 Demolitions and alterations | 160mm diameter; average depth 250 - 500mm | 3 | m | AED | 5 | 15 | 5.03 | Disposal – Surface Water Drainage Pipe | Length (m) | 85 | AI | ✓ | Priced
| Citywalk Plot 5.11 Main Works Contract BOQ (1).xlsx | A |  |  | NEW | CITYWALK PHASE-05, PLOT 5.11 | Residential | CITYWALK RESIDENTIAL 1 LLC |  | B — Site Work | B | B02 | B0202 | B2 Trial holes | Average depth of trench exceeding 500mm but not exceeding 1000mm | 4 | m | AED | 5 | 20 | 8.01 | External Works – Trench Excavation | Volume (m³) | 82 | AI | ⚠ | Priced
| Citywalk Plot 5.11 Main Works Contract BOQ (1).xlsx | B |  |  | NEW | CITYWALK PHASE-05, PLOT 5.11 | Residential | CITYWALK RESIDENTIAL 1 LLC |  | B — Site Work | B | B05 | B0505 | B5 Demolitions and alterations | JRC-12 manhole | 4 | Nr. | AED | 0 | Included | 5.03 | Disposal – Manhole/Access Chamber | Item | 88 | AI | ✓ | Unpriced
| Citywalk Plot 5.11 Main Works Contract BOQ (1).xlsx | A |  |  | NEW | CITYWALK PHASE-05, PLOT 5.11 | Residential | CITYWALK RESIDENTIAL 1 LLC |  | B — Site Work | B | B03 | B0301 | B3 Boreholes (including pumping test wells) | 150mm thick | 44 | m³ | AED | 150 | 6600 | 8.01 | External Works – Base Course | Area (m²) | 85 | AI | ✓ | Priced
| Citywalk Plot 5.11 Main Works Contract BOQ (1).xlsx | B |  |  | NEW | CITYWALK PHASE-05, PLOT 5.11 | Residential | CITYWALK RESIDENTIAL 1 LLC |  | B — Site Work | B | B03 | B0301 | B3 Boreholes (including pumping test wells) | 800mm thick | 178 | m³ | AED | 63 | 11214 | 8.01 | External Works – Base Course | Area (m²) | 80 | AI | ⚠ | Priced
| Citywalk Plot 5.11 Main Works Contract BOQ (1).xlsx | A |  |  | NEW | CITYWALK PHASE-05, PLOT 5.11 | Residential | CITYWALK RESIDENTIAL 1 LLC |  | B — Site Work | B | B19 | B1904 | B19 Underground drainage | 160mm diameter | 1 | m | AED | 284 | 284 | 8.01 | Site Works, Drainage, External Services & Landscaping | Volume (m³), Length (m), Area (m²), Enumerated (nr), Item | 73 | Fuzzy | ⚠ | Priced
| Citywalk Plot 5.11 Main Works Contract BOQ (1).xlsx | B |  |  | NEW | CITYWALK PHASE-05, PLOT 5.11 | Residential | CITYWALK RESIDENTIAL 1 LLC |  | Q — Mechanical Engineering Installations | Q | Q02 | Q0201 | Q2 Pipework and gutterwork | 200mm diameter | 32 | m | AED | 335 | 10720 | 3.01 | Mechanical – Drainage Pipe | Length (m) | 90 | Rule | ✓ | Priced
| Citywalk Plot 5.11 Main Works Contract BOQ (1).xlsx | C |  |  | NEW | CITYWALK PHASE-05, PLOT 5.11 | Residential | CITYWALK RESIDENTIAL 1 LLC |  | Q — Mechanical Engineering Installations | Q | Q02 | Q0201 | Q2 Pipework and gutterwork | 75mm diameter | 4 | m | AED | 135 | 540 | 3.01 | Mechanical – Drainage Pipe | Length (m) | 88 | Rule | ✓ | Priced
| Citywalk Plot 5.11 Main Works Contract BOQ (1).xlsx | D |  |  | NEW | CITYWALK PHASE-05, PLOT 5.11 | Residential | CITYWALK RESIDENTIAL 1 LLC |  | Q — Mechanical Engineering Installations | Q | Q02 | Q0201 | Q2 Pipework and gutterwork | 110mm diameter | 76 | m | AED | 189 | 14364 | 3.01 | Mechanical – Drainage Pipe | Length (m) | 90 | Rule | ✓ | Priced
| Citywalk Plot 5.11 Main Works Contract BOQ (1).xlsx | E |  |  | NEW | CITYWALK PHASE-05, PLOT 5.11 | Residential | CITYWALK RESIDENTIAL 1 LLC |  | B — Site Work | B | B19 | B1904 | B19 Underground drainage | 160mm diameter | 14 | m | AED | 284 | 3976 | 8.01 | Site Works, Drainage, External Services & Landscaping | Volume (m³), Length (m), Area (m²), Enumerated (nr), Item | 73 | Fuzzy | ⚠ | Priced
| Citywalk Plot 5.11 Main Works Contract BOQ (1).xlsx | F |  |  | NEW | CITYWALK PHASE-05, PLOT 5.11 | Residential | CITYWALK RESIDENTIAL 1 LLC |  | Q — Mechanical Engineering Installations | Q | Q02 | Q0201 | Q2 Pipework and gutterwork | 200mm diameter | 3 | m | AED | 335 | 1005 | 3.01 | Mechanical – Drainage Pipe | Length (m) | 90 | Rule | ✓ | Priced
| Citywalk Plot 5.11 Main Works Contract BOQ (1).xlsx | G |  |  | NEW | CITYWALK PHASE-05, PLOT 5.11 | Residential | CITYWALK RESIDENTIAL 1 LLC |  | Q — Mechanical Engineering Installations | Q | Q02 | Q0201 | Q2 Pipework and gutterwork | 110mm diameter | 24 | m | AED | 189 | 4536 | 3.01 | Mechanical – Drainage Pipe | Length (m) | 90 | Rule | ✓ | Priced
| Citywalk Plot 5.11 Main Works Contract BOQ (1).xlsx | H |  |  | NEW | CITYWALK PHASE-05, PLOT 5.11 | Residential | CITYWALK RESIDENTIAL 1 LLC |  | Q — Mechanical Engineering Installations | Q | Q02 | Q0201 | Q2 Pipework and gutterwork | 110mm diameter | 51 | m | AED | 189 | 9639 | 3.01 | Mechanical – Drainage Pipe | Length (m) | 90 | Rule | ✓ | Priced
| Citywalk Plot 5.11 Main Works Contract BOQ (1).xlsx | J |  |  | NEW | CITYWALK PHASE-05, PLOT 5.11 | Residential | CITYWALK RESIDENTIAL 1 LLC |  | Q — Mechanical Engineering Installations | Q | Q02 | Q0201 | Q2 Pipework and gutterwork | 110mm diameter | 138 | m | AED | 189 | 26082 | 3.01 | Mechanical – Drainage Pipe | Length (m) | 90 | Rule | ✓ | Priced
| Citywalk Plot 5.11 Main Works Contract BOQ (1).xlsx | K |  |  | NEW | CITYWALK PHASE-05, PLOT 5.11 | Residential | CITYWALK RESIDENTIAL 1 LLC |  | B — Site Work | B | B19 | B1904 | B19 Underground drainage | 160mm diameter | 69 | m | AED | 284 | 19596 | 8.01 | Site Works, Drainage, External Services & Landscaping | Volume (m³), Length (m), Area (m²), Enumerated (nr), Item | 73 | Fuzzy | ⚠ | Priced
| Citywalk Plot 5.11 Main Works Contract BOQ (1).xlsx | L |  |  | NEW | CITYWALK PHASE-05, PLOT 5.11 | Residential | CITYWALK RESIDENTIAL 1 LLC |  | Q — Mechanical Engineering Installations | Q | Q02 | Q0201 | Q2 Pipework and gutterwork | 200mm diameter | 7 | m | AED | 335 | 2345 | 3.01 | Mechanical – Drainage Pipe | Length (m) | 90 | Rule | ✓ | Priced
| Citywalk Plot 5.11 Main Works Contract BOQ (1).xlsx | M |  |  | NEW | CITYWALK PHASE-05, PLOT 5.11 | Residential | CITYWALK RESIDENTIAL 1 LLC |  | B — Site Work | B | B19 | B1904 | B19 Underground drainage | 160mm diameter | 3 | m | AED | 284 | 852 | 8.01 | Site Works, Drainage, External Services & Landscaping | Volume (m³), Length (m), Area (m²), Enumerated (nr), Item | 73 | Fuzzy | ⚠ | Priced
| Citywalk Plot 5.11 Main Works Contract BOQ (1).xlsx | N |  |  | NEW | CITYWALK PHASE-05, PLOT 5.11 | Residential | CITYWALK RESIDENTIAL 1 LLC |  | B — Site Work | B | B19 | B1904 | B19 Underground drainage | 160mm diameter | 3 | m | AED | 0 | Included | 8.01 | Site Works, Drainage, External Services & Landscaping | Volume (m³), Length (m), Area (m²), Enumerated (nr), Item | 73 | Fuzzy | ⚠ | Unpriced
| Citywalk Plot 5.11 Main Works Contract BOQ (1).xlsx | A |  |  | NEW | CITYWALK PHASE-05, PLOT 5.11 | Residential | CITYWALK RESIDENTIAL 1 LLC |  | Q — Mechanical Engineering Installations | Q | Q02 | Q0201 | Q2 Pipework and gutterwork | 75mm diameter | 4 | m | AED | 0 | Included | 3.01 | Mechanical – Drainage Pipe | Length (m) | 88 | Rule | ✓ | Unpriced
| Citywalk Plot 5.11 Main Works Contract BOQ (1).xlsx | B |  |  | NEW | CITYWALK PHASE-05, PLOT 5.11 | Residential | CITYWALK RESIDENTIAL 1 LLC |  | Q — Mechanical Engineering Installations | Q | Q02 | Q0201 | Q2 Pipework and gutterwork | 110mm diameter | 290 | m | AED | 0 | Included | 3.01 | Mechanical – Drainage Pipe | Length (m) | 90 | Rule | ✓ | Unpriced
| Citywalk Plot 5.11 Main Works Contract BOQ (1).xlsx | C |  |  | NEW | CITYWALK PHASE-05, PLOT 5.11 | Residential | CITYWALK RESIDENTIAL 1 LLC |  | B — Site Work | B | B19 | B1904 | B19 Underground drainage | 160mm diameter | 86 | m | AED | 0 | Included | 8.01 | Site Works, Drainage, External Services & Landscaping | Volume (m³), Length (m), Area (m²), Enumerated (nr), Item | 73 | Fuzzy | ⚠ | Unpriced
| Citywalk Plot 5.11 Main Works Contract BOQ (1).xlsx | D |  |  | NEW | CITYWALK PHASE-05, PLOT 5.11 | Residential | CITYWALK RESIDENTIAL 1 LLC |  | Q — Mechanical Engineering Installations | Q | Q02 | Q0201 | Q2 Pipework and gutterwork | 200mm diameter | 43 | m | AED | 0 | Included | 3.01 | Mechanical – Drainage Pipe | Length (m) | 90 | Rule | ✓ | Unpriced
| Citywalk Plot 5.11 Main Works Contract BOQ (1).xlsx | E |  |  | NEW | CITYWALK PHASE-05, PLOT 5.11 | Residential | CITYWALK RESIDENTIAL 1 LLC |  | Q — Mechanical Engineering Installations | Q | Q02 | Q0201 | Q2 Pipework and gutterwork | 75mm diameter | 4 | m | AED | 0 | Included | 3.01 | Mechanical – Drainage Pipe | Length (m) | 88 | Rule | ✓ | Unpriced
| Citywalk Plot 5.11 Main Works Contract BOQ (1).xlsx | F |  |  | NEW | CITYWALK PHASE-05, PLOT 5.11 | Residential | CITYWALK RESIDENTIAL 1 LLC |  | Q — Mechanical Engineering Installations | Q | Q02 | Q0201 | Q2 Pipework and gutterwork | 110mm diameter | 290 | m | AED | 0 | Included | 3.01 | Mechanical – Drainage Pipe | Length (m) | 90 | Rule | ✓ | Unpriced
| Citywalk Plot 5.11 Main Works Contract BOQ (1).xlsx | G |  |  | NEW | CITYWALK PHASE-05, PLOT 5.11 | Residential | CITYWALK RESIDENTIAL 1 LLC |  | B — Site Work | B | B19 | B1904 | B19 Underground drainage | 160mm diameter | 86 | m | AED | 0 | Included | 8.01 | Site Works, Drainage, External Services & Landscaping | Volume (m³), Length (m), Area (m²), Enumerated (nr), Item | 73 | Fuzzy | ⚠ | Unpriced
| Citywalk Plot 5.11 Main Works Contract BOQ (1).xlsx | H |  |  | NEW | CITYWALK PHASE-05, PLOT 5.11 | Residential | CITYWALK RESIDENTIAL 1 LLC |  | Q — Mechanical Engineering Installations | Q | Q02 | Q0201 | Q2 Pipework and gutterwork | 200mm diameter | 43 | m | AED | 0 | Included | 3.01 | Mechanical – Drainage Pipe | Length (m) | 90 | Rule | ✓ | Unpriced
| Citywalk Plot 5.11 Main Works Contract BOQ (1).xlsx | J |  |  | NEW | CITYWALK PHASE-05, PLOT 5.11 | Residential | CITYWALK RESIDENTIAL 1 LLC |  | Q — Mechanical Engineering Installations | Q | Q02 | Q0201 | Q2 Pipework and gutterwork | 110mm diameter | 9 | Nr. | AED | 150 | 1350 | 3.01 | Mechanical – Drainage Pipe | Length (m) | 90 | Rule | ✓ | Priced
| Citywalk Plot 5.11 Main Works Contract BOQ (1).xlsx | K |  |  | NEW | CITYWALK PHASE-05, PLOT 5.11 | Residential | CITYWALK RESIDENTIAL 1 LLC |  | B — Site Work | B | B19 | B1904 | B19 Underground drainage | 160mm diameter | 3 | Nr. | AED | 150 | 450 | 8.01 | Site Works, Drainage, External Services & Landscaping | Volume (m³), Length (m), Area (m²), Enumerated (nr), Item | 73 | Fuzzy | ⚠ | Priced
| Citywalk Plot 5.11 Main Works Contract BOQ (1).xlsx | A |  |  | NEW | CITYWALK PHASE-05, PLOT 5.11 | Residential | CITYWALK RESIDENTIAL 1 LLC |  | B — Site Work | B | B05 | B0505 | B5 Demolitions and alterations | GT; size 650 x 650mm | 1 | Nr. | AED | 1046 | 1046 | 5.03 | Disposal – Gully Trap | Item | 88 | AI | ✓ | Priced
| Citywalk Plot 5.11 Main Works Contract BOQ (1).xlsx | B |  |  | NEW | CITYWALK PHASE-05, PLOT 5.11 | Residential | CITYWALK RESIDENTIAL 1 LLC |  | B — Site Work | B | B05 | B0505 | B5 Demolitions and alterations | GT; size 800 x 800mm | 1 | Nr. | AED | 1046 | 1046 | 5.03 | Disposal – Gully Trap | Item | 88 | AI | ✓ | Priced
| Citywalk Plot 5.11 Main Works Contract BOQ (1).xlsx | C |  |  | NEW | CITYWALK PHASE-05, PLOT 5.11 | Residential | CITYWALK RESIDENTIAL 1 LLC |  | B — Site Work | B | B05 | B0505 | B5 Demolitions and alterations | GT; size 1000 x 1000mm | 1 | Nr. | AED | 1046 | 1046 | 5.03 | Disposal – Gully Trap | Item | 88 | AI | ✓ | Priced
| Citywalk Plot 5.11 Main Works Contract BOQ (1).xlsx | D |  |  | NEW | CITYWALK PHASE-05, PLOT 5.11 | Residential | CITYWALK RESIDENTIAL 1 LLC |  | B — Site Work | B | B05 | B0505 | B5 Demolitions and alterations | Manhole MH-01; size 600 x 600 x 950mm (D) | 1 | Nr. | AED | 1495 | 1495 | 5.03 | Disposal – Manhole/Access Chamber | Item | 90 | AI | ✓ | Priced
| Citywalk Plot 5.11 Main Works Contract BOQ (1).xlsx | E |  |  | NEW | CITYWALK PHASE-05, PLOT 5.11 | Residential | CITYWALK RESIDENTIAL 1 LLC |  | B — Site Work | B | B05 | B0505 | B5 Demolitions and alterations | Manhole MH-02; size 600 x 600 x 1100mm (D) | 1 | Nr. | AED | 1495 | 1495 | 5.03 | Disposal – Manhole/Access Chamber | Item | 90 | AI | ✓ | Priced
| Citywalk Plot 5.11 Main Works Contract BOQ (1).xlsx | F |  |  | NEW | CITYWALK PHASE-05, PLOT 5.11 | Residential | CITYWALK RESIDENTIAL 1 LLC |  | B — Site Work | B | B05 | B0505 | B5 Demolitions and alterations | Manhole HC; size 650 x 650mm x 1400mm (D) | 1 | Nr. | AED | 1495 | 1495 | 5.03 | Disposal – Manhole/Access Chamber | Item | 88 | AI | ✓ | Priced
| Citywalk Plot 5.11 Main Works Contract BOQ (1).xlsx | G |  |  | NEW | CITYWALK PHASE-05, PLOT 5.11 | Residential | CITYWALK RESIDENTIAL 1 LLC |  | B — Site Work | B | B05 | B0505 | B5 Demolitions and alterations | Manhole HC; size 1200 x 1200mm x 1400mm (D) | 1 | Nr. | AED | 1495 | 1495 | 5.03 | Disposal – Manhole/Access Chamber | Item | 88 | AI | ✓ | Priced
| Citywalk Plot 5.11 Main Works Contract BOQ (1).xlsx | H |  |  | NEW | CITYWALK PHASE-05, PLOT 5.11 | Residential | CITYWALK RESIDENTIAL 1 LLC |  | B — Site Work | B | B05 | B0505 | B5 Demolitions and alterations | Manhole PMH; size 850 x 850 x 1200mm (D) | 1 | Nr. | AED | 1495 | 1495 | 5.03 | Disposal – Manhole/Access Chamber | Item | 85 | AI | ✓ | Priced
| Citywalk Plot 5.11 Main Works Contract BOQ (1).xlsx | J |  |  | NEW | CITYWALK PHASE-05, PLOT 5.11 | Residential | CITYWALK RESIDENTIAL 1 LLC |  | B — Site Work | B | B05 | B0505 | B5 Demolitions and alterations | Manhole; size 850 x 850 x 1200mm (D) | 1 | Nr. | AED | 1495 | 1495 | 5.03 | Disposal – Manhole/Access Chamber | Item | 85 | AI | ✓ | Priced
| Citywalk Plot 5.11 Main Works Contract BOQ (1).xlsx | K |  |  | NEW | CITYWALK PHASE-05, PLOT 5.11 | Residential | CITYWALK RESIDENTIAL 1 LLC |  | B — Site Work | B | B05 | B0505 | B5 Demolitions and alterations | Manhole MH-01; size 600 x 600 x 1000mm (D) | 1 | Nr. | AED | 1495 | 1495 | 5.03 | Disposal – Manhole/Access Chamber | Item | 90 | AI | ✓ | Priced
| Citywalk Plot 5.11 Main Works Contract BOQ (1).xlsx | L |  |  | NEW | CITYWALK PHASE-05, PLOT 5.11 | Residential | CITYWALK RESIDENTIAL 1 LLC |  | B — Site Work | B | B05 | B0505 | B5 Demolitions and alterations | Manhole MH-03; size 600 x 600 x 1230mm (D) | 1 | Nr. | AED | 1495 | 1495 | 5.03 | Disposal – Manhole/Access Chamber | Item | 90 | AI | ✓ | Priced
| Citywalk Plot 5.11 Main Works Contract BOQ (1).xlsx | A |  |  | NEW | CITYWALK PHASE-05, PLOT 5.11 | Residential | CITYWALK RESIDENTIAL 1 LLC |  | Q — Mechanical Engineering Installations | Q | Q06 | Q0600 | Q6 Connections to supply mains | Allow for connection to drainage network | 1 | Item | AED | 3750 | 3750 | 5.06 | Mechanical Engineering Installations | Length (m), Weight (t), Area (m²), Enumerated (nr), Item | 71 | Fuzzy | ⚠ | Priced
| Citywalk Plot 5.11 Main Works Contract BOQ (1).xlsx | A |  |  | NEW | CITYWALK PHASE-05, PLOT 5.11 | Residential | CITYWALK RESIDENTIAL 1 LLC |  | B — Site Work | B | B04 | B0403 | B4 Site preparation | 25mm (1 inch) diameter class "E" | 486 | m | AED | 33 | 16038 | 8.01 | External Works – Irrigation Pipe | Length (m) | 88 | AI | ✓ | Priced
| Citywalk Plot 5.11 Main Works Contract BOQ (1).xlsx | B |  |  | NEW | CITYWALK PHASE-05, PLOT 5.11 | Residential | CITYWALK RESIDENTIAL 1 LLC |  | B — Site Work | B | B04 | B0403 | B4 Site preparation | 40mm (1.5 inch) diameter class "D" | 99 | m | AED | 58 | 5742 | 8.01 | External Works – Irrigation Pipe | Length (m) | 88 | AI | ✓ | Priced
| Citywalk Plot 5.11 Main Works Contract BOQ (1).xlsx | C |  |  | NEW | CITYWALK PHASE-05, PLOT 5.11 | Residential | CITYWALK RESIDENTIAL 1 LLC |  | B — Site Work | B | B04 | B0403 | B4 Site preparation | 50mm (2 inch) diameter class "D" | 152 | m | AED | 80 | 12160 | 8.01 | External Works – Irrigation Pipe | Length (m) | 88 | AI | ✓ | Priced
| Citywalk Plot 5.11 Main Works Contract BOQ (1).xlsx | D |  |  | NEW | CITYWALK PHASE-05, PLOT 5.11 | Residential | CITYWALK RESIDENTIAL 1 LLC |  | B — Site Work | B | B04 | B0403 | B4 Site preparation | 75mm (3 inch) diameter class "D" | 95 | m | AED | 105 | 9975 | 8.01 | External Works – Irrigation Pipe | Length (m) | 88 | AI | ✓ | Priced
| Citywalk Plot 5.11 Main Works Contract BOQ (1).xlsx | E |  |  | NEW | CITYWALK PHASE-05, PLOT 5.11 | Residential | CITYWALK RESIDENTIAL 1 LLC |  | B — Site Work | B | B19 | B1904 | B19 Underground drainage | 75mm (3 inch) diameter | 48 | m | AED | 101 | 4848 | 8.01 | Site Works, Drainage, External Services & Landscaping | Volume (m³), Length (m), Area (m²), Enumerated (nr), Item | 61 | Fuzzy | ⚠ | Priced
| Citywalk Plot 5.11 Main Works Contract BOQ (1).xlsx | F |  |  | NEW | CITYWALK PHASE-05, PLOT 5.11 | Residential | CITYWALK RESIDENTIAL 1 LLC |  | B — Site Work | B | B19 | B1904 | B19 Underground drainage | 100mm (4 inch) diameter | 15 | m | AED | 133 | 1995 | 8.01 | Site Works, Drainage, External Services & Landscaping | Volume (m³), Length (m), Area (m²), Enumerated (nr), Item | 60 | Fuzzy | ⚠ | Priced
| Citywalk Plot 5.11 Main Works Contract BOQ (1).xlsx | G |  |  | NEW | CITYWALK PHASE-05, PLOT 5.11 | Residential | CITYWALK RESIDENTIAL 1 LLC |  | B — Site Work | B | B19 | B1904 | B19 Underground drainage | 150mm (6 inch) diameter | 1 | m | AED | 228 | 228 | 8.01 | Site Works, Drainage, External Services & Landscaping | Volume (m³), Length (m), Area (m²), Enumerated (nr), Item | 60 | Fuzzy | ⚠ | Priced
| Citywalk Plot 5.11 Main Works Contract BOQ (1).xlsx | H |  |  | NEW | CITYWALK PHASE-05, PLOT 5.11 | Residential | CITYWALK RESIDENTIAL 1 LLC |  | K — Accessories | K | K02 | K0201 | K2 Partitions | 25mm (1 inch) diameter; for palm tree, shrubs and GC | 1 | Nr. | AED | 2750 | 2750 | 4.01 | Furniture, Fittings and Equipment | Enumerated (nr), Length (m), Area (m²), Item | 63 | Fuzzy | ⚠ | Priced
| Citywalk Plot 5.11 Main Works Contract BOQ (1).xlsx | J |  |  | NEW | CITYWALK PHASE-05, PLOT 5.11 | Residential | CITYWALK RESIDENTIAL 1 LLC |  | K — Accessories | K | K02 | K0201 | K2 Partitions | 40mm (1.5 inch) diameter; for palm tree, shrubs and GC | 3 | Nr. | AED | 3713 | 11139 | 4.01 | Furniture, Fittings and Equipment | Enumerated (nr), Length (m), Area (m²), Item | 62 | Fuzzy | ⚠ | Priced
| Citywalk Plot 5.11 Main Works Contract BOQ (1).xlsx | K |  |  | NEW | CITYWALK PHASE-05, PLOT 5.11 | Residential | CITYWALK RESIDENTIAL 1 LLC |  | B — Site Work | B | B04 | B0404 | B4 Site preparation | 40mm (1.5 inch) diameter; for lawn | 2 | Nr. | AED | 3713 | 7426 | 8.01 | External Works – Irrigation Valve | Item | 88 | AI | ✓ | Priced
| Citywalk Plot 5.11 Main Works Contract BOQ (1).xlsx | L |  |  | NEW | CITYWALK PHASE-05, PLOT 5.11 | Residential | CITYWALK RESIDENTIAL 1 LLC |  | B — Site Work | B | B04 | B0404 | B4 Site preparation | 20mm (3/4 inch) diameter | 4 | Nr. | AED | 2544 | 10176 | 8.01 | External Works – Irrigation Valve | Item | 88 | AI | ✓ | Priced
| Citywalk Plot 5.11 Main Works Contract BOQ (1).xlsx | A |  |  | NEW | CITYWALK PHASE-05, PLOT 5.11 | Residential | CITYWALK RESIDENTIAL 1 LLC |  | B — Site Work | B | B19 | B1904 | B19 Underground drainage | 75mm (3 inch) diameter | 1 | Nr. | AED | 3025 | 3025 | 8.01 | Site Works, Drainage, External Services & Landscaping | Volume (m³), Length (m), Area (m²), Enumerated (nr), Item | 61 | Fuzzy | ⚠ | Priced
| Citywalk Plot 5.11 Main Works Contract BOQ (1).xlsx | B |  |  | NEW | CITYWALK PHASE-05, PLOT 5.11 | Residential | CITYWALK RESIDENTIAL 1 LLC |  | B — Site Work | B | B19 | B1904 | B19 Underground drainage | 75mm (3 inch) diameter | 1 | Nr. | AED | 3713 | 3713 | 8.01 | Site Works, Drainage, External Services & Landscaping | Volume (m³), Length (m), Area (m²), Enumerated (nr), Item | 61 | Fuzzy | ⚠ | Priced
| Citywalk Plot 5.11 Main Works Contract BOQ (1).xlsx | C |  |  | NEW | CITYWALK PHASE-05, PLOT 5.11 | Residential | CITYWALK RESIDENTIAL 1 LLC |  | R — Electrical Engineering Installations | R | R04 | R0401 | R4 Final sub-circuits and auxiliary installations | Drip riser point | 150 | Nr. | AED | 66 | 9900 | 5.08 | Electrical Engineering Installations | Length (m), Enumerated (nr), Item | 60 | Fuzzy | ⚠ | Priced
| Citywalk Plot 5.11 Main Works Contract BOQ (1).xlsx | D |  |  | NEW | CITYWALK PHASE-05, PLOT 5.11 | Residential | CITYWALK RESIDENTIAL 1 LLC |  | B — Site Work | B | B04 | B0405 | B4 Site preparation | 3m radius | 1 | Nr. | AED | 64 | 64 | 8.01 | External Works – Irrigation Sprinkler | Item | 88 | AI | ✓ | Priced
| Citywalk Plot 5.11 Main Works Contract BOQ (1).xlsx | E |  |  | NEW | CITYWALK PHASE-05, PLOT 5.11 | Residential | CITYWALK RESIDENTIAL 1 LLC |  | B — Site Work | B | B04 | B0405 | B4 Site preparation | 4m radius | 20 | Nr. | AED | 71 | 1420 | 8.01 | External Works – Irrigation Sprinkler | Item | 88 | AI | ✓ | Priced
| Citywalk Plot 5.11 Main Works Contract BOQ (1).xlsx | F |  |  | NEW | CITYWALK PHASE-05, PLOT 5.11 | Residential | CITYWALK RESIDENTIAL 1 LLC |  | B — Site Work | B | B04 | B0406 | B4 Site preparation | Field decoder | 6 | Nr. | AED | 1650 | 9900 | 8.01 | External Works – Irrigation Control | Item | 85 | AI | ✓ | Priced
| Citywalk Plot 5.11 Main Works Contract BOQ (1).xlsx | G |  |  | NEW | CITYWALK PHASE-05, PLOT 5.11 | Residential | CITYWALK RESIDENTIAL 1 LLC |  | B — Site Work | B | B04 | B0406 | B4 Site preparation | Sensor decoder | 1 | Nr. | AED | 2063 | 2063 | 8.01 | External Works – Irrigation Control | Item | 85 | AI | ✓ | Priced
| Citywalk Plot 5.11 Main Works Contract BOQ (1).xlsx | H |  |  | NEW | CITYWALK PHASE-05, PLOT 5.11 | Residential | CITYWALK RESIDENTIAL 1 LLC |  | R — Electrical Engineering Installations | R | R02 | R0202 | R2 Main circuits | Decoder cable | 171 | m | AED | 50 | 8550 | 5.08 | Electrical Engineering Installations | Length (m), Enumerated (nr), Item | 78 | Fuzzy | ⚠ | Priced
| Citywalk Plot 5.11 Main Works Contract BOQ (1).xlsx | J |  |  | NEW | CITYWALK PHASE-05, PLOT 5.11 | Residential | CITYWALK RESIDENTIAL 1 LLC |  | B — Site Work | B | B19 | B1904 | B19 Underground drainage | 25mm (1 inch) diameter | 1 | Nr. | AED | 344 | 344 | 8.01 | Site Works, Drainage, External Services & Landscaping | Volume (m³), Length (m), Area (m²), Enumerated (nr), Item | 61 | Fuzzy | ⚠ | Priced
| Citywalk Plot 5.11 Main Works Contract BOQ (1).xlsx | K |  |  | NEW | CITYWALK PHASE-05, PLOT 5.11 | Residential | CITYWALK RESIDENTIAL 1 LLC |  | B — Site Work | B | B04 | B0407 | B4 Site preparation | Pull box | 9 | Nr. | AED | 619 | 5571 | 8.01 | External Works – Hose Outlet | Item | 82 | AI | ⚠ | Priced
| Citywalk Plot 5.11 Main Works Contract BOQ (1).xlsx | L |  |  | NEW | CITYWALK PHASE-05, PLOT 5.11 | Residential | CITYWALK RESIDENTIAL 1 LLC |  | G — Thermal And Moisture Protection | G | G00 | G0000 |  | Moisture sensor | 1 | Nr. | AED | 7563 | 7563 | 2.03 | Roof / Thermal & Moisture Protection | Area (m²), Length (m), Enumerated (nr) | 79 | Fuzzy | ⚠ | Priced
| Citywalk Plot 5.11 Main Works Contract BOQ (1).xlsx | M |  |  | NEW | CITYWALK PHASE-05, PLOT 5.11 | Residential | CITYWALK RESIDENTIAL 1 LLC |  | R — Electrical Engineering Installations | R | R04 | R0401 | R4 Final sub-circuits and auxiliary installations | Corning point | 2 | Nr. | AED | 4813 | 9626 | 5.08 | Electrical Engineering Installations | Length (m), Enumerated (nr), Item | 67 | Fuzzy | ⚠ | Priced
| Citywalk Plot 5.11 Main Works Contract BOQ (1).xlsx | N |  |  | NEW | CITYWALK PHASE-05, PLOT 5.11 | Residential | CITYWALK RESIDENTIAL 1 LLC |  | R — Electrical Engineering Installations | R | R06 | R0600 | R6 Control gear | Decoder controller | 1 | Nr. | AED | 30250 | 30250 | 5.08 | Electrical Engineering Installations | Length (m), Enumerated (nr), Item | 71 | Fuzzy | ⚠ | Priced
| Citywalk Plot 5.11 Main Works Contract BOQ (1).xlsx | P |  |  | NEW | CITYWALK PHASE-05, PLOT 5.11 | Residential | CITYWALK RESIDENTIAL 1 LLC |  | Q — Mechanical Engineering Installations | Q | Q05 | Q0502 | Q5 Automatic controls | Irrigation controller/ timer; battery operated with built in solenoid valve | 1 | Nr. | AED | 11000 | 11000 | 5.06 | Mechanical Engineering Installations | Length (m), Weight (t), Area (m²), Enumerated (nr), Item | 68 | Fuzzy | ⚠ | Priced
| Citywalk Plot 5.11 Main Works Contract BOQ (1).xlsx | Q |  |  | NEW | CITYWALK PHASE-05, PLOT 5.11 | Residential | CITYWALK RESIDENTIAL 1 LLC |  | B — Site Work | B | B04 | B0407 | B4 Site preparation | Puddle flange | 1 | Nr. | AED | 228 | 228 | 8.01 | External Works – Hose Outlet | Item | 82 | AI | ⚠ | Priced
| Citywalk Plot 5.11 Main Works Contract BOQ (1).xlsx | A |  |  | NEW | CITYWALK PHASE-05, PLOT 5.11 | Residential | CITYWALK RESIDENTIAL 1 LLC |  | B — Site Work | B | B05 | B0506 | B5 Demolitions and alterations | Submersible sump pump 8m3/hr, 15m head | 1 | Nr. | AED | 0 | Included in MEP | 5.03 | Disposal – Pump | Item | 88 | AI | ✓ | Unpriced
| Citywalk Plot 5.11 Main Works Contract BOQ (1).xlsx | B |  |  | NEW | CITYWALK PHASE-05, PLOT 5.11 | Residential | CITYWALK RESIDENTIAL 1 LLC |  | B — Site Work | B | B05 | B0506 | B5 Demolitions and alterations | Size; 400 x 400 x 400mm | 1 | Nr. | AED | 0 | Included in MEP | 5.03 | Disposal – Sump Pit | Item | 88 | AI | ✓ | Unpriced
| Citywalk Plot 5.11 Main Works Contract BOQ (1).xlsx | C |  |  | NEW | CITYWALK PHASE-05, PLOT 5.11 | Residential | CITYWALK RESIDENTIAL 1 LLC |  | F — Woodwork | F | F04 | F0401 | F4 Grounds and battens | Irrigation vertical multistage main pump set (1 duty + 1 standby); 10 cu.m/hr @ 50.0 m head | 1 | Set | AED | 180469 | 180469 | 3.01 | Woodwork – Cladding Panel | Area (m²) | 85 | Rule | ✓ | Priced
| Citywalk Plot 5.11 Main Works Contract BOQ (1).xlsx | D |  |  | NEW | CITYWALK PHASE-05, PLOT 5.11 | Residential | CITYWALK RESIDENTIAL 1 LLC |  | Q — Mechanical Engineering Installations | Q | Q06 | Q0600 | Q6 Connections to supply mains | Allow for water mains supply connections including valve chamber, beds and surrounds, uPVC ducts, manholes and all necessary ancillary work | 0 | Item | AED | 0 | Included in MEP | 5.06 | Mechanical Engineering Installations | Length (m), Weight (t), Area (m²), Enumerated (nr), Item | 79 | Fuzzy | ⚠ | Unpriced
| Citywalk Plot 5.11 Main Works Contract BOQ (1).xlsx | E |  |  | NEW | CITYWALK PHASE-05, PLOT 5.11 | Residential | CITYWALK RESIDENTIAL 1 LLC |  | Q — Mechanical Engineering Installations | Q | Q06 | Q0600 | Q6 Connections to supply mains | Allow for electricity mains supply connections including beds and surrounds, uPVC ducts, manholes and all necessary ancillary work | 0 | Item | AED | 0 | Included in MEP | 5.06 | Mechanical Engineering Installations | Length (m), Weight (t), Area (m²), Enumerated (nr), Item | 79 | Fuzzy | ⚠ | Unpriced
| Citywalk Plot 5.11 Main Works Contract BOQ (1).xlsx | F |  |  | NEW | CITYWALK PHASE-05, PLOT 5.11 | Residential | CITYWALK RESIDENTIAL 1 LLC |  | R — Electrical Engineering Installations | R | R05 | R0501 | R5 Accessories | Landscape Lighting Points | 168 | Nr. | AED | 679 | 114072 | 3.01 | Electrical – Landscape Lighting Points | Enumerated (nr) | 95 | Rule | ✓ | Priced
| Citywalk Plot 5.11 Main Works Contract BOQ (1).xlsx | A |  |  | NEW | CITYWALK PHASE-05, PLOT 5.11 | Residential | CITYWALK RESIDENTIAL 1 LLC |  | B — Site Work | B | B06 | B0601 | B6 Shoring | LL-1; 8.5W LED, spike tree light, 35° beam angle, IP67 | 72 | Nr. | AED | 826 | 59472 | 8.01 | External Works – Landscape Lighting | Item | 85 | AI | ✓ | Priced
| Citywalk Plot 5.11 Main Works Contract BOQ (1).xlsx | B |  |  | NEW | CITYWALK PHASE-05, PLOT 5.11 | Residential | CITYWALK RESIDENTIAL 1 LLC |  | B — Site Work | B | B06 | B0601 | B6 Shoring | LL-2; 8.7W LED, bollard light, asymmetrical beam, IP65 | 72 | Nr. | AED | 1470 | 105840 | 8.01 | External Works – Landscape Lighting | Item | 85 | AI | ✓ | Priced
| Citywalk Plot 5.11 Main Works Contract BOQ (1).xlsx | C |  |  | NEW | CITYWALK PHASE-05, PLOT 5.11 | Residential | CITYWALK RESIDENTIAL 1 LLC |  | C — Concrete Work | C | C05 | C0502 | C5 Precast concrete | LL-8; 27W LED, column mounted indirect light with asymmetrical beam 53° distribution, IP67 | 12 | Nr. | AED | 2800 | 33600 | 2.01 | Frame / Concrete Work | Volume (m³), Weight (t), Area (m²), Length (m), Enumerated (nr) | 64 | Fuzzy | ⚠ | Priced
| Citywalk Plot 5.11 Main Works Contract BOQ (1).xlsx | D |  |  | NEW | CITYWALK PHASE-05, PLOT 5.11 | Residential | CITYWALK RESIDENTIAL 1 LLC |  | R — Electrical Engineering Installations | R | R52 | R5201 |  | LL-10; 8W LED, floor recessed path way light, 90° bidirectional beam, IP67 | 4 | Nr. | AED | 1688 | 6752 | 5.12 | Electrical – Lighting – External Pathway Lights (Supply) | Number | 72 | AI | ⚠ | Priced
| Citywalk Plot 5.11 Main Works Contract BOQ (1).xlsx | E |  |  | NEW | CITYWALK PHASE-05, PLOT 5.11 | Residential | CITYWALK RESIDENTIAL 1 LLC |  | R — Electrical Engineering Installations | R | R52 | R5201 |  | LL-11; 8W LED, floor recessed path way light, 180° beam angle, IP67 | 8 | Nr. | AED | 1791 | 14328 | 5.12 | Electrical – Lighting – External Pathway Lights (Supply) | Number | 72 | AI | ⚠ | Priced
| Citywalk Plot 5.11 Main Works Contract BOQ (1).xlsx | F |  |  | NEW | CITYWALK PHASE-05, PLOT 5.11 | Residential | CITYWALK RESIDENTIAL 1 LLC |  | R — Electrical Engineering Installations | R | R52 | R5202 |  | LL-1; 8.5W LED, spike tree light, 35° beam angle, IP67 | 72 | Nr. | AED | 112 | 8064 | 5.12 | Electrical – Lighting – External Tree/Spike Lights (Installation) | Number | 75 | AI | ⚠ | Priced
| Citywalk Plot 5.11 Main Works Contract BOQ (1).xlsx | G |  |  | NEW | CITYWALK PHASE-05, PLOT 5.11 | Residential | CITYWALK RESIDENTIAL 1 LLC |  | R — Electrical Engineering Installations | R | R52 | R5202 |  | LL-2; 8.7W LED, bollard light, asymmetrical beam, IP65 | 72 | Nr. | AED | 112 | 8064 | 5.12 | Electrical – Lighting – External Bollard Lights (Installation) | Number | 76 | AI | ⚠ | Priced
| Citywalk Plot 5.11 Main Works Contract BOQ (1).xlsx | H |  |  | NEW | CITYWALK PHASE-05, PLOT 5.11 | Residential | CITYWALK RESIDENTIAL 1 LLC |  | C — Concrete Work | C | C05 | C0502 | C5 Precast concrete | LL-8; 27W LED, column mounted indirect light with asymmetrical beam 53° distribution, IP67 | 12 | Nr. | AED | 112 | 1344 | 2.01 | Frame / Concrete Work | Volume (m³), Weight (t), Area (m²), Length (m), Enumerated (nr) | 64 | Fuzzy | ⚠ | Priced
| Citywalk Plot 5.11 Main Works Contract BOQ (1).xlsx | J |  |  | NEW | CITYWALK PHASE-05, PLOT 5.11 | Residential | CITYWALK RESIDENTIAL 1 LLC |  | R — Electrical Engineering Installations | R | R52 | R5202 |  | LL-10; 8W LED, floor recessed path way light, 90° bidirectional beam, IP67 | 4 | Nr. | AED | 112 | 448 | 5.12 | Electrical – Lighting – External Pathway Lights (Installation) | Number | 75 | AI | ⚠ | Priced
| Citywalk Plot 5.11 Main Works Contract BOQ (1).xlsx | K |  |  | NEW | CITYWALK PHASE-05, PLOT 5.11 | Residential | CITYWALK RESIDENTIAL 1 LLC |  | R — Electrical Engineering Installations | R | R52 | R5202 |  | LL-11; 8W LED, floor recessed path way light, 180° beam angle, IP67 | 8 | Nr. | AED | 112 | 896 | 5.12 | Electrical – Lighting – External Pathway Lights (Installation) | Number | 75 | AI | ⚠ | Priced
| Citywalk Plot 5.11 Main Works Contract BOQ (1).xlsx | L |  |  | NEW | CITYWALK PHASE-05, PLOT 5.11 | Residential | CITYWALK RESIDENTIAL 1 LLC |  | A — General Requirements | A | A07 | A0701 | Contractor's facilities | Allow for telecommunication connections including beds and surrounds, uPVC ducts, manholes and all necessary ancillary work | 1 | Item | AED | 21086 | 21086 | 9.01 | Preliminaries / General Requirements | Item | 70 | Fuzzy | ⚠ | Priced
| Citywalk Plot 5.11 Main Works Contract BOQ (1).xlsx | A |  |  | NEW | CITYWALK PHASE-05, PLOT 5.11 | Residential | CITYWALK RESIDENTIAL 1 LLC |  | R — Electrical Engineering Installations | R | R08 | R0804 | R8 Connections to supply mains | Camera Points | 28 | Nr. | AED | 4248 | 118944 | 3.01 | Electrical – CCTV | Enumerated (nr) | 97 | Rule | ✓ | Priced
| Citywalk Plot 5.11 Main Works Contract BOQ (1).xlsx | B |  |  | NEW | CITYWALK PHASE-05, PLOT 5.11 | Residential | CITYWALK RESIDENTIAL 1 LLC |  | R — Electrical Engineering Installations | R | R54 | R5401 |  | Full HD 1080P day/night outdoor bullet camera; detection; CDW-XX-WP (Cam-6) | 11 | Nr. | AED | 7983 | 87813 | 5.12 | Electrical – Security & Communication – CCTV Camera (Detection) | Number | 78 | AI | ⚠ | Priced
| Citywalk Plot 5.11 Main Works Contract BOQ (1).xlsx | C |  |  | NEW | CITYWALK PHASE-05, PLOT 5.11 | Residential | CITYWALK RESIDENTIAL 1 LLC |  | R — Electrical Engineering Installations | R | R54 | R5401 |  | Full HD 1080P day/night outdoor bullet camera; monitoring; CMW-XX-WP (Cam-13) | 17 | Nr. | AED | 7983 | 135711 | 5.12 | Electrical – Security & Communication – CCTV Camera (Monitoring) | Number | 78 | AI | ⚠ | Priced
| Citywalk Plot 5.11 Main Works Contract BOQ (1).xlsx | A |  |  | NEW | CITYWALK PHASE-05, PLOT 5.11 | Residential | CITYWALK RESIDENTIAL 1 LLC |  | C — Concrete Work | C | C02 | C0201 | C2 Poured concrete | Polystyrene; to paving areas | 117 | m³ | AED | 919 | 107523 | 2.01 | Frame / Concrete Work | Volume (m³), Weight (t), Area (m²), Length (m), Enumerated (nr) | 66 | Fuzzy | ⚠ | Priced
| Citywalk Plot 5.11 Main Works Contract BOQ (1).xlsx | B |  |  | NEW | CITYWALK PHASE-05, PLOT 5.11 | Residential | CITYWALK RESIDENTIAL 1 LLC |  | B — Site Work | B | B09 | B0905 | B9 Excavation | P01; Size 600 x 300x 20mm thick; to primary pathway | 640 | m² | AED | 544 | 348160 | 8.01 | External Works – Paving & Surfacing – Paving Units | Area (m²) | 80 | AI | ⚠ | Priced
| Citywalk Plot 5.11 Main Works Contract BOQ (1).xlsx | A |  |  | NEW | CITYWALK PHASE-05, PLOT 5.11 | Residential | CITYWALK RESIDENTIAL 1 LLC |  | B — Site Work | B | B25 | B2501 | B25 Tunnel linings | P02; Size 600 x 300x 20mm thick; to secondary pathway | 419 | m² | AED | 544 | 227936 | 8.01 | Site Works, Drainage, External Services & Landscaping | Volume (m³), Length (m), Area (m²), Enumerated (nr), Item | 66 | Fuzzy | ⚠ | Priced
| Citywalk Plot 5.11 Main Works Contract BOQ (1).xlsx | B |  |  | NEW | CITYWALK PHASE-05, PLOT 5.11 | Residential | CITYWALK RESIDENTIAL 1 LLC |  | B — Site Work | B | B09 | B0905 | B9 Excavation | P03; Size 600 x 300x 20mm thick; to entrance to private balconies | 96 | m² | AED | 564 | 54144 | 8.01 | External Works – Paving & Surfacing – Paving Units | Area (m²) | 80 | AI | ⚠ | Priced
| Citywalk Plot 5.11 Main Works Contract BOQ (1).xlsx | C |  |  | NEW | CITYWALK PHASE-05, PLOT 5.11 | Residential | CITYWALK RESIDENTIAL 1 LLC |  | B — Site Work | B | B09 | B0905 | B9 Excavation | P04; Size 600 x 300x 80mm thick; to banding | 401 | m | AED | 0 | Not Shown in Drawing | 8.01 | External Works – Paving & Surfacing – Paving Units (Heavy Duty) | Area (m²) | 79 | AI | ⚠ | Unpriced
| Citywalk Plot 5.11 Main Works Contract BOQ (1).xlsx | D |  |  | NEW | CITYWALK PHASE-05, PLOT 5.11 | Residential | CITYWALK RESIDENTIAL 1 LLC |  | B — Site Work | B | B09 | B0905 | B9 Excavation | C01; Size 200 x 600 x 50mm thick | 279 | m | AED | 186 | 51894 | 8.01 | External Works – Paving & Surfacing – Paving Units | Area (m²) | 80 | AI | ⚠ | Priced
| Citywalk Plot 5.11 Main Works Contract BOQ (1).xlsx | E |  |  | NEW | CITYWALK PHASE-05, PLOT 5.11 | Residential | CITYWALK RESIDENTIAL 1 LLC |  | B — Site Work | B | B09 | B0905 | B9 Excavation | C02; Size 200 x 600 x 50mm thick | 63 | m | AED | 399 | 25137 | 8.01 | External Works – Paving & Surfacing – Paving Units | Area (m²) | 80 | AI | ⚠ | Priced
| Citywalk Plot 5.11 Main Works Contract BOQ (1).xlsx | F |  |  | NEW | CITYWALK PHASE-05, PLOT 5.11 | Residential | CITYWALK RESIDENTIAL 1 LLC |  | B — Site Work | B | B09 | B0905 | B9 Excavation | P06; To kids play area; multi colour tone mix | 170 | m² | AED | 770 | 130900 | 8.01 | External Works – Paving & Surfacing – Paving Units (Coloured) | Area (m²) | 77 | AI | ⚠ | Priced
| Citywalk Plot 5.11 Main Works Contract BOQ (1).xlsx | A |  |  | NEW | CITYWALK PHASE-05, PLOT 5.11 | Residential | CITYWALK RESIDENTIAL 1 LLC |  | B — Site Work | B | B09 | B0905 | B9 Excavation | K01; Size 600 x 200 x 300mm thick | 121 | m | AED | 163 | 19723 | 8.01 | External Works – Paving & Surfacing – Paving Units (Thick) | Number | 75 | AI | ⚠ | Priced
| Citywalk Plot 5.11 Main Works Contract BOQ (1).xlsx | B |  |  | NEW | CITYWALK PHASE-05, PLOT 5.11 | Residential | CITYWALK RESIDENTIAL 1 LLC |  | B — Site Work | B | B24 | B2401 | B24 Tunnel excavation | K01; Size 600 x 200 x 300mm thick; curved | 45 | m | AED | 173 | 7785 | 8.01 | Site Works, Drainage, External Services & Landscaping | Volume (m³), Length (m), Area (m²), Enumerated (nr), Item | 63 | Fuzzy | ⚠ | Priced
| Citywalk Plot 5.11 Main Works Contract BOQ (1).xlsx | C |  |  | NEW | CITYWALK PHASE-05, PLOT 5.11 | Residential | CITYWALK RESIDENTIAL 1 LLC |  | B — Site Work | B | B09 | B0905 | B9 Excavation | K02; Size 600 x 200 x 180mm thick | 23 | m | AED | 188 | 4324 | 8.01 | External Works – Paving & Surfacing – Paving Units (Thick) | Number | 75 | AI | ⚠ | Priced
| Citywalk Plot 5.11 Main Works Contract BOQ (1).xlsx | D |  |  | NEW | CITYWALK PHASE-05, PLOT 5.11 | Residential | CITYWALK RESIDENTIAL 1 LLC |  | B — Site Work | B | B24 | B2401 | B24 Tunnel excavation | K02; Size 600 x 200 x 180mm thick; curved | 1 | m | AED | 209 | 209 | 8.01 | Site Works, Drainage, External Services & Landscaping | Volume (m³), Length (m), Area (m²), Enumerated (nr), Item | 63 | Fuzzy | ⚠ | Priced
| Citywalk Plot 5.11 Main Works Contract BOQ (1).xlsx | E |  |  | NEW | CITYWALK PHASE-05, PLOT 5.11 | Residential | CITYWALK RESIDENTIAL 1 LLC |  | B — Site Work | B | B09 | B0903 | B9 Excavation | G01; 150mm thick | 119 | m² | AED | 289 | 34391 | 8.01 | External Works – Paving & Surfacing – Gravel/Base Course | Area (m²) | 70 | AI | ⚠ | Priced
| Citywalk Plot 5.11 Main Works Contract BOQ (1).xlsx | F |  |  | NEW | CITYWALK PHASE-05, PLOT 5.11 | Residential | CITYWALK RESIDENTIAL 1 LLC |  | B — Site Work | B | B09 | B0903 | B9 Excavation | B01; 300-1000mm diameter | 16 | Nr. | AED | 1375 | 22000 | 8.01 | External Works – Paving & Surfacing – Bollards/Edging | Number | 72 | AI | ⚠ | Priced
| Citywalk Plot 5.11 Main Works Contract BOQ (1).xlsx | A |  |  | NEW | CITYWALK PHASE-05, PLOT 5.11 | Residential | CITYWALK RESIDENTIAL 1 LLC |  | B — Site Work | B | B09 | B0905 | B9 Excavation | D-01; size 1850 x 137 x 20mm thick | 283 | m² | AED | 1031 | 291773 | 8.01 | External Works – Paving & Surfacing – Decking/Timber Boards | Area (m²) | 72 | AI | ⚠ | Priced
| Citywalk Plot 5.11 Main Works Contract BOQ (1).xlsx | B |  |  | NEW | CITYWALK PHASE-05, PLOT 5.11 | Residential | CITYWALK RESIDENTIAL 1 LLC |  | B — Site Work | B | B09 | B0905 | B9 Excavation | P09; Polyurethane resin floor | 29 | m² | AED | 206 | 5974 | 8.01 | External Works – Paving & Surfacing – Resin Flooring | Area (m²) | 76 | AI | ⚠ | Priced
| Citywalk Plot 5.11 Main Works Contract BOQ (1).xlsx | C |  |  | NEW | CITYWALK PHASE-05, PLOT 5.11 | Residential | CITYWALK RESIDENTIAL 1 LLC |  | B — Site Work | B | B09 | B0903 | B9 Excavation | E01; 3mm thick; 6mm flat top; 150mm high | 40 | m | AED | 131 | 5240 | 8.01 | External Works – Paving & Surfacing – Edging/Kerb | Length (m) | 78 | AI | ⚠ | Priced
| Citywalk Plot 5.11 Main Works Contract BOQ (1).xlsx | D |  |  | NEW | CITYWALK PHASE-05, PLOT 5.11 | Residential | CITYWALK RESIDENTIAL 1 LLC |  | B — Site Work | B | B09 | B0903 | B9 Excavation | E03; 3mm thick; 6mm flat top; 40mm high | 446 | m | AED | 94 | 41924 | 8.01 | External Works – Paving & Surfacing – Edging/Kerb | Length (m) | 78 | AI | ⚠ | Priced
| Citywalk Plot 5.11 Main Works Contract BOQ (1).xlsx | E |  |  | NEW | CITYWALK PHASE-05, PLOT 5.11 | Residential | CITYWALK RESIDENTIAL 1 LLC |  | C — Concrete Work | C | C05 | C0500 | C5 Precast concrete | Precast concrete paver; to building surround | 289 | m² | AED | 220 | 63580 | 2.01 | Frame / Concrete Work | Volume (m³), Weight (t), Area (m²), Length (m), Enumerated (nr) | 79 | Fuzzy | ⚠ | Priced
| Citywalk Plot 5.11 Main Works Contract BOQ (1).xlsx | F |  |  | NEW | CITYWALK PHASE-05, PLOT 5.11 | Residential | CITYWALK RESIDENTIAL 1 LLC |  | B — Site Work | B | B09 | B0903 | B9 Excavation | 150mm thick | 143 | m² | AED | 289 | 41327 | 8.01 | External Works – Paving & Surfacing – Base Course | Area (m²) | 75 | AI | ⚠ | Priced
| Citywalk Plot 5.11 Main Works Contract BOQ (1).xlsx | G |  |  | NEW | CITYWALK PHASE-05, PLOT 5.11 | Residential | CITYWALK RESIDENTIAL 1 LLC |  | B — Site Work | B | B09 | B0903 | B9 Excavation | 50mm high | 84 | m | AED | 104 | 8736 | 8.01 | External Works – Paving & Surfacing – Edging/Kerb | Length (m) | 78 | AI | ⚠ | Priced
| Citywalk Plot 5.11 Main Works Contract BOQ (1).xlsx | A |  |  | NEW | CITYWALK PHASE-05, PLOT 5.11 | Residential | CITYWALK RESIDENTIAL 1 LLC |  | K — Accessories | K | K01 | K0101 | K1 Generally | Imported planting soil; sweet soil with fertilizers and soil amendments as required | 744 | m³ | AED | 118 | 87792 | 4.01 | Furniture, Fittings and Equipment | Enumerated (nr), Length (m), Area (m²), Item | 65 | Fuzzy | ⚠ | Priced
| Citywalk Plot 5.11 Main Works Contract BOQ (1).xlsx | B |  |  | NEW | CITYWALK PHASE-05, PLOT 5.11 | Residential | CITYWALK RESIDENTIAL 1 LLC |  | K — Accessories | K | K01 | K0101 | K1 Generally | Planting soil/ permeable light weight soil; under paving/ deck; to enhance the root growth | 388 | m³ | AED | 283 | 109804 | 4.01 | Furniture, Fittings and Equipment | Enumerated (nr), Length (m), Area (m²), Item | 62 | Fuzzy | ⚠ | Priced
| Citywalk Plot 5.11 Main Works Contract BOQ (1).xlsx | C |  |  | NEW | CITYWALK PHASE-05, PLOT 5.11 | Residential | CITYWALK RESIDENTIAL 1 LLC |  | B — Site Work | B | B13 | B1301 | B13 Piling generally | Albizia lebbeck; 3.0m high | 9 | Nr. | AED | 1650 | 14850 | 8.01 | External Works – Landscape – Trees (Large) | Number | 82 | AI | ⚠ | Priced
| Citywalk Plot 5.11 Main Works Contract BOQ (1).xlsx | D |  |  | NEW | CITYWALK PHASE-05, PLOT 5.11 | Residential | CITYWALK RESIDENTIAL 1 LLC |  | B — Site Work | B | B13 | B1301 | B13 Piling generally | Bucida buceras; 3.0m high | 16 | Nr. | AED | 1733 | 27728 | 8.01 | External Works – Landscape – Trees (Large) | Number | 82 | AI | ⚠ | Priced
| Citywalk Plot 5.11 Main Works Contract BOQ (1).xlsx | E |  |  | NEW | CITYWALK PHASE-05, PLOT 5.11 | Residential | CITYWALK RESIDENTIAL 1 LLC |  | B — Site Work | B | B13 | B1301 | B13 Piling generally | Callistemon viminalis; 3.0m high | 10 | Nr. | AED | 1815 | 18150 | 8.01 | External Works – Landscape – Trees (Large) | Number | 82 | AI | ⚠ | Priced
| Citywalk Plot 5.11 Main Works Contract BOQ (1).xlsx | F |  |  | NEW | CITYWALK PHASE-05, PLOT 5.11 | Residential | CITYWALK RESIDENTIAL 1 LLC |  | B — Site Work | B | B13 | B1301 | B13 Piling generally | Hibiscus tiliaceus; 3.0m high | 13 | Nr. | AED | 1774 | 23062 | 8.01 | External Works – Landscape – Trees (Large) | Number | 82 | AI | ⚠ | Priced
| Citywalk Plot 5.11 Main Works Contract BOQ (1).xlsx | G |  |  | NEW | CITYWALK PHASE-05, PLOT 5.11 | Residential | CITYWALK RESIDENTIAL 1 LLC |  | B — Site Work | B | B13 | B1301 | B13 Piling generally | Peltophorum pterocarpum; 3.0m high | 9 | Nr. | AED | 1788 | 16092 | 8.01 | External Works – Landscape – Trees (Large) | Number | 82 | AI | ⚠ | Priced
| Citywalk Plot 5.11 Main Works Contract BOQ (1).xlsx | H |  |  | NEW | CITYWALK PHASE-05, PLOT 5.11 | Residential | CITYWALK RESIDENTIAL 1 LLC |  | B — Site Work | B | B13 | B1301 | B13 Piling generally | Plumeria obtusa; 2.0m high | 6 | Nr. | AED | 1650 | 9900 | 8.01 | External Works – Landscape – Trees (Medium) | Number | 81 | AI | ⚠ | Priced
| Citywalk Plot 5.11 Main Works Contract BOQ (1).xlsx | A |  |  | NEW | CITYWALK PHASE-05, PLOT 5.11 | Residential | CITYWALK RESIDENTIAL 1 LLC |  | B — Site Work | B | B13 | B1301 | B13 Piling generally | Bismarckia nobilis; 3.5m high | 3 | Nr. | AED | 10313 | 30939 | 8.01 | External Works – Landscape – Trees (Large) | Number | 82 | AI | ⚠ | Priced
| Citywalk Plot 5.11 Main Works Contract BOQ (1).xlsx | B |  |  | NEW | CITYWALK PHASE-05, PLOT 5.11 | Residential | CITYWALK RESIDENTIAL 1 LLC |  | B — Site Work | B | B13 | B1301 | B13 Piling generally | Washingtonia robusta; 5.0m high | 15 | Nr. | AED | 7150 | 107250 | 8.01 | External Works – Landscape – Trees (Large) | Number | 82 | AI | ⚠ | Priced
| Citywalk Plot 5.11 Main Works Contract BOQ (1).xlsx | C |  |  | NEW | CITYWALK PHASE-05, PLOT 5.11 | Residential | CITYWALK RESIDENTIAL 1 LLC |  | B — Site Work | B | B13 | B1302 | B13 Piling generally | Ground covers; Asystasia Gangetica; 300mm high | 65 | Nr. | AED | 16 | 1040 | 8.01 | External Works – Landscape – Ground Covers & Planting | Area (m²) | 80 | AI | ⚠ | Priced
| Citywalk Plot 5.11 Main Works Contract BOQ (1).xlsx | D |  |  | NEW | CITYWALK PHASE-05, PLOT 5.11 | Residential | CITYWALK RESIDENTIAL 1 LLC |  | B — Site Work | B | B13 | B1302 | B13 Piling generally | Ground covers; Ipomoea pes-caprae; 700mm high | 64 | Nr. | AED | 15 | 960 | 8.01 | External Works – Landscape – Ground Covers & Planting | Area (m²) | 80 | AI | ⚠ | Priced
| Citywalk Plot 5.11 Main Works Contract BOQ (1).xlsx | E |  |  | NEW | CITYWALK PHASE-05, PLOT 5.11 | Residential | CITYWALK RESIDENTIAL 1 LLC |  | B — Site Work | B | B13 | B1302 | B13 Piling generally | Ground covers; Wedelia trilobata; 300mm high | 50 | Nr. | AED | 25 | 1250 | 8.01 | External Works – Landscape – Ground Covers & Planting | Area (m²) | 80 | AI | ⚠ | Priced
| Citywalk Plot 5.11 Main Works Contract BOQ (1).xlsx | F |  |  | NEW | CITYWALK PHASE-05, PLOT 5.11 | Residential | CITYWALK RESIDENTIAL 1 LLC |  | B — Site Work | B | B13 | B1302 | B13 Piling generally | Shrubs; Caesalpinia Pulcherrima; 800mm high | 25 | Nr. | AED | 63 | 1575 | 8.01 | External Works – Landscape – Shrubs & Planting | Number | 80 | AI | ⚠ | Priced
| Citywalk Plot 5.11 Main Works Contract BOQ (1).xlsx | G |  |  | NEW | CITYWALK PHASE-05, PLOT 5.11 | Residential | CITYWALK RESIDENTIAL 1 LLC |  | B — Site Work | B | B13 | B1302 | B13 Piling generally | Shrubs; Canna indica; 300mm high | 115 | Nr. | AED | 39 | 4485 | 8.01 | External Works – Landscape – Shrubs & Planting | Number | 80 | AI | ⚠ | Priced
| Citywalk Plot 5.11 Main Works Contract BOQ (1).xlsx | H |  |  | NEW | CITYWALK PHASE-05, PLOT 5.11 | Residential | CITYWALK RESIDENTIAL 1 LLC |  | B — Site Work | B | B13 | B1302 | B13 Piling generally | Shrubs; Conocarpus erectus 'Silverleaf' | 254 | Nr. | AED | 63 | 16002 | 8.01 | External Works – Landscape – Shrubs & Planting | Number | 80 | AI | ⚠ | Priced
| Citywalk Plot 5.11 Main Works Contract BOQ (1).xlsx | J |  |  | NEW | CITYWALK PHASE-05, PLOT 5.11 | Residential | CITYWALK RESIDENTIAL 1 LLC |  | B — Site Work | B | B13 | B1302 | B13 Piling generally | Shrubs; Dodonea viscosa; 500mm high | 482 | Nr. | AED | 31 | 14942 | 8.01 | External Works – Landscape – Shrubs & Planting | Number | 80 | AI | ⚠ | Priced
| Citywalk Plot 5.11 Main Works Contract BOQ (1).xlsx | K |  |  | NEW | CITYWALK PHASE-05, PLOT 5.11 | Residential | CITYWALK RESIDENTIAL 1 LLC |  | B — Site Work | B | B02 | B0202 | B2 Trial holes | Shrubs; Encelia farinosa; 250mm high | 20 | Nr. | AED | 31 | 620 | 8.01 | External Works – Planting (Shrubs) | Number | 85 | AI | ✓ | Priced
| Citywalk Plot 5.11 Main Works Contract BOQ (1).xlsx | L |  |  | NEW | CITYWALK PHASE-05, PLOT 5.11 | Residential | CITYWALK RESIDENTIAL 1 LLC |  | B — Site Work | B | B02 | B0202 | B2 Trial holes | Shrubs; Ficus microcarpa `Green Island`; 300mm hogh | 322 | Nr. | AED | 30 | 9660 | 8.01 | External Works – Planting (Shrubs) | Number | 85 | AI | ✓ | Priced
| Citywalk Plot 5.11 Main Works Contract BOQ (1).xlsx | M |  |  | NEW | CITYWALK PHASE-05, PLOT 5.11 | Residential | CITYWALK RESIDENTIAL 1 LLC |  | B — Site Work | B | B02 | B0202 | B2 Trial holes | Shrubs; Ficus microcarpa nitida; 500mm high | 22 | Nr. | AED | 41 | 902 | 8.01 | External Works – Planting (Shrubs) | Number | 85 | AI | ✓ | Priced
| Citywalk Plot 5.11 Main Works Contract BOQ (1).xlsx | N |  |  | NEW | CITYWALK PHASE-05, PLOT 5.11 | Residential | CITYWALK RESIDENTIAL 1 LLC |  | B — Site Work | B | B02 | B0202 | B2 Trial holes | Shrubs; Hymenocallis littoralis; 300mm high | 342 | Nr. | AED | 33 | 11286 | 8.01 | External Works – Planting (Shrubs) | Number | 85 | AI | ✓ | Priced
| Citywalk Plot 5.11 Main Works Contract BOQ (1).xlsx | P |  |  | NEW | CITYWALK PHASE-05, PLOT 5.11 | Residential | CITYWALK RESIDENTIAL 1 LLC |  | B — Site Work | B | B02 | B0202 | B2 Trial holes | Shrubs; Leucophyllum frutescens; 400mm high | 322 | Nr. | AED | 49 | 15778 | 8.01 | External Works – Planting (Shrubs) | Number | 85 | AI | ✓ | Priced
| Citywalk Plot 5.11 Main Works Contract BOQ (1).xlsx | Q |  |  | NEW | CITYWALK PHASE-05, PLOT 5.11 | Residential | CITYWALK RESIDENTIAL 1 LLC |  | B — Site Work | B | B02 | B0202 | B2 Trial holes | Shrubs; Pandanus baptistii; 300mm high | 370 | Nr. | AED | 36 | 13320 | 8.01 | External Works – Planting (Shrubs) | Number | 85 | AI | ✓ | Priced
| Citywalk Plot 5.11 Main Works Contract BOQ (1).xlsx | A |  |  | NEW | CITYWALK PHASE-05, PLOT 5.11 | Residential | CITYWALK RESIDENTIAL 1 LLC |  | E — Metalwork | E | E03 | E0301 | E3 Non-structural metalwork | Shrubs; Coccoloba uvifera; 1200mm high | 185 | m² | AED | 145 | 26825 | 3.01 | Metalwork – Handrail / Balustrade | Length (m) | 90 | Rule | ✓ | Priced
| Citywalk Plot 5.11 Main Works Contract BOQ (1).xlsx | B |  |  | NEW | CITYWALK PHASE-05, PLOT 5.11 | Residential | CITYWALK RESIDENTIAL 1 LLC |  | B — Site Work | B | B02 | B0202 | B2 Trial holes | Shrubs; Vitex agnus-castus; 700mm high | 64 | Nr. | AED | 110 | 7040 | 8.01 | External Works – Planting (Shrubs) | Number | 85 | AI | ✓ | Priced
| Citywalk Plot 5.11 Main Works Contract BOQ (1).xlsx | C |  |  | NEW | CITYWALK PHASE-05, PLOT 5.11 | Residential | CITYWALK RESIDENTIAL 1 LLC |  | B — Site Work | B | B02 | B0203 | B2 Trial holes | Grass; Cenchrus ciliaris; 400mm high | 10 | Nr. | AED | 85 | 850 | 8.01 | External Works – Planting (Ornamental Grasses) | Number | 85 | AI | ✓ | Priced
| Citywalk Plot 5.11 Main Works Contract BOQ (1).xlsx | D |  |  | NEW | CITYWALK PHASE-05, PLOT 5.11 | Residential | CITYWALK RESIDENTIAL 1 LLC |  | B — Site Work | B | B02 | B0203 | B2 Trial holes | Grass; Muhlenbergia capillaris; 400mm high | 246 | Nr. | AED | 64 | 15744 | 8.01 | External Works – Planting (Ornamental Grasses) | Number | 85 | AI | ✓ | Priced
| Citywalk Plot 5.11 Main Works Contract BOQ (1).xlsx | E |  |  | NEW | CITYWALK PHASE-05, PLOT 5.11 | Residential | CITYWALK RESIDENTIAL 1 LLC |  | B — Site Work | B | B02 | B0203 | B2 Trial holes | Grass; Pennisetum setaceum; 500mm high | 237 | Nr. | AED | 25 | 5925 | 8.01 | External Works – Planting (Ornamental Grasses) | Number | 85 | AI | ✓ | Priced
| Citywalk Plot 5.11 Main Works Contract BOQ (1).xlsx | F |  |  | NEW | CITYWALK PHASE-05, PLOT 5.11 | Residential | CITYWALK RESIDENTIAL 1 LLC |  | B — Site Work | B | B02 | B0201 | B2 Trial holes | Lawn; Paspalum vaginatum | 165 | m² | AED | 63 | 10395 | 8.01 | External Works – Planting (Lawn) | Area (m²) | 85 | AI | ✓ | Priced
| Citywalk Plot 5.11 Main Works Contract BOQ (1).xlsx | G |  |  | NEW | CITYWALK PHASE-05, PLOT 5.11 | Residential | CITYWALK RESIDENTIAL 1 LLC |  | A — General Requirements | A | A01 | A0100 | Conditions of contract | Maintenance and management during contract period and up to date of Taking Over as per specifications | 1 | Item | AED | 75625 | 75625 | 9.01 | Preliminaries / General Requirements | Item | 68 | Fuzzy | ⚠ | Priced
| Citywalk Plot 5.11 Main Works Contract BOQ (1).xlsx | H |  |  | NEW | CITYWALK PHASE-05, PLOT 5.11 | Residential | CITYWALK RESIDENTIAL 1 LLC |  | A — General Requirements | A | A02 | A0200 | Specification | Maintenance and management during Defects Liabilities Period as per specifications | 1 | Item | AED | 99000 | 99000 | 9.01 | Preliminaries / General Requirements | Item | 62 | Fuzzy | ⚠ | Priced
| Citywalk Plot 5.11 Main Works Contract BOQ (1).xlsx | J |  |  | NEW | CITYWALK PHASE-05, PLOT 5.11 | Residential | CITYWALK RESIDENTIAL 1 LLC |  | K — Accessories | K | K02 | K0201 | K2 Partitions | Tree stakes; 2nr pressure treated softwood stake post of size 50mm dia.; stained mid brown colour; 1000mm minimum length below grouns and 1100mm minimum length above ground; including 25 x 3mm 'Rainbw' ties | 81 | Nr. | AED | 108 | 8748 | 4.01 | Furniture, Fittings and Equipment | Enumerated (nr), Length (m), Area (m²), Item | 63 | Fuzzy | ⚠ | Priced
| Citywalk Plot 5.11 Main Works Contract BOQ (1).xlsx | K |  |  | NEW | CITYWALK PHASE-05, PLOT 5.11 | Residential | CITYWALK RESIDENTIAL 1 LLC |  | K — Accessories | K | K02 | K0201 | K2 Partitions | Tree ties; adjustable rubber ties; black colour; minimum width 35mm; fixed as per manufacturer's recommendations; including all ancillary works as necessary | 81 | Nr. | AED | 46 | 3726 | 4.01 | Furniture, Fittings and Equipment | Enumerated (nr), Length (m), Area (m²), Item | 65 | Fuzzy | ⚠ | Priced
| Citywalk Plot 5.11 Main Works Contract BOQ (1).xlsx | L |  |  | NEW | CITYWALK PHASE-05, PLOT 5.11 | Residential | CITYWALK RESIDENTIAL 1 LLC |  | B — Site Work | B | B01 | B0102 | B1 Site exploration generally | 30mm thick drainage cell; on slab | 998 | m² | AED | 71 | 70858 | 8.01 | External Works – Site Preparation (Drainage) | Area (m²) | 80 | AI | ⚠ | Priced
| Citywalk Plot 5.11 Main Works Contract BOQ (1).xlsx | M |  |  | NEW | CITYWALK PHASE-05, PLOT 5.11 | Residential | CITYWALK RESIDENTIAL 1 LLC |  | B — Site Work | B | B01 | B0102 | B1 Site exploration generally | Root barrier; pool deck area | 129 | m² | AED | 63 | 8127 | 8.01 | External Works – Site Preparation (Root Barrier) | Length (m) | 80 | AI | ⚠ | Priced
| Citywalk Plot 5.11 Main Works Contract BOQ (1).xlsx | A |  |  | NEW | CITYWALK PHASE-05, PLOT 5.11 | Residential | CITYWALK RESIDENTIAL 1 LLC |  | K — Accessories | K | K01 | K0101 | K1 Generally | Imported planting soil; sweet soil with fertilizers and soil amendments as required | 13 | m³ | AED | 118 | 1534 | 4.01 | Furniture, Fittings and Equipment | Enumerated (nr), Length (m), Area (m²), Item | 65 | Fuzzy | ⚠ | Priced
| Citywalk Plot 5.11 Main Works Contract BOQ (1).xlsx | B |  |  | NEW | CITYWALK PHASE-05, PLOT 5.11 | Residential | CITYWALK RESIDENTIAL 1 LLC |  | B — Site Work | B | B02 | B0202 | B2 Trial holes | Shrubs; Leucophyllum frutescens; 400mm high | 83 | Nr | AED | 0 | Included | 8.01 | External Works – Planting (Shrubs with soil) | Number | 85 | AI | ✓ | Unpriced
| Citywalk Plot 5.11 Main Works Contract BOQ (1).xlsx | C |  |  | NEW | CITYWALK PHASE-05, PLOT 5.11 | Residential | CITYWALK RESIDENTIAL 1 LLC |  | B — Site Work | B | B02 | B0202 | B2 Trial holes | Shrubs; Vitex agnus-castus; 700mm high | 46 | Nr | AED | 0 | Included | 8.01 | External Works – Planting (Shrubs with soil) | Number | 85 | AI | ✓ | Unpriced
| Citywalk Plot 5.11 Main Works Contract BOQ (1).xlsx | D |  |  | NEW | CITYWALK PHASE-05, PLOT 5.11 | Residential | CITYWALK RESIDENTIAL 1 LLC |  | B — Site Work | B | B02 | B0203 | B2 Trial holes | Grass; Muhlenbergia capillaris; 400mm high | 66 | Nr | AED | 0 | Included | 8.01 | External Works – Planting (Grasses with soil) | Number | 85 | AI | ✓ | Unpriced
| Citywalk Plot 5.11 Main Works Contract BOQ (1).xlsx | E |  |  | NEW | CITYWALK PHASE-05, PLOT 5.11 | Residential | CITYWALK RESIDENTIAL 1 LLC |  | B — Site Work | B | B02 | B0203 | B2 Trial holes | Grass; Pennisetum setaceum; 500mm high | 49 | Nr | AED | 0 | Included | 8.01 | External Works – Planting (Grasses with soil) | Number | 85 | AI | ✓ | Unpriced
| Citywalk Plot 5.11 Main Works Contract BOQ (1).xlsx | F |  |  | NEW | CITYWALK PHASE-05, PLOT 5.11 | Residential | CITYWALK RESIDENTIAL 1 LLC |  | A — General Requirements | A | A01 | A0100 | Conditions of contract | Maintenance and management during contract period and up to date of Taking Over as per specifications | 0 | Item | AED | 0 | Included | 9.01 | Preliminaries / General Requirements | Item | 68 | Fuzzy | ⚠ | Unpriced
| Citywalk Plot 5.11 Main Works Contract BOQ (1).xlsx | G |  |  | NEW | CITYWALK PHASE-05, PLOT 5.11 | Residential | CITYWALK RESIDENTIAL 1 LLC |  | A — General Requirements | A | A02 | A0200 | Specification | Maintenance and management during Defects Liabilities Period as per specifications | 0 | Item | AED | 0 | Included | 9.01 | Preliminaries / General Requirements | Item | 62 | Fuzzy | ⚠ | Unpriced
| Citywalk Plot 5.11 Main Works Contract BOQ (1).xlsx | A |  |  | NEW | CITYWALK PHASE-05, PLOT 5.11 | Residential | CITYWALK RESIDENTIAL 1 LLC |  | A — General Requirements | A | A01 | A0101 | Conditions of contract | Allow for any other works which are not included above and which are required to complete the Site Work in accordance with the Specification and the Drawings (Tenderer to list below): | 0 | Item | AED | 0 |  | 9.01 | Preliminaries – Contingency | Item | 90 | Rule | ✓ | Unpriced
| Citywalk Plot 5.11 Main Works Contract BOQ (1).xlsx | 1 |  |  | NEW | CITYWALK PHASE-05, PLOT 5.11 | Residential | CITYWALK RESIDENTIAL 1 LLC |  | B — Site Work | B | B01 | B0105 | B1 Site exploration generally | P04; Size 600 x 200x 20mm thick; to banding | 59 | m | AED | 220 | 12980 | 8.01 | External Works – Paving (Hardstanding) | Area (m²) | 75 | AI | ⚠ | Priced
| Citywalk Plot 5.11 Main Works Contract BOQ (1).xlsx | 2 |  |  | NEW | CITYWALK PHASE-05, PLOT 5.11 | Residential | CITYWALK RESIDENTIAL 1 LLC |  | B — Site Work | B | B11 | B1101 | B11 Disposal | Backfilling Quantity with compaction | 3325 | m³ | AED | 25 | 83125 | 8.01 | Site Works, Drainage, External Services & Landscaping | Volume (m³), Length (m), Area (m²), Enumerated (nr), Item | 72 | Fuzzy | ⚠ | Priced
| Citywalk Plot 5.11 Main Works Contract BOQ (1).xlsx | 3 |  |  | NEW | CITYWALK PHASE-05, PLOT 5.11 | Residential | CITYWALK RESIDENTIAL 1 LLC |  | R — Electrical Engineering Installations | R | R04 | R0401 | R4 Final sub-circuits and auxiliary installations | Landscape Linear light points | 44 | m³ | AED | 164 | 7216 | 5.08 | Electrical Engineering Installations | Length (m), Enumerated (nr), Item | 74 | Fuzzy | ⚠ | Priced
| Citywalk Plot 5.11 Main Works Contract BOQ (1).xlsx | 4 |  |  | NEW | CITYWALK PHASE-05, PLOT 5.11 | Residential | CITYWALK RESIDENTIAL 1 LLC |  | R — Electrical Engineering Installations | R | R05 | R0501 | R5 Accessories | Type LL6- INSTALLATION | 44 | m³ | AED | 20 | 880 | 3.01 | Electrical – Landscape Light | Enumerated (nr) | 97 | Rule | ✓ | Priced
| Citywalk Plot 5.11 Main Works Contract BOQ (1).xlsx | 5 |  |  | NEW | CITYWALK PHASE-05, PLOT 5.11 | Residential | CITYWALK RESIDENTIAL 1 LLC |  | R — Electrical Engineering Installations | R | R05 | R0501 | R5 Accessories | Type LL6- Supply | 44 | m³ | AED | 772 | 33968 | 3.01 | Electrical – Landscape Light | Enumerated (nr) | 97 | Rule | ✓ | Priced
| Citywalk Plot 5.11 Main Works Contract BOQ (1).xlsx | 2/B/1/B |  |  | NEW | CITYWALK PHASE-05, PLOT 5.11 | Residential | CITYWALK RESIDENTIAL 1 LLC |  | F — Woodwork | F | F04 | F0401 | F4 Grounds and battens | To horizontal surface | 1117 | m² | AED | 5 | 5585 | 3.01 | Woodwork – Cladding Panel | Area (m²) | 85 | Rule | ✓ | Priced
| Citywalk Plot 5.11 Main Works Contract BOQ (1).xlsx | 2/B/2/A |  |  | NEW | CITYWALK PHASE-05, PLOT 5.11 | Residential | CITYWALK RESIDENTIAL 1 LLC |  | C — Concrete Work | C | C02 | C0201 | C2 Poured concrete | Excavation to reduce level; for pile caps | 11 | m³ | AED | 75 | 825 | 2.01 | Substructure | Volume (m³) | 95 | Rule | ✓ | Priced
| Citywalk Plot 5.11 Main Works Contract BOQ (1).xlsx | 2/B/2/B |  |  | NEW | CITYWALK PHASE-05, PLOT 5.11 | Residential | CITYWALK RESIDENTIAL 1 LLC |  | B — Site Work | B | B09 | B0900 | B9 Excavation | Excavation to reduce level; to paving area | 2 | m³ | AED | 75 | 150 | 8.01 | Site Works, Drainage, External Services & Landscaping | Volume (m³), Length (m), Area (m²), Enumerated (nr), Item | 79 | Fuzzy | ⚠ | Priced
| Citywalk Plot 5.11 Main Works Contract BOQ (1).xlsx | 2/B/3/A |  |  | NEW | CITYWALK PHASE-05, PLOT 5.11 | Residential | CITYWALK RESIDENTIAL 1 LLC |  | C — Concrete Work | C | C02 | C0201 | C2 Poured concrete | Surplus from pile cap excavation | 11 | m³ | AED | 25 | 275 | 2.01 | Substructure | Volume (m³) | 95 | Rule | ✓ | Priced
| Citywalk Plot 5.11 Main Works Contract BOQ (1).xlsx | 2/B/3/B |  |  | NEW | CITYWALK PHASE-05, PLOT 5.11 | Residential | CITYWALK RESIDENTIAL 1 LLC |  | B — Site Work | B | B01 | B0105 | B1 Site exploration generally | Surplus from paving area | 2 | m³ | AED | 25 | 50 | 8.01 | External Works – Paving (Surplus/Deduction) | Area (m²) | 70 | AI | ⚠ | Priced
| Citywalk Plot 5.11 Main Works Contract BOQ (1).xlsx | 2/B/6/A |  |  | NEW | CITYWALK PHASE-05, PLOT 5.11 | Residential | CITYWALK RESIDENTIAL 1 LLC |  | Q — Mechanical Engineering Installations | Q | Q03 | Q0301 | Q3 Ductwork | 150mm thick | -5 | m³ | AED | 150 | -750 | 5.06 | Mechanical Engineering Installations | Length (m), Weight (t), Area (m²), Enumerated (nr), Item | 66 | Fuzzy | ⚠ | Priced
| Citywalk Plot 5.11 Main Works Contract BOQ (1).xlsx | 2/B/6/B |  |  | NEW | CITYWALK PHASE-05, PLOT 5.11 | Residential | CITYWALK RESIDENTIAL 1 LLC |  | Q — Mechanical Engineering Installations | Q | Q03 | Q0301 | Q3 Ductwork | 800mm thick | 28 | m³ | AED | 63 | 1764 | 5.06 | Mechanical Engineering Installations | Length (m), Weight (t), Area (m²), Enumerated (nr), Item | 66 | Fuzzy | ⚠ | Priced
| Citywalk Plot 5.11 Main Works Contract BOQ (1).xlsx | 2/B/18/A |  |  | NEW | CITYWALK PHASE-05, PLOT 5.11 | Residential | CITYWALK RESIDENTIAL 1 LLC |  | B — Site Work | B | B01 | B0103 | B1 Site exploration generally | Polystyrene; to paving areas | 111 | m³ | AED | 919 | 102009 | 8.01 | External Works – Preparation (Insulation) | Area (m²) | 75 | AI | ⚠ | Priced
| Citywalk Plot 5.11 Main Works Contract BOQ (1).xlsx | 2/B/18/B |  |  | NEW | CITYWALK PHASE-05, PLOT 5.11 | Residential | CITYWALK RESIDENTIAL 1 LLC |  | B — Site Work | B | B01 | B0105 | B1 Site exploration generally | P01; Size 600 x 300x 20mm thick; to primary pathway | 92 | m² | AED | 544 | 50048 | 8.01 | External Works – Paving (Pathway) | Area (m²) | 80 | AI | ⚠ | Priced
| Citywalk Plot 5.11 Main Works Contract BOQ (1).xlsx | 2/B/19/A |  |  | NEW | CITYWALK PHASE-05, PLOT 5.11 | Residential | CITYWALK RESIDENTIAL 1 LLC |  | B — Site Work | B | B25 | B2501 | B25 Tunnel linings | P02; Size 600 x 300x 20mm thick; to secondary pathway | 31 | m² | AED | 544 | 16864 | 8.01 | Site Works, Drainage, External Services & Landscaping | Volume (m³), Length (m), Area (m²), Enumerated (nr), Item | 66 | Fuzzy | ⚠ | Priced
| Citywalk Plot 5.11 Main Works Contract BOQ (1).xlsx | 2/B/19/B |  |  | NEW | CITYWALK PHASE-05, PLOT 5.11 | Residential | CITYWALK RESIDENTIAL 1 LLC |  | B — Site Work | B | B01 | B0105 | B1 Site exploration generally | P03; Size 600 x 300x 20mm thick; to entrance to private balconies | -90 | m² | AED | 564 | -50760 | 8.01 | External Works – Paving (Balcony) | Area (m²) | 80 | AI | ⚠ | Priced
| Citywalk Plot 5.11 Main Works Contract BOQ (1).xlsx | 2/B/19/D |  |  | NEW | CITYWALK PHASE-05, PLOT 5.11 | Residential | CITYWALK RESIDENTIAL 1 LLC |  | B — Site Work | B | B01 | B0105 | B1 Site exploration generally | C01; Size 200 x 600 x 50mm thick | -67 | m | AED | 186 | -12462 | 8.01 | External Works – Paving (Modular units) | Area (m²) | 80 | AI | ⚠ | Priced
| Citywalk Plot 5.11 Main Works Contract BOQ (1).xlsx | 2/B/19/F |  |  | NEW | CITYWALK PHASE-05, PLOT 5.11 | Residential | CITYWALK RESIDENTIAL 1 LLC |  | B — Site Work | B | B01 | B0105 | B1 Site exploration generally | P06; To kids play area; multi colour tone mix | 69 | m² | AED | 770 | 53130 | 8.01 | External Works – Paving (Play Area) | Area (m²) | 80 | AI | ⚠ | Priced
| Citywalk Plot 5.11 Main Works Contract BOQ (1).xlsx | 2/B/20/E |  |  | NEW | CITYWALK PHASE-05, PLOT 5.11 | Residential | CITYWALK RESIDENTIAL 1 LLC |  | B — Site Work | B | B01 | B0104 | B1 Site exploration generally | G01; 150mm thick | 75 | m² | AED | 289 | 21675 | 8.01 | External Works – Surfacing (Gravel/Mulch) | Area (m²) | 75 | AI | ⚠ | Priced
| Citywalk Plot 5.11 Main Works Contract BOQ (1).xlsx | 2/B/21/A |  |  | NEW | CITYWALK PHASE-05, PLOT 5.11 | Residential | CITYWALK RESIDENTIAL 1 LLC |  | B — Site Work | B | B01 | B0105 | B1 Site exploration generally | D-01; size 1850 x 137 x 20mm thick | 7 | m² | AED | 1031 | 7217 | 8.01 | External Works – Paving (Decking/Timber) | Area (m²) | 75 | AI | ⚠ | Priced
| Citywalk Plot 5.11 Main Works Contract BOQ (1).xlsx | 2/B/21/C |  |  | NEW | CITYWALK PHASE-05, PLOT 5.11 | Residential | CITYWALK RESIDENTIAL 1 LLC |  | B — Site Work | B | B01 | B0105 | B1 Site exploration generally | E01; 3mm thick; 6mm flat top; 150mm high | 100 | m | AED | 131 | 13100 | 8.01 | External Works – Paving (Edging) | Length (m) | 75 | AI | ⚠ | Priced
| Citywalk Plot 5.11 Main Works Contract BOQ (1).xlsx | 2/B/21/D |  |  | NEW | CITYWALK PHASE-05, PLOT 5.11 | Residential | CITYWALK RESIDENTIAL 1 LLC |  | B — Site Work | B | B01 | B0105 | B1 Site exploration generally | E03; 3mm thick; 6mm flat top; 40mm high | -66 | m | AED | 94 | -6204 | 8.01 | External Works – Paving (Edging) | Length (m) | 75 | AI | ⚠ | Priced
| Citywalk Plot 5.11 Main Works Contract BOQ (1).xlsx | 2/B/21/E |  |  | NEW | CITYWALK PHASE-05, PLOT 5.11 | Residential | CITYWALK RESIDENTIAL 1 LLC |  | C — Concrete Work | C | C05 | C0500 | C5 Precast concrete | Precast concrete paver; to building surround | 31 | m² | AED | 220 | 6820 | 2.01 | Frame / Concrete Work | Volume (m³), Weight (t), Area (m²), Length (m), Enumerated (nr) | 79 | Fuzzy | ⚠ | Priced
| Citywalk Plot 5.11 Main Works Contract BOQ (1).xlsx | 2/B/21/F |  |  | NEW | CITYWALK PHASE-05, PLOT 5.11 | Residential | CITYWALK RESIDENTIAL 1 LLC |  | Q — Mechanical Engineering Installations | Q | Q03 | Q0301 | Q3 Ductwork | 150mm thick | 51 | m² | AED | 289 | 14739 | 5.06 | Mechanical Engineering Installations | Length (m), Weight (t), Area (m²), Enumerated (nr), Item | 66 | Fuzzy | ⚠ | Priced
| Citywalk Plot 5.11 Main Works Contract BOQ (1).xlsx | 2/B/22/H |  |  | NEW | CITYWALK PHASE-05, PLOT 5.11 | Residential | CITYWALK RESIDENTIAL 1 LLC |  | B — Site Work | B | B02 | B0202 | B2 Trial holes | Plumeria obtusa; 2.0m high | -2 | Nr. | AED | 1650 | -3300 | 8.01 | External Works – Planting (Trees) | Number | 85 | AI | ✓ | Priced
| Citywalk Plot 5.11 Main Works Contract BOQ (1).xlsx | 2/B/23/C |  |  | NEW | CITYWALK PHASE-05, PLOT 5.11 | Residential | CITYWALK RESIDENTIAL 1 LLC |  | B — Site Work | B | B02 | B0204 | B2 Trial holes | Ground covers; Asystasia Gangetica; 300mm high | 5 | Nr. | AED | 16 | 80 | 8.01 | External Works – Planting (Ground Covers) | Area (m²) | 85 | AI | ✓ | Priced
| Citywalk Plot 5.11 Main Works Contract BOQ (1).xlsx | 2/B/22/D |  |  | NEW | CITYWALK PHASE-05, PLOT 5.11 | Residential | CITYWALK RESIDENTIAL 1 LLC |  | B — Site Work | B | B02 | B0204 | B2 Trial holes | Ground covers; Ipomoea pes-caprae; 700mm high | 3 | Nr. | AED | 15 | 45 | 8.01 | External Works – Planting (Ground Covers) | Area (m²) | 85 | AI | ✓ | Priced
| Citywalk Plot 5.11 Main Works Contract BOQ (1).xlsx | A |  |  | NEW | CITYWALK PHASE-05, PLOT 5.11 | Residential | CITYWALK RESIDENTIAL 1 LLC |  | A — General Requirements | A | A01 | A0101 | Conditions of contract | Allow for any other works which are not included above and which are required to complete the Site Work in accordance with the Specification and the Drawings (Tenderer to list below): | 0 | Item | AED | 0 |  | 9.01 | Preliminaries – Contingency | Item | 90 | Rule | ✓ | Unpriced
| Citywalk Plot 5.11 Main Works Contract BOQ (1).xlsx | 2/B/24/A |  |  | NEW | CITYWALK PHASE-05, PLOT 5.11 | Residential | CITYWALK RESIDENTIAL 1 LLC |  | E — Metalwork | E | E03 | E0301 | E3 Non-structural metalwork | Shrubs; Coccoloba uvifera; 1200mm high | -133 | m² | AED | 145 | -19285 | 3.01 | Metalwork – Handrail / Balustrade | Length (m) | 90 | Rule | ✓ | Priced
| Citywalk Plot 5.11 Main Works Contract BOQ (1).xlsx | 2/B/24/B |  |  | NEW | CITYWALK PHASE-05, PLOT 5.11 | Residential | CITYWALK RESIDENTIAL 1 LLC |  | B — Site Work | B | B02 | B0202 | B2 Trial holes | Shrubs; Vitex agnus-castus; 700mm high | 43 | Nr. | AED | 110 | 4730 | 8.01 | External Works – Planting (Shrubs) | Number | 85 | AI | ✓ | Priced
| Citywalk Plot 5.11 Main Works Contract BOQ (1).xlsx | 2/B/24/C |  |  | NEW | CITYWALK PHASE-05, PLOT 5.11 | Residential | CITYWALK RESIDENTIAL 1 LLC |  | B — Site Work | B | B02 | B0203 | B2 Trial holes | Grass; Cenchrus ciliaris; 400mm high | 4 | Nr. | AED | 85 | 340 | 8.01 | External Works – Planting (Ornamental Grasses) | Number | 85 | AI | ✓ | Priced
| Citywalk Plot 5.11 Main Works Contract BOQ (1).xlsx | 2/B/24/D |  |  | NEW | CITYWALK PHASE-05, PLOT 5.11 | Residential | CITYWALK RESIDENTIAL 1 LLC |  | B — Site Work | B | B02 | B0203 | B2 Trial holes | Grass; Muhlenbergia capillaris; 400mm high | 73 | Nr. | AED | 64 | 4672 | 8.01 | External Works – Planting (Ornamental Grasses) | Number | 85 | AI | ✓ | Priced
| Citywalk Plot 5.11 Main Works Contract BOQ (1).xlsx | 2/B/24/E |  |  | NEW | CITYWALK PHASE-05, PLOT 5.11 | Residential | CITYWALK RESIDENTIAL 1 LLC |  | B — Site Work | B | B02 | B0203 | B2 Trial holes | Grass; Pennisetum setaceum; 500mm high | 51 | Nr. | AED | 25 | 1275 | 8.01 | External Works – Planting (Ornamental Grasses) | Number | 85 | AI | ✓ | Priced
| Citywalk Plot 5.11 Main Works Contract BOQ (1).xlsx | 2/B/24/J |  |  | NEW | CITYWALK PHASE-05, PLOT 5.11 | Residential | CITYWALK RESIDENTIAL 1 LLC |  | K — Accessories | K | K02 | K0201 | K2 Partitions | Tree stakes; 2nr pressure treated softwood stake post of size 50mm dia.; stained mid brown colour; 1000mm minimum length below grouns and 1100mm minimum length above ground; including 25 x 3mm 'Rainbw' ties | -2 | Nr. | AED | 108 | -216 | 4.01 | Furniture, Fittings and Equipment | Enumerated (nr), Length (m), Area (m²), Item | 63 | Fuzzy | ⚠ | Priced
| Citywalk Plot 5.11 Main Works Contract BOQ (1).xlsx | 2/B/24/K |  |  | NEW | CITYWALK PHASE-05, PLOT 5.11 | Residential | CITYWALK RESIDENTIAL 1 LLC |  | K — Accessories | K | K02 | K0201 | K2 Partitions | Tree ties; adjustable rubber ties; black colour; minimum width 35mm; fixed as per manufacturer's recommendations; including all ancillary works as necessary | -2 | Nr. | AED | 46 | -92 | 4.01 | Furniture, Fittings and Equipment | Enumerated (nr), Length (m), Area (m²), Item | 65 | Fuzzy | ⚠ | Priced
| Citywalk Plot 5.11 Main Works Contract BOQ (1).xlsx | 2/B/24/L |  |  | NEW | CITYWALK PHASE-05, PLOT 5.11 | Residential | CITYWALK RESIDENTIAL 1 LLC |  | B — Site Work | B | B01 | B0102 | B1 Site exploration generally | 30mm thick drainage cell; on slab | 70 | m² | AED | 71 | 4970 | 8.01 | External Works – Site Preparation (Drainage) | Area (m²) | 80 | AI | ⚠ | Priced
| Citywalk Plot 5.11 Main Works Contract BOQ (1).xlsx | 2/B/24/M |  |  | NEW | CITYWALK PHASE-05, PLOT 5.11 | Residential | CITYWALK RESIDENTIAL 1 LLC |  | B — Site Work | B | B01 | B0102 | B1 Site exploration generally | Root barrier; pool deck area | 128 | m² | AED | 63 | 8064 | 8.01 | External Works – Site Preparation (Root Barrier) | Length (m) | 80 | AI | ⚠ | Priced
| Citywalk Plot 5.11 Main Works Contract BOQ (1).xlsx | 2/B/22/E |  |  | NEW | CITYWALK PHASE-05, PLOT 5.11 | Residential | CITYWALK RESIDENTIAL 1 LLC |  | B — Site Work | B | B01 | B0102 | B1 Site exploration generally | Ground covers; Wedelia trilobata; 300mm high | 4 | Nr. | AED | 25 | 100 | 8.01 | External Works – Soft Landscaping | Number or Area (m²) | 85 | AI | ✓ | Priced
| Citywalk Plot 5.11 Main Works Contract BOQ (1).xlsx | 2/B/22/F |  |  | NEW | CITYWALK PHASE-05, PLOT 5.11 | Residential | CITYWALK RESIDENTIAL 1 LLC |  | B — Site Work | B | B01 | B0102 | B1 Site exploration generally | Shrubs; Caesalpinia Pulcherrima; 800mm high | 3 | Nr. | AED | 63 | 189 | 8.01 | External Works – Soft Landscaping | Number | 88 | AI | ✓ | Priced
| Citywalk Plot 5.11 Main Works Contract BOQ (1).xlsx | 2/B/22/G |  |  | NEW | CITYWALK PHASE-05, PLOT 5.11 | Residential | CITYWALK RESIDENTIAL 1 LLC |  | B — Site Work | B | B01 | B0102 | B1 Site exploration generally | Shrubs; Canna indica; 300mm high | 9 | Nr. | AED | 39 | 351 | 8.01 | External Works – Soft Landscaping | Number | 88 | AI | ✓ | Priced
| Citywalk Plot 5.11 Main Works Contract BOQ (1).xlsx | 2/B/22/H |  |  | NEW | CITYWALK PHASE-05, PLOT 5.11 | Residential | CITYWALK RESIDENTIAL 1 LLC |  | B — Site Work | B | B01 | B0102 | B1 Site exploration generally | Shrubs; Conocarpus erectus 'Silverleaf' | 24 | Nr. | AED | 63 | 1512 | 8.01 | External Works – Soft Landscaping | Number | 88 | AI | ✓ | Priced
| Citywalk Plot 5.11 Main Works Contract BOQ (1).xlsx | 2/B/22/J |  |  | NEW | CITYWALK PHASE-05, PLOT 5.11 | Residential | CITYWALK RESIDENTIAL 1 LLC |  | B — Site Work | B | B01 | B0102 | B1 Site exploration generally | Shrubs; Dodonea viscosa; 500mm high | 33 | Nr. | AED | 31 | 1023 | 8.01 | External Works – Soft Landscaping | Number | 88 | AI | ✓ | Priced
| Citywalk Plot 5.11 Main Works Contract BOQ (1).xlsx | 2/B/22/K |  |  | NEW | CITYWALK PHASE-05, PLOT 5.11 | Residential | CITYWALK RESIDENTIAL 1 LLC |  | B — Site Work | B | B01 | B0102 | B1 Site exploration generally | Shrubs; Encelia farinosa; 250mm high | 3 | Nr. | AED | 31 | 93 | 8.01 | External Works – Soft Landscaping | Number | 88 | AI | ✓ | Priced
| Citywalk Plot 5.11 Main Works Contract BOQ (1).xlsx | 2/B/22/L |  |  | NEW | CITYWALK PHASE-05, PLOT 5.11 | Residential | CITYWALK RESIDENTIAL 1 LLC |  | B — Site Work | B | B01 | B0102 | B1 Site exploration generally | Shrubs; Ficus microcarpa `Green Island`; 300mm hogh | 30 | Nr. | AED | 30 | 900 | 8.01 | External Works – Soft Landscaping | Number | 88 | AI | ✓ | Priced
| Citywalk Plot 5.11 Main Works Contract BOQ (1).xlsx | 2/B/22/N |  |  | NEW | CITYWALK PHASE-05, PLOT 5.11 | Residential | CITYWALK RESIDENTIAL 1 LLC |  | B — Site Work | B | B01 | B0102 | B1 Site exploration generally | Shrubs; Hymenocallis littoralis; 300mm high | 26 | Nr. | AED | 33 | 858 | 8.01 | External Works – Soft Landscaping | Number | 88 | AI | ✓ | Priced
| Citywalk Plot 5.11 Main Works Contract BOQ (1).xlsx | 2/B/22/P |  |  | NEW | CITYWALK PHASE-05, PLOT 5.11 | Residential | CITYWALK RESIDENTIAL 1 LLC |  | B — Site Work | B | B01 | B0102 | B1 Site exploration generally | Shrubs; Leucophyllum frutescens; 400mm high | 6 | Nr. | AED | 49 | 294 | 8.01 | External Works – Soft Landscaping | Number | 88 | AI | ✓ | Priced
| Citywalk Plot 5.11 Main Works Contract BOQ (1).xlsx | 2/B/22/Q |  |  | NEW | CITYWALK PHASE-05, PLOT 5.11 | Residential | CITYWALK RESIDENTIAL 1 LLC |  | B — Site Work | B | B01 | B0102 | B1 Site exploration generally | Shrubs; Pandanus baptistii; 300mm high | 14 | Nr. | AED | 36 | 504 | 8.01 | External Works – Soft Landscaping | Number | 88 | AI | ✓ | Priced
| Citywalk Plot 5.11 Main Works Contract BOQ (1).xlsx | A |  |  | NEW | CITYWALK PHASE-05, PLOT 5.11 | Residential | CITYWALK RESIDENTIAL 1 LLC |  | C — Concrete Work | C | C01 | C0101 | C1 Generally | Raft foundation; 400mm thick | 1011 | m³ | AED | 628 | 634908 | 1.01 | Substructure – Raft Foundation | Volume (m³) | 95 | AI | ✓ | Priced
| Citywalk Plot 5.11 Main Works Contract BOQ (1).xlsx | B |  |  | NEW | CITYWALK PHASE-05, PLOT 5.11 | Residential | CITYWALK RESIDENTIAL 1 LLC |  | C — Concrete Work | C | C01 | C0101 | C1 Generally | Raft foundation; 500mm thick | 35 | m³ | AED | 628 | 21980 | 1.01 | Substructure – Raft Foundation | Volume (m³) | 95 | AI | ✓ | Priced
| Citywalk Plot 5.11 Main Works Contract BOQ (1).xlsx | C |  |  | NEW | CITYWALK PHASE-05, PLOT 5.11 | Residential | CITYWALK RESIDENTIAL 1 LLC |  | C — Concrete Work | C | C01 | C0101 | C1 Generally | Raft foundation; 600mm thick | 55 | m³ | AED | 628 | 34540 | 1.01 | Substructure – Raft Foundation | Volume (m³) | 95 | AI | ✓ | Priced
| Citywalk Plot 5.11 Main Works Contract BOQ (1).xlsx | D |  |  | NEW | CITYWALK PHASE-05, PLOT 5.11 | Residential | CITYWALK RESIDENTIAL 1 LLC |  | C — Concrete Work | C | C01 | C0101 | C1 Generally | Raft foundation; 700mm thick | 12 | m³ | AED | 628 | 7536 | 1.01 | Substructure – Raft Foundation | Volume (m³) | 95 | AI | ✓ | Priced
| Citywalk Plot 5.11 Main Works Contract BOQ (1).xlsx | A |  |  | NEW | CITYWALK PHASE-05, PLOT 5.11 | Residential | CITYWALK RESIDENTIAL 1 LLC |  | C — Concrete Work | C | C02 | C0201 | C2 Poured concrete | Retaining walls; 350mm thick | 194 | m³ | AED | 696 | 135024 | 2.01 | Upper Floors / Walls | Volume (m³) | 93 | Rule | ✓ | Priced
| Citywalk Plot 5.11 Main Works Contract BOQ (1).xlsx | B |  |  | NEW | CITYWALK PHASE-05, PLOT 5.11 | Residential | CITYWALK RESIDENTIAL 1 LLC |  | C — Concrete Work | C | C02 | C0201 | C2 Poured concrete | Retaining walls; 400mm thick | 131 | m³ | AED | 696 | 91176 | 2.01 | Upper Floors / Walls | Volume (m³) | 93 | Rule | ✓ | Priced
| Citywalk Plot 5.11 Main Works Contract BOQ (1).xlsx | C |  |  | NEW | CITYWALK PHASE-05, PLOT 5.11 | Residential | CITYWALK RESIDENTIAL 1 LLC |  | C — Concrete Work | C | C02 | C0201 | C2 Poured concrete | Water tank suspended slab; 300mm thick | 2 | m³ | AED | 726 | 1452 | 2.01 | Frame | Volume (m³) | 95 | Rule | ✓ | Priced
| Citywalk Plot 5.11 Main Works Contract BOQ (1).xlsx | D |  |  | NEW | CITYWALK PHASE-05, PLOT 5.11 | Residential | CITYWALK RESIDENTIAL 1 LLC |  | C — Concrete Work | C | C02 | C0201 | C2 Poured concrete | Water tank walls; 300mm thick | 22 | m³ | AED | 726 | 15972 | 2.01 | Upper Floors / Walls | Volume (m³) | 93 | Rule | ✓ | Priced
| Citywalk Plot 5.11 Main Works Contract BOQ (1).xlsx | E |  |  | NEW | CITYWALK PHASE-05, PLOT 5.11 | Residential | CITYWALK RESIDENTIAL 1 LLC |  | C — Concrete Work | C | C02 | C0201 | C2 Poured concrete | Water tank walls; 350mm thick | 97 | m³ | AED | 726 | 70422 | 2.01 | Upper Floors / Walls | Volume (m³) | 93 | Rule | ✓ | Priced
| Citywalk Plot 5.11 Main Works Contract BOQ (1).xlsx | F |  |  | NEW | CITYWALK PHASE-05, PLOT 5.11 | Residential | CITYWALK RESIDENTIAL 1 LLC |  | C — Concrete Work | C | C02 | C0201 | C2 Poured concrete | Water tank walls; 400mm thick | 7 | m³ | AED | 726 | 5082 | 2.01 | Upper Floors / Walls | Volume (m³) | 93 | Rule | ✓ | Priced
| Citywalk Plot 5.11 Main Works Contract BOQ (1).xlsx | G |  |  | NEW | CITYWALK PHASE-05, PLOT 5.11 | Residential | CITYWALK RESIDENTIAL 1 LLC |  | C — Concrete Work | C | C02 | C0201 | C2 Poured concrete | Water tank walls; 500mm thick | 11 | m³ | AED | 726 | 7986 | 2.01 | Upper Floors / Walls | Volume (m³) | 93 | Rule | ✓ | Priced
| Citywalk Plot 5.11 Main Works Contract BOQ (1).xlsx | H |  |  | NEW | CITYWALK PHASE-05, PLOT 5.11 | Residential | CITYWALK RESIDENTIAL 1 LLC |  | C — Concrete Work | C | C02 | C0201 | C2 Poured concrete | Water tank walls; 1200mm thick | 49 | m³ | AED | 726 | 35574 | 2.01 | Upper Floors / Walls | Volume (m³) | 93 | Rule | ✓ | Priced
| Citywalk Plot 5.11 Main Works Contract BOQ (1).xlsx | A |  |  | NEW | CITYWALK PHASE-05, PLOT 5.11 | Residential | CITYWALK RESIDENTIAL 1 LLC |  | N — Special Construction | N | N01 | N0101 | N1 Generally | Protection screed; 50mm thick | 199 | m³ | AED | 0 | included | 5.13 | Specialist Installations | Enumerated (nr), Item | 68 | Fuzzy | ⚠ | Unpriced
| Citywalk Plot 5.11 Main Works Contract BOQ (1).xlsx | B |  |  | NEW | CITYWALK PHASE-05, PLOT 5.11 | Residential | CITYWALK RESIDENTIAL 1 LLC |  | C — Concrete Work | C | C02 | C0201 | C2 Poured concrete | Blinding screed; 50mm thick | 208 | m³ | AED | 0 | Changed as per addedum 7 | 2.01 | Substructure | Volume (m³) | 95 | Rule | ✓ | Unpriced
| Citywalk Plot 5.11 Main Works Contract BOQ (1).xlsx | C |  |  | NEW | CITYWALK PHASE-05, PLOT 5.11 | Residential | CITYWALK RESIDENTIAL 1 LLC |  | C — Concrete Work | C | C02 | C0201 | C2 Poured concrete | Pile caps | 1745 | m³ | AED | 628 | 1095860 | 2.01 | Substructure | Volume (m³) | 95 | Rule | ✓ | Priced
| Citywalk Plot 5.11 Main Works Contract BOQ (1).xlsx | D |  |  | NEW | CITYWALK PHASE-05, PLOT 5.11 | Residential | CITYWALK RESIDENTIAL 1 LLC |  | C — Concrete Work | C | C02 | C0201 | C2 Poured concrete | Tie beams | 22 | m³ | AED | 628 | 13816 | 2.01 | Frame | Volume (m³) | 93 | Rule | ✓ | Priced
| Citywalk Plot 5.11 Main Works Contract BOQ (1).xlsx | E |  |  | NEW | CITYWALK PHASE-05, PLOT 5.11 | Residential | CITYWALK RESIDENTIAL 1 LLC |  | C — Concrete Work | C | C01 | C0102 | C1 Generally | Lift pit base | 173 | m³ | AED | 605 | 104665 | 1.01 | Substructure – Lift Pit | Volume (m³) | 93 | AI | ✓ | Priced
| Citywalk Plot 5.11 Main Works Contract BOQ (1).xlsx | F |  |  | NEW | CITYWALK PHASE-05, PLOT 5.11 | Residential | CITYWALK RESIDENTIAL 1 LLC |  | C — Concrete Work | C | C02 | C0201 | C2 Poured concrete | Columns | 202 | m³ | AED | 650 | 131300 | 2.01 | Frame | Volume (m³) | 95 | Rule | ✓ | Priced
| Citywalk Plot 5.11 Main Works Contract BOQ (1).xlsx | G |  |  | NEW | CITYWALK PHASE-05, PLOT 5.11 | Residential | CITYWALK RESIDENTIAL 1 LLC |  | C — Concrete Work | C | C02 | C0201 | C2 Poured concrete | Columns; circular | 33 | m³ | AED | 650 | 21450 | 2.01 | Frame | Volume (m³) | 95 | Rule | ✓ | Priced
| Citywalk Plot 5.11 Main Works Contract BOQ (1).xlsx | H |  |  | NEW | CITYWALK PHASE-05, PLOT 5.11 | Residential | CITYWALK RESIDENTIAL 1 LLC |  | C — Concrete Work | C | C02 | C0201 | C2 Poured concrete | Core wall; 400mm thick | 124 | m³ | AED | 650 | 80600 | 2.01 | Frame – Core Wall | Area (m²) | 92 | AI | ✓ | Priced
| Citywalk Plot 5.11 Main Works Contract BOQ (1).xlsx | J |  |  | NEW | CITYWALK PHASE-05, PLOT 5.11 | Residential | CITYWALK RESIDENTIAL 1 LLC |  | C — Concrete Work | C | C02 | C0201 | C2 Poured concrete | Shear wall; 300mm thick | 8 | m³ | AED | 650 | 5200 | 2.01 | Frame – Shear Wall | Area (m²) | 93 | AI | ✓ | Priced
| Citywalk Plot 5.11 Main Works Contract BOQ (1).xlsx | K |  |  | NEW | CITYWALK PHASE-05, PLOT 5.11 | Residential | CITYWALK RESIDENTIAL 1 LLC |  | C — Concrete Work | C | C02 | C0201 | C2 Poured concrete | Shear wall; 400mm thick | 358 | m³ | AED | 650 | 232700 | 2.01 | Frame – Shear Wall | Area (m²) | 93 | AI | ✓ | Priced
| Citywalk Plot 5.11 Main Works Contract BOQ (1).xlsx | L |  |  | NEW | CITYWALK PHASE-05, PLOT 5.11 | Residential | CITYWALK RESIDENTIAL 1 LLC |  | C — Concrete Work | C | C02 | C0201 | C2 Poured concrete | Shear wall; 500mm thick | 32 | m³ | AED | 650 | 20800 | 2.01 | Frame – Shear Wall | Area (m²) | 93 | AI | ✓ | Priced
| Citywalk Plot 5.11 Main Works Contract BOQ (1).xlsx | M |  |  | NEW | CITYWALK PHASE-05, PLOT 5.11 | Residential | CITYWALK RESIDENTIAL 1 LLC |  | C — Concrete Work | C | C02 | C0201 | C2 Poured concrete | Shear wall; 650mm thick | 10 | m³ | AED | 650 | 6500 | 2.01 | Frame – Shear Wall | Area (m²) | 93 | AI | ✓ | Priced
| Citywalk Plot 5.11 Main Works Contract BOQ (1).xlsx | N |  |  | NEW | CITYWALK PHASE-05, PLOT 5.11 | Residential | CITYWALK RESIDENTIAL 1 LLC |  | C — Concrete Work | C | C02 | C0201 | C2 Poured concrete | Suspended slab; 150mm thick to attic slab | 66 | m³ | AED | 605 | 39930 | 2.01 | Frame | Volume (m³) | 95 | Rule | ✓ | Priced
| Citywalk Plot 5.11 Main Works Contract BOQ (1).xlsx | P |  |  | NEW | CITYWALK PHASE-05, PLOT 5.11 | Residential | CITYWALK RESIDENTIAL 1 LLC |  | C — Concrete Work | C | C02 | C0201 | C2 Poured concrete | Suspended slab; 200mm thick | 71 | m³ | AED | 605 | 42955 | 2.01 | Frame | Volume (m³) | 95 | Rule | ✓ | Priced
| Citywalk Plot 5.11 Main Works Contract BOQ (1).xlsx | Q |  |  | NEW | CITYWALK PHASE-05, PLOT 5.11 | Residential | CITYWALK RESIDENTIAL 1 LLC |  | C — Concrete Work | C | C02 | C0201 | C2 Poured concrete | Suspended slab; 250mm thick | 433 | m³ | AED | 605 | 261965 | 2.01 | Frame | Volume (m³) | 95 | Rule | ✓ | Priced
| Citywalk Plot 5.11 Main Works Contract BOQ (1).xlsx | R |  |  | NEW | CITYWALK PHASE-05, PLOT 5.11 | Residential | CITYWALK RESIDENTIAL 1 LLC |  | C — Concrete Work | C | C02 | C0201 | C2 Poured concrete | Suspended slab; 300mm thick | 265 | m³ | AED | 605 | 160325 | 2.01 | Frame | Volume (m³) | 95 | Rule | ✓ | Priced
| Citywalk Plot 5.11 Main Works Contract BOQ (1).xlsx | S |  |  | NEW | CITYWALK PHASE-05, PLOT 5.11 | Residential | CITYWALK RESIDENTIAL 1 LLC |  | C — Concrete Work | C | C02 | C0201 | C2 Poured concrete | Suspended slab; 300mm thick; roof slab | 50 | m³ | AED | 605 | 30250 | 2.01 | Frame | Volume (m³) | 95 | Rule | ✓ | Priced
| Citywalk Plot 5.11 Main Works Contract BOQ (1).xlsx | A |  |  | NEW | CITYWALK PHASE-05, PLOT 5.11 | Residential | CITYWALK RESIDENTIAL 1 LLC |  | C — Concrete Work | C | C02 | C0201 | C2 Poured concrete | Suspended slab; 400mm thick | 54 | m³ | AED | 605 | 32670 | 2.01 | Frame | Volume (m³) | 95 | Rule | ✓ | Priced
| Citywalk Plot 5.11 Main Works Contract BOQ (1).xlsx | B |  |  | NEW | CITYWALK PHASE-05, PLOT 5.11 | Residential | CITYWALK RESIDENTIAL 1 LLC |  | C — Concrete Work | C | C02 | C0201 | C2 Poured concrete | Suspended slab; 400mm thick; roof slab | 293 | m³ | AED | 605 | 177265 | 2.01 | Frame | Volume (m³) | 95 | Rule | ✓ | Priced
| Citywalk Plot 5.11 Main Works Contract BOQ (1).xlsx | C |  |  | NEW | CITYWALK PHASE-05, PLOT 5.11 | Residential | CITYWALK RESIDENTIAL 1 LLC |  | C — Concrete Work | C | C02 | C0201 | C2 Poured concrete | Suspended slab; 450mm thick | 216 | m³ | AED | 605 | 130680 | 2.01 | Frame | Volume (m³) | 95 | Rule | ✓ | Priced
| Citywalk Plot 5.11 Main Works Contract BOQ (1).xlsx | D |  |  | NEW | CITYWALK PHASE-05, PLOT 5.11 | Residential | CITYWALK RESIDENTIAL 1 LLC |  | C — Concrete Work | C | C02 | C0201 | C2 Poured concrete | Suspended slab; 450mm thick; roof slab | 356 | m³ | AED | 605 | 215380 | 2.01 | Frame | Volume (m³) | 95 | Rule | ✓ | Priced
| Citywalk Plot 5.11 Main Works Contract BOQ (1).xlsx | E |  |  | NEW | CITYWALK PHASE-05, PLOT 5.11 | Residential | CITYWALK RESIDENTIAL 1 LLC |  | C — Concrete Work | C | C02 | C0201 | C2 Poured concrete | Beams | 94 | m³ | AED | 605 | 56870 | 2.01 | Frame | Volume (m³) | 93 | Rule | ✓ | Priced
| Citywalk Plot 5.11 Main Works Contract BOQ (1).xlsx | F |  |  | NEW | CITYWALK PHASE-05, PLOT 5.11 | Residential | CITYWALK RESIDENTIAL 1 LLC |  | C — Concrete Work | C | C02 | C0201 | C2 Poured concrete | Beams; roof | 7 | m³ | AED | 605 | 4235 | 2.01 | Frame | Volume (m³) | 93 | Rule | ✓ | Priced
| Citywalk Plot 5.11 Main Works Contract BOQ (1).xlsx | G |  |  | NEW | CITYWALK PHASE-05, PLOT 5.11 | Residential | CITYWALK RESIDENTIAL 1 LLC |  | J — Finishes | J | J05 | J0501 | J5 Suspended ceilings | Drop panel | 12 | m³ | AED | 605 | 7260 | 3.01 | Internal Finishes | Area (m²), Length (m) | 63 | Fuzzy | ⚠ | Priced
| Citywalk Plot 5.11 Main Works Contract BOQ (1).xlsx | H |  |  | NEW | CITYWALK PHASE-05, PLOT 5.11 | Residential | CITYWALK RESIDENTIAL 1 LLC |  | C — Concrete Work | C | C02 | C0203 | C2 Poured concrete | Drop panel; roof | 30 | m³ | AED | 605 | 18150 | 2.02 | Upper Floors – Drop Panel | Area (m²) | 91 | AI | ✓ | Priced
| Citywalk Plot 5.11 Main Works Contract BOQ (1).xlsx | J |  |  | NEW | CITYWALK PHASE-05, PLOT 5.11 | Residential | CITYWALK RESIDENTIAL 1 LLC |  | C — Concrete Work | C | C02 | C0204 | C2 Poured concrete | Ramps | 54 | m³ | AED | 605 | 32670 | 8.01 | External Works – Ramps | Area (m²) | 88 | AI | ✓ | Priced
| Citywalk Plot 5.11 Main Works Contract BOQ (1).xlsx | K |  |  | NEW | CITYWALK PHASE-05, PLOT 5.11 | Residential | CITYWALK RESIDENTIAL 1 LLC |  | C — Concrete Work | C | C02 | C0201 | C2 Poured concrete | Staircases | 24 | m³ | AED | 605 | 14520 | 2.01 | Frame | Volume (m³) | 93 | Rule | ✓ | Priced
| Citywalk Plot 5.11 Main Works Contract BOQ (1).xlsx | L |  |  | NEW | CITYWALK PHASE-05, PLOT 5.11 | Residential | CITYWALK RESIDENTIAL 1 LLC |  | C — Concrete Work | C | C02 | C0201 | C2 Poured concrete | Beam; 200 x 200mm | 4 | m³ | AED | 605 | 2420 | 2.01 | Frame – Beam | Linear (m) | 92 | AI | ✓ | Priced
| Citywalk Plot 5.11 Main Works Contract BOQ (1).xlsx | M |  |  | NEW | CITYWALK PHASE-05, PLOT 5.11 | Residential | CITYWALK RESIDENTIAL 1 LLC |  | J — Finishes | J | J06 | J0603 | J6 Decorations | Column supports | 5 | m³ | AED | 605 | 3025 | 3.01 | Internal Finishes | Area (m²), Length (m) | 72 | Fuzzy | ⚠ | Priced
| Citywalk Plot 5.11 Main Works Contract BOQ (1).xlsx | N |  |  | NEW | CITYWALK PHASE-05, PLOT 5.11 | Residential | CITYWALK RESIDENTIAL 1 LLC |  | M — Furnishings | M | M01 | M0101 | M1 Generally | Planter Wall; 200mm thick | 34 | m³ | AED | 581 | 19754 | 3.01 | Furnishings – Planter | Enumerated (nr) | 90 | Rule | ✓ | Priced
| Citywalk Plot 5.11 Main Works Contract BOQ (1).xlsx | P |  |  | NEW | CITYWALK PHASE-05, PLOT 5.11 | Residential | CITYWALK RESIDENTIAL 1 LLC |  | M — Furnishings | M | M01 | M0101 | M1 Generally | Planter Wall; 220mm thick | 4 | m³ | AED | 581 | 2324 | 3.01 | Furnishings – Planter | Enumerated (nr) | 90 | Rule | ✓ | Priced
| Citywalk Plot 5.11 Main Works Contract BOQ (1).xlsx | Q |  |  | NEW | CITYWALK PHASE-05, PLOT 5.11 | Residential | CITYWALK RESIDENTIAL 1 LLC |  | M — Furnishings | M | M01 | M0101 | M1 Generally | Planter Wall; 250mm thick | 8 | m³ | AED | 581 | 4648 | 3.01 | Furnishings – Planter | Enumerated (nr) | 90 | Rule | ✓ | Priced
| Citywalk Plot 5.11 Main Works Contract BOQ (1).xlsx | R |  |  | NEW | CITYWALK PHASE-05, PLOT 5.11 | Residential | CITYWALK RESIDENTIAL 1 LLC |  | M — Furnishings | M | M01 | M0101 | M1 Generally | Planter Wall; 270mm thick | 8 | m³ | AED | 581 | 4648 | 3.01 | Furnishings – Planter | Enumerated (nr) | 90 | Rule | ✓ | Priced
| Citywalk Plot 5.11 Main Works Contract BOQ (1).xlsx | S |  |  | NEW | CITYWALK PHASE-05, PLOT 5.11 | Residential | CITYWALK RESIDENTIAL 1 LLC |  | M — Furnishings | M | M01 | M0101 | M1 Generally | Planter Wall; 280mm thick | 15 | m³ | AED | 581 | 8715 | 3.01 | Furnishings – Planter | Enumerated (nr) | 90 | Rule | ✓ | Priced
| Citywalk Plot 5.11 Main Works Contract BOQ (1).xlsx | T |  |  | NEW | CITYWALK PHASE-05, PLOT 5.11 | Residential | CITYWALK RESIDENTIAL 1 LLC |  | M — Furnishings | M | M01 | M0101 | M1 Generally | Planter Wall; 300mm thick | 10 | m³ | AED | 581 | 5810 | 3.01 | Furnishings – Planter | Enumerated (nr) | 90 | Rule | ✓ | Priced
| Citywalk Plot 5.11 Main Works Contract BOQ (1).xlsx | A |  |  | NEW | CITYWALK PHASE-05, PLOT 5.11 | Residential | CITYWALK RESIDENTIAL 1 LLC |  | M — Furnishings | M | M01 | M0101 | M1 Generally | Planter Wall; 360mm thick | 5 | m³ | AED | 581 | 2905 | 3.01 | Furnishings – Planter | Enumerated (nr) | 90 | Rule | ✓ | Priced
| Citywalk Plot 5.11 Main Works Contract BOQ (1).xlsx | B |  |  | NEW | CITYWALK PHASE-05, PLOT 5.11 | Residential | CITYWALK RESIDENTIAL 1 LLC |  | M — Furnishings | M | M01 | M0101 | M1 Generally | Planter Wall; 370mm thick | 16 | m³ | AED | 581 | 9296 | 3.01 | Furnishings – Planter | Enumerated (nr) | 90 | Rule | ✓ | Priced
| Citywalk Plot 5.11 Main Works Contract BOQ (1).xlsx | C |  |  | NEW | CITYWALK PHASE-05, PLOT 5.11 | Residential | CITYWALK RESIDENTIAL 1 LLC |  | C — Concrete Work | C | C02 | C0204 | C2 Poured concrete | Up stand; 200mm thick | 114 | m³ | AED | 581 | 66234 | 2.02 | Upper Floors – Upstand | Area (m²) | 89 | AI | ✓ | Priced
| Citywalk Plot 5.11 Main Works Contract BOQ (1).xlsx | D |  |  | NEW | CITYWALK PHASE-05, PLOT 5.11 | Residential | CITYWALK RESIDENTIAL 1 LLC |  | C — Concrete Work | C | C02 | C0204 | C2 Poured concrete | Up stand; 250mm thick | 33 | m³ | AED | 581 | 19173 | 2.02 | Upper Floors – Upstand | Area (m²) | 89 | AI | ✓ | Priced
| Citywalk Plot 5.11 Main Works Contract BOQ (1).xlsx | E |  |  | NEW | CITYWALK PHASE-05, PLOT 5.11 | Residential | CITYWALK RESIDENTIAL 1 LLC |  | C — Concrete Work | C | C03 | C0301 | C3 Reinforcement | To lawn area; 830mm thick | 137 | m³ | AED | 1357 | 185909 | 8.01 | External Works – Lawn Area Slab | Area (m²) | 85 | AI | ✓ | Priced
| Citywalk Plot 5.11 Main Works Contract BOQ (1).xlsx | F |  |  | NEW | CITYWALK PHASE-05, PLOT 5.11 | Residential | CITYWALK RESIDENTIAL 1 LLC |  | C — Concrete Work | C | C03 | C0301 | C3 Reinforcement | To hardscape area; 190mm thick | 77 | m³ | AED | 1357 | 104489 | 8.01 | External Works – Hardscape Slab | Area (m²) | 87 | AI | ✓ | Priced
| Citywalk Plot 5.11 Main Works Contract BOQ (1).xlsx | G |  |  | NEW | CITYWALK PHASE-05, PLOT 5.11 | Residential | CITYWALK RESIDENTIAL 1 LLC |  | C — Concrete Work | C | C03 | C0301 | C3 Reinforcement | To hardscape area; 250mm thick | 12 | m³ | AED | 1357 | 16284 | 8.01 | External Works – Hardscape Slab | Area (m²) | 87 | AI | ✓ | Priced
| Citywalk Plot 5.11 Main Works Contract BOQ (1).xlsx | H |  |  | NEW | CITYWALK PHASE-05, PLOT 5.11 | Residential | CITYWALK RESIDENTIAL 1 LLC |  | C — Concrete Work | C | C03 | C0301 | C3 Reinforcement | To hardscape area; 1180mm thick | 191 | m³ | AED | 1357 | 259187 | 8.01 | External Works – Hardscape Slab | Area (m²) | 85 | AI | ✓ | Priced
| Citywalk Plot 5.11 Main Works Contract BOQ (1).xlsx | J |  |  | NEW | CITYWALK PHASE-05, PLOT 5.11 | Residential | CITYWALK RESIDENTIAL 1 LLC |  | C — Concrete Work | C | C03 | C0301 | C3 Reinforcement | To softscape area; 50mm thick | 34 | m³ | AED | 1357 | 46138 | 8.01 | External Works – Softscape Slab | Area (m²) | 82 | AI | ⚠ | Priced
| Citywalk Plot 5.11 Main Works Contract BOQ (1).xlsx | K |  |  | NEW | CITYWALK PHASE-05, PLOT 5.11 | Residential | CITYWALK RESIDENTIAL 1 LLC |  | C — Concrete Work | C | C03 | C0301 | C3 Reinforcement | To hardscape area; 55mm thick | 16 | m³ | AED | 1357 | 21712 | 8.01 | External Works – Hardscape Slab | Area (m²) | 86 | AI | ✓ | Priced
| Citywalk Plot 5.11 Main Works Contract BOQ (1).xlsx | L |  |  | NEW | CITYWALK PHASE-05, PLOT 5.11 | Residential | CITYWALK RESIDENTIAL 1 LLC |  | C — Concrete Work | C | C03 | C0301 | C3 Reinforcement | To hardscape area; 100mm thick | 9 | m³ | AED | 1357 | 12213 | 8.01 | External Works – Hardscape Slab | Area (m²) | 87 | AI | ✓ | Priced
| Citywalk Plot 5.11 Main Works Contract BOQ (1).xlsx | M |  |  | NEW | CITYWALK PHASE-05, PLOT 5.11 | Residential | CITYWALK RESIDENTIAL 1 LLC |  | C — Concrete Work | C | C03 | C0301 | C3 Reinforcement | To hardscape area; 145mm thick | 34 | m³ | AED | 1357 | 46138 | 8.01 | External Works – Hardscape Slab | Area (m²) | 87 | AI | ✓ | Priced
| Citywalk Plot 5.11 Main Works Contract BOQ (1).xlsx | N |  |  | NEW | CITYWALK PHASE-05, PLOT 5.11 | Residential | CITYWALK RESIDENTIAL 1 LLC |  | C — Concrete Work | C | C03 | C0301 | C3 Reinforcement | To hardscape area; 150mm thick | 61 | m³ | AED | 1357 | 82777 | 8.01 | External Works – Hardscape Slab | Area (m²) | 87 | AI | ✓ | Priced
| Citywalk Plot 5.11 Main Works Contract BOQ (1).xlsx | P |  |  | NEW | CITYWALK PHASE-05, PLOT 5.11 | Residential | CITYWALK RESIDENTIAL 1 LLC |  | C — Concrete Work | C | C03 | C0301 | C3 Reinforcement | To hardscape area; 160mm thick | 40 | m³ | AED | 1357 | 54280 | 8.01 | External Works – Hardscape Slab | Area (m²) | 87 | AI | ✓ | Priced
| Citywalk Plot 5.11 Main Works Contract BOQ (1).xlsx | Q |  |  | NEW | CITYWALK PHASE-05, PLOT 5.11 | Residential | CITYWALK RESIDENTIAL 1 LLC |  | C — Concrete Work | C | C03 | C0301 | C3 Reinforcement | To hardscape area; 190mm thick | 34 | m³ | AED | 1357 | 46138 | 8.01 | External Works – Hardscape Slab | Area (m²) | 87 | AI | ✓ | Priced
| Citywalk Plot 5.11 Main Works Contract BOQ (1).xlsx | R |  |  | NEW | CITYWALK PHASE-05, PLOT 5.11 | Residential | CITYWALK RESIDENTIAL 1 LLC |  | C — Concrete Work | C | C03 | C0301 | C3 Reinforcement | To hardscape area; 200mm thick | 80 | m³ | AED | 1357 | 108560 | 8.01 | External Works – Hardscape Slab | Area (m²) | 87 | AI | ✓ | Priced
| Citywalk Plot 5.11 Main Works Contract BOQ (1).xlsx | A |  |  | NEW | CITYWALK PHASE-05, PLOT 5.11 | Residential | CITYWALK RESIDENTIAL 1 LLC |  | C — Concrete Work | C | C02 | C0201 | C2 Poured concrete | Lintels | 6 | m³ | AED | 528 | 3168 | 2.01 | Frame / Concrete Work | Volume (m³), Weight (t), Area (m²), Length (m), Enumerated (nr) | 79 | Fuzzy | ⚠ | Priced
| Citywalk Plot 5.11 Main Works Contract BOQ (1).xlsx | A |  |  | NEW | CITYWALK PHASE-05, PLOT 5.11 | Residential | CITYWALK RESIDENTIAL 1 LLC |  | C — Concrete Work | C | C02 | C0201 | C2 Poured concrete | To pile caps; various diameter | 261.72 | t | AED | 4966 | 1299702 | 2.01 | Substructure | Volume (m³) | 95 | Rule | ✓ | Priced
| Citywalk Plot 5.11 Main Works Contract BOQ (1).xlsx | B |  |  | NEW | CITYWALK PHASE-05, PLOT 5.11 | Residential | CITYWALK RESIDENTIAL 1 LLC |  | C — Concrete Work | C | C04 | C0401 | C4 Shuttering | To rafts; various diameter | 200.15 | t | AED | 4966 | 993945 | 1.01 | Reinforcement – Raft Reinforcing Steel | Mass (tonnes) | 91 | AI | ✓ | Priced
| Citywalk Plot 5.11 Main Works Contract BOQ (1).xlsx | C |  |  | NEW | CITYWALK PHASE-05, PLOT 5.11 | Residential | CITYWALK RESIDENTIAL 1 LLC |  | C — Concrete Work | C | C02 | C0201 | C2 Poured concrete | To basement retaining walls; various diameter | 45.57 | t | AED | 4966 | 226301 | 2.01 | Upper Floors / Walls | Volume (m³) | 93 | Rule | ✓ | Priced
| Citywalk Plot 5.11 Main Works Contract BOQ (1).xlsx | D |  |  | NEW | CITYWALK PHASE-05, PLOT 5.11 | Residential | CITYWALK RESIDENTIAL 1 LLC |  | C — Concrete Work | C | C04 | C0401 | C4 Shuttering | To lift pit base; various diameter | 36.27 | t | AED | 4966 | 180117 | 1.01 | Reinforcement – Lift Pit Reinforcing Steel | Mass (tonnes) | 91 | AI | ✓ | Priced
| Citywalk Plot 5.11 Main Works Contract BOQ (1).xlsx | A |  |  | NEW | CITYWALK PHASE-05, PLOT 5.11 | Residential | CITYWALK RESIDENTIAL 1 LLC |  | C — Concrete Work | C | C02 | C0201 | C2 Poured concrete | To column; various diameter | 39.67 | t | AED | 4966 | 197001 | 2.01 | Frame / Concrete Work | Volume (m³), Weight (t), Area (m²), Length (m), Enumerated (nr) | 68 | Fuzzy | ⚠ | Priced
| Citywalk Plot 5.11 Main Works Contract BOQ (1).xlsx | B |  |  | NEW | CITYWALK PHASE-05, PLOT 5.11 | Residential | CITYWALK RESIDENTIAL 1 LLC |  | C — Concrete Work | C | C02 | C0201 | C2 Poured concrete | To circular column; various diameter | 6.07 | t | AED | 4966 | 30144 | 2.01 | Frame / Concrete Work | Volume (m³), Weight (t), Area (m²), Length (m), Enumerated (nr) | 68 | Fuzzy | ⚠ | Priced
| Citywalk Plot 5.11 Main Works Contract BOQ (1).xlsx | C |  |  | NEW | CITYWALK PHASE-05, PLOT 5.11 | Residential | CITYWALK RESIDENTIAL 1 LLC |  | C — Concrete Work | C | C02 | C0201 | C2 Poured concrete | To core walls; various diameter | 13.22 | t | AED | 4966 | 65651 | 2.01 | Upper Floors / Walls | Volume (m³) | 93 | Rule | ✓ | Priced
| Citywalk Plot 5.11 Main Works Contract BOQ (1).xlsx | D |  |  | NEW | CITYWALK PHASE-05, PLOT 5.11 | Residential | CITYWALK RESIDENTIAL 1 LLC |  | C — Concrete Work | C | C02 | C0201 | C2 Poured concrete | To shear walls; various diameter | 50.22 | t | AED | 4966 | 249393 | 2.01 | Upper Floors / Walls | Volume (m³) | 93 | Rule | ✓ | Priced
| Citywalk Plot 5.11 Main Works Contract BOQ (1).xlsx | E |  |  | NEW | CITYWALK PHASE-05, PLOT 5.11 | Residential | CITYWALK RESIDENTIAL 1 LLC |  | C — Concrete Work | C | C02 | C0201 | C2 Poured concrete | To water tank walls; various diameter | 26 | t | AED | 4966 | 129116 | 2.01 | Upper Floors / Walls | Volume (m³) | 93 | Rule | ✓ | Priced
| Citywalk Plot 5.11 Main Works Contract BOQ (1).xlsx | F |  |  | NEW | CITYWALK PHASE-05, PLOT 5.11 | Residential | CITYWALK RESIDENTIAL 1 LLC |  | C — Concrete Work | C | C02 | C0201 | C2 Poured concrete | To beams; various diameter | 24.07 | t | AED | 4966 | 119532 | 2.01 | Frame | Volume (m³) | 93 | Rule | ✓ | Priced
| Citywalk Plot 5.11 Main Works Contract BOQ (1).xlsx | G |  |  | NEW | CITYWALK PHASE-05, PLOT 5.11 | Residential | CITYWALK RESIDENTIAL 1 LLC |  | C — Concrete Work | C | C02 | C0201 | C2 Poured concrete | To beams; various diameter; roof slab | 1.62 | t | AED | 4966 | 8045 | 2.01 | Frame | Volume (m³) | 93 | Rule | ✓ | Priced
| Citywalk Plot 5.11 Main Works Contract BOQ (1).xlsx | H |  |  | NEW | CITYWALK PHASE-05, PLOT 5.11 | Residential | CITYWALK RESIDENTIAL 1 LLC |  | C — Concrete Work | C | C02 | C0201 | C2 Poured concrete | To suspended slab; various diameter | 166.9 | t | AED | 4966 | 828825 | 2.01 | Frame | Volume (m³) | 95 | Rule | ✓ | Priced
| Citywalk Plot 5.11 Main Works Contract BOQ (1).xlsx | J |  |  | NEW | CITYWALK PHASE-05, PLOT 5.11 | Residential | CITYWALK RESIDENTIAL 1 LLC |  | C — Concrete Work | C | C02 | C0201 | C2 Poured concrete | To suspended slab; various diameter; roof slab | 139.78 | t | AED | 4966 | 694147 | 2.01 | Frame | Volume (m³) | 95 | Rule | ✓ | Priced
| Citywalk Plot 5.11 Main Works Contract BOQ (1).xlsx | K |  |  | NEW | CITYWALK PHASE-05, PLOT 5.11 | Residential | CITYWALK RESIDENTIAL 1 LLC |  | C — Concrete Work | C | C02 | C0201 | C2 Poured concrete | To water tank suspended slab; various diameter | 0.31 | t | AED | 4966 | 1539 | 2.01 | Frame | Volume (m³) | 95 | Rule | ✓ | Priced
| Citywalk Plot 5.11 Main Works Contract BOQ (1).xlsx | L |  |  | NEW | CITYWALK PHASE-05, PLOT 5.11 | Residential | CITYWALK RESIDENTIAL 1 LLC |  | C — Concrete Work | C | C04 | C0401 | C4 Shuttering | To drop panels; various diameter | 3.51 | t | AED | 4966 | 17431 | 2.02 | Reinforcement – Drop Panel Reinforcing Steel | Mass (tonnes) | 90 | AI | ✓ | Priced
| Citywalk Plot 5.11 Main Works Contract BOQ (1).xlsx | M |  |  | NEW | CITYWALK PHASE-05, PLOT 5.11 | Residential | CITYWALK RESIDENTIAL 1 LLC |  | C — Concrete Work | C | C04 | C0407 | C4 Shuttering | To drop panels; various diameter; roof slab | 12.79 | t | AED | 4966 | 63515 | 2.01 | Frame / Concrete Work | Volume (m³), Weight (t), Area (m²), Length (m), Enumerated (nr) | 66 | Fuzzy | ⚠ | Priced
| Citywalk Plot 5.11 Main Works Contract BOQ (1).xlsx | N |  |  | NEW | CITYWALK PHASE-05, PLOT 5.11 | Residential | CITYWALK RESIDENTIAL 1 LLC |  | C — Concrete Work | C | C04 | C0401 | C4 Shuttering | To lintels; various diameter | 0.69 | t | AED | 4966 | 3427 | 2.01 | Reinforcement – Lintel Reinforcing Steel | Mass (tonnes) | 90 | AI | ✓ | Priced
| Citywalk Plot 5.11 Main Works Contract BOQ (1).xlsx | P |  |  | NEW | CITYWALK PHASE-05, PLOT 5.11 | Residential | CITYWALK RESIDENTIAL 1 LLC |  | C — Concrete Work | C | C02 | C0201 | C2 Poured concrete | To staircases; various diameter | 3.05 | t | AED | 4966 | 15146 | 2.01 | Frame | Volume (m³) | 93 | Rule | ✓ | Priced
| Citywalk Plot 5.11 Main Works Contract BOQ (1).xlsx | Q |  |  | NEW | CITYWALK PHASE-05, PLOT 5.11 | Residential | CITYWALK RESIDENTIAL 1 LLC |  | C — Concrete Work | C | C04 | C0407 | C4 Shuttering | To ramp slabs; various diameter | 6.98 | t | AED | 4966 | 34663 | 2.01 | Frame / Concrete Work | Volume (m³), Weight (t), Area (m²), Length (m), Enumerated (nr) | 62 | Fuzzy | ⚠ | Priced
| Citywalk Plot 5.11 Main Works Contract BOQ (1).xlsx | R |  |  | NEW | CITYWALK PHASE-05, PLOT 5.11 | Residential | CITYWALK RESIDENTIAL 1 LLC |  | C — Concrete Work | C | C02 | C0201 | C2 Poured concrete | To planter walls; various diameter | 9.01 | t | AED | 4966 | 44744 | 2.01 | Upper Floors / Walls | Volume (m³) | 93 | Rule | ✓ | Priced
| Citywalk Plot 5.11 Main Works Contract BOQ (1).xlsx | S |  |  | NEW | CITYWALK PHASE-05, PLOT 5.11 | Residential | CITYWALK RESIDENTIAL 1 LLC |  | C — Concrete Work | C | C07 | C0707 | C7 Sundries | To tie beam; various diameter | 6.22 | t | AED | 4966 | 30889 | 2.01 | Frame / Concrete Work | Volume (m³), Weight (t), Area (m²), Length (m), Enumerated (nr) | 66 | Fuzzy | ⚠ | Priced
| Citywalk Plot 5.11 Main Works Contract BOQ (1).xlsx | T |  |  | NEW | CITYWALK PHASE-05, PLOT 5.11 | Residential | CITYWALK RESIDENTIAL 1 LLC |  | C — Concrete Work | C | C05 | C0501 | C5 Precast concrete | To Beam; various diameter | 0.89 | t | AED | 4966 | 4420 | 2.01 | Frame / Concrete Work | Volume (m³), Weight (t), Area (m²), Length (m), Enumerated (nr) | 65 | Fuzzy | ⚠ | Priced
| Citywalk Plot 5.11 Main Works Contract BOQ (1).xlsx | U |  |  | NEW | CITYWALK PHASE-05, PLOT 5.11 | Residential | CITYWALK RESIDENTIAL 1 LLC |  | C — Concrete Work | C | C02 | C0201 | C2 Poured concrete | To Column supports; various diameter | 1.58 | t | AED | 4966 | 7846 | 2.01 | Frame / Concrete Work | Volume (m³), Weight (t), Area (m²), Length (m), Enumerated (nr) | 66 | Fuzzy | ⚠ | Priced
| Citywalk Plot 5.11 Main Works Contract BOQ (1).xlsx | V |  |  | NEW | CITYWALK PHASE-05, PLOT 5.11 | Residential | CITYWALK RESIDENTIAL 1 LLC |  | C — Concrete Work | C | C02 | C0201 | C2 Poured concrete | To upstand; 200mm thick; various diameter | 9.12 | t | AED | 4966 | 45290 | 2.01 | Frame | Volume (m³) | 90 | Rule | ✓ | Priced
| Citywalk Plot 5.11 Main Works Contract BOQ (1).xlsx | A |  |  | NEW | CITYWALK PHASE-05, PLOT 5.11 | Residential | CITYWALK RESIDENTIAL 1 LLC |  | F — Woodwork | F | F02 | F0201 | F2 Structural timbers | Sides of basement retaining walls | 1766 | m² | AED | 120 | 211920 | 2.01 | Frame / Woodwork | Length (m), Area (m²), Enumerated (nr) | 79 | Fuzzy | ⚠ | Priced
| Citywalk Plot 5.11 Main Works Contract BOQ (1).xlsx | B |  |  | NEW | CITYWALK PHASE-05, PLOT 5.11 | Residential | CITYWALK RESIDENTIAL 1 LLC |  | C — Concrete Work | C | C04 | C0401 | C4 Shuttering | Sides of rafts | 67 | m² | AED | 120 | 8040 | 2.01 | Frame / Concrete Work | Volume (m³), Weight (t), Area (m²), Length (m), Enumerated (nr) | 77 | Fuzzy | ⚠ | Priced
| Citywalk Plot 5.11 Main Works Contract BOQ (1).xlsx | A |  |  | NEW | CITYWALK PHASE-05, PLOT 5.11 | Residential | CITYWALK RESIDENTIAL 1 LLC |  | C — Concrete Work | C | C02 | C0201 | C2 Poured concrete | Sides of tie beams | 45 | m² | AED | 120 | 5400 | 2.01 | Frame | Volume (m³) | 93 | Rule | ✓ | Priced
| Citywalk Plot 5.11 Main Works Contract BOQ (1).xlsx | B |  |  | NEW | CITYWALK PHASE-05, PLOT 5.11 | Residential | CITYWALK RESIDENTIAL 1 LLC |  | C — Concrete Work | C | C04 | C0401 | C4 Shuttering | sides of beam | 45 | m² | AED | 120 | 5400 | 2.01 | Frame / Concrete Work | Volume (m³), Weight (t), Area (m²), Length (m), Enumerated (nr) | 79 | Fuzzy | ⚠ | Priced
| Citywalk Plot 5.11 Main Works Contract BOQ (1).xlsx | C |  |  | NEW | CITYWALK PHASE-05, PLOT 5.11 | Residential | CITYWALK RESIDENTIAL 1 LLC |  | C — Concrete Work | C | C02 | C0203 | C2 Poured concrete | sides of column supports | 79 | m² | AED | 120 | 9480 | 2.01 | Frame – Formwork | Area (m²) | 97 | Rule | ✓ | Priced
| Citywalk Plot 5.11 Main Works Contract BOQ (1).xlsx | D |  |  | NEW | CITYWALK PHASE-05, PLOT 5.11 | Residential | CITYWALK RESIDENTIAL 1 LLC |  | J — Finishes | J | J05 | J0501 | J5 Suspended ceilings | sides of up stand | 1008 | m² | AED | 120 | 120960 | 3.01 | Internal Finishes | Area (m²), Length (m) | 70 | Fuzzy | ⚠ | Priced
| Citywalk Plot 5.11 Main Works Contract BOQ (1).xlsx | E |  |  | NEW | CITYWALK PHASE-05, PLOT 5.11 | Residential | CITYWALK RESIDENTIAL 1 LLC |  | C — Concrete Work | C | C02 | C0201 | C2 Poured concrete | Sides of columns | 1209 | m² | AED | 120 | 145080 | 2.01 | Frame | Volume (m³) | 95 | Rule | ✓ | Priced
| Citywalk Plot 5.11 Main Works Contract BOQ (1).xlsx | F |  |  | NEW | CITYWALK PHASE-05, PLOT 5.11 | Residential | CITYWALK RESIDENTIAL 1 LLC |  | C — Concrete Work | C | C02 | C0201 | C2 Poured concrete | Sides of columns; circular | 163 | m² | AED | 120 | 19560 | 2.01 | Frame | Volume (m³) | 95 | Rule | ✓ | Priced
| Citywalk Plot 5.11 Main Works Contract BOQ (1).xlsx | G |  |  | NEW | CITYWALK PHASE-05, PLOT 5.11 | Residential | CITYWALK RESIDENTIAL 1 LLC |  | F — Woodwork | F | F02 | F0201 | F2 Structural timbers | Sides of shear walls | 1026 | m² | AED | 120 | 123120 | 2.01 | Frame / Woodwork | Length (m), Area (m²), Enumerated (nr) | 79 | Fuzzy | ⚠ | Priced
| Citywalk Plot 5.11 Main Works Contract BOQ (1).xlsx | H |  |  | NEW | CITYWALK PHASE-05, PLOT 5.11 | Residential | CITYWALK RESIDENTIAL 1 LLC |  | F — Woodwork | F | F02 | F0201 | F2 Structural timbers | Sides of core walls | 651 | m² | AED | 120 | 78120 | 2.01 | Frame / Woodwork | Length (m), Area (m²), Enumerated (nr) | 79 | Fuzzy | ⚠ | Priced
| Citywalk Plot 5.11 Main Works Contract BOQ (1).xlsx | J |  |  | NEW | CITYWALK PHASE-05, PLOT 5.11 | Residential | CITYWALK RESIDENTIAL 1 LLC |  | F — Woodwork | F | F02 | F0201 | F2 Structural timbers | Sides of water tank walls | 863 | m² | AED | 120 | 103560 | 2.01 | Frame / Woodwork | Length (m), Area (m²), Enumerated (nr) | 79 | Fuzzy | ⚠ | Priced
| Citywalk Plot 5.11 Main Works Contract BOQ (1).xlsx | K |  |  | NEW | CITYWALK PHASE-05, PLOT 5.11 | Residential | CITYWALK RESIDENTIAL 1 LLC |  | C — Concrete Work | C | C02 | C0201 | C2 Poured concrete | Soffit of suspended slab | 3843 | m² | AED | 120 | 461160 | 2.01 | Frame | Volume (m³) | 95 | Rule | ✓ | Priced
| Citywalk Plot 5.11 Main Works Contract BOQ (1).xlsx | L |  |  | NEW | CITYWALK PHASE-05, PLOT 5.11 | Residential | CITYWALK RESIDENTIAL 1 LLC |  | C — Concrete Work | C | C02 | C0201 | C2 Poured concrete | Soffit of suspended slab; roof slab | 1523 | m² | AED | 120 | 182760 | 2.01 | Frame | Volume (m³) | 95 | Rule | ✓ | Priced
| Citywalk Plot 5.11 Main Works Contract BOQ (1).xlsx | M |  |  | NEW | CITYWALK PHASE-05, PLOT 5.11 | Residential | CITYWALK RESIDENTIAL 1 LLC |  | C — Concrete Work | C | C02 | C0201 | C2 Poured concrete | Sides and soffit of beams; curved | 45 | m² | AED | 120 | 5400 | 2.01 | Frame | Volume (m³) | 93 | Rule | ✓ | Priced
| Citywalk Plot 5.11 Main Works Contract BOQ (1).xlsx | N |  |  | NEW | CITYWALK PHASE-05, PLOT 5.11 | Residential | CITYWALK RESIDENTIAL 1 LLC |  | C — Concrete Work | C | C02 | C0201 | C2 Poured concrete | Sides and soffit of beams | 515 | m² | AED | 120 | 61800 | 2.01 | Frame | Volume (m³) | 93 | Rule | ✓ | Priced
| Citywalk Plot 5.11 Main Works Contract BOQ (1).xlsx | P |  |  | NEW | CITYWALK PHASE-05, PLOT 5.11 | Residential | CITYWALK RESIDENTIAL 1 LLC |  | C — Concrete Work | C | C02 | C0201 | C2 Poured concrete | Sides and soffit of beams; roof slab | 16 | m² | AED | 120 | 1920 | 2.01 | Frame | Volume (m³) | 93 | Rule | ✓ | Priced
| Citywalk Plot 5.11 Main Works Contract BOQ (1).xlsx | Q |  |  | NEW | CITYWALK PHASE-05, PLOT 5.11 | Residential | CITYWALK RESIDENTIAL 1 LLC |  | C — Concrete Work | C | C04 | C0401 | C4 Shuttering | Sides and soffit of drop panels | 75 | m² | AED | 120 | 9000 | 2.01 | Frame / Concrete Work | Volume (m³), Weight (t), Area (m²), Length (m), Enumerated (nr) | 68 | Fuzzy | ⚠ | Priced
| Citywalk Plot 5.11 Main Works Contract BOQ (1).xlsx | R |  |  | NEW | CITYWALK PHASE-05, PLOT 5.11 | Residential | CITYWALK RESIDENTIAL 1 LLC |  | C — Concrete Work | C | C04 | C0401 | C4 Shuttering | Sides and soffit of drop panels; roof slab | 204 | m² | AED | 120 | 24480 | 2.01 | Frame / Concrete Work | Volume (m³), Weight (t), Area (m²), Length (m), Enumerated (nr) | 78 | Fuzzy | ⚠ | Priced
| Citywalk Plot 5.11 Main Works Contract BOQ (1).xlsx | S |  |  | NEW | CITYWALK PHASE-05, PLOT 5.11 | Residential | CITYWALK RESIDENTIAL 1 LLC |  | C — Concrete Work | C | C05 | C0501 | C5 Precast concrete | Edges; not exceeding 300mm high | 645 | m | AED | 120 | 77400 | 1.01 | Formwork – Edges Not Exceeding 300mm | Area (m²) | 88 | AI | ✓ | Priced
| Citywalk Plot 5.11 Main Works Contract BOQ (1).xlsx | T |  |  | NEW | CITYWALK PHASE-05, PLOT 5.11 | Residential | CITYWALK RESIDENTIAL 1 LLC |  | C — Concrete Work | C | C05 | C0501 | C5 Precast concrete | Edges; exceeding 300mm high | 95 | m² | AED | 120 | 11400 | 1.01 | Formwork – Edges Exceeding 300mm | Area (m²) | 88 | AI | ✓ | Priced
| Citywalk Plot 5.11 Main Works Contract BOQ (1).xlsx | U |  |  | NEW | CITYWALK PHASE-05, PLOT 5.11 | Residential | CITYWALK RESIDENTIAL 1 LLC |  | B — Site Work | B | B24 | B2401 | B24 Tunnel excavation | Edges; exceeding 300mm high; curved | 3 | m² | AED | 120 | 360 | 8.01 | Site Works, Drainage, External Services & Landscaping | Volume (m³), Length (m), Area (m²), Enumerated (nr), Item | 63 | Fuzzy | ⚠ | Priced
| Citywalk Plot 5.11 Main Works Contract BOQ (1).xlsx | V |  |  | NEW | CITYWALK PHASE-05, PLOT 5.11 | Residential | CITYWALK RESIDENTIAL 1 LLC |  | M — Furnishings | M | M01 | M0101 | M1 Generally | sides of planter Wall | 609 | m² | AED | 120 | 73080 | 3.01 | Furnishings – Planter | Enumerated (nr) | 90 | Rule | ✓ | Priced
| Citywalk Plot 5.11 Main Works Contract BOQ (1).xlsx | W |  |  | NEW | CITYWALK PHASE-05, PLOT 5.11 | Residential | CITYWALK RESIDENTIAL 1 LLC |  | C — Concrete Work | C | C04 | C0401 | C4 Shuttering | Sides and sofit of lintels | 75 | m² | AED | 120 | 9000 | 2.01 | Frame / Concrete Work | Volume (m³), Weight (t), Area (m²), Length (m), Enumerated (nr) | 79 | Fuzzy | ⚠ | Priced
| Citywalk Plot 5.11 Main Works Contract BOQ (1).xlsx | A |  |  | NEW | CITYWALK PHASE-05, PLOT 5.11 | Residential | CITYWALK RESIDENTIAL 1 LLC |  | C — Concrete Work | C | C02 | C0201 | C2 Poured concrete | Soffit of staircases | 105 | m² | AED | 120 | 12600 | 2.01 | Frame | Volume (m³) | 93 | Rule | ✓ | Priced
| Citywalk Plot 5.11 Main Works Contract BOQ (1).xlsx | B |  |  | NEW | CITYWALK PHASE-05, PLOT 5.11 | Residential | CITYWALK RESIDENTIAL 1 LLC |  | C — Concrete Work | C | C02 | C0201 | C2 Poured concrete | Sides of staircases | 11 | m² | AED | 120 | 1320 | 2.01 | Frame | Volume (m³) | 93 | Rule | ✓ | Priced
| Citywalk Plot 5.11 Main Works Contract BOQ (1).xlsx | C |  |  | NEW | CITYWALK PHASE-05, PLOT 5.11 | Residential | CITYWALK RESIDENTIAL 1 LLC |  | C — Concrete Work | C | C04 | C0401 | C4 Shuttering | Sides of riser | 142 | m | AED | 120 | 17040 | 2.01 | Frame / Concrete Work | Volume (m³), Weight (t), Area (m²), Length (m), Enumerated (nr) | 75 | Fuzzy | ⚠ | Priced
| Citywalk Plot 5.11 Main Works Contract BOQ (1).xlsx | D |  |  | NEW | CITYWALK PHASE-05, PLOT 5.11 | Residential | CITYWALK RESIDENTIAL 1 LLC |  | C — Concrete Work | C | C05 | C0501 | C5 Precast concrete | Edges; not exceeding 300mm high | 233 | m | AED | 120 | 27960 | 1.01 | Formwork – Edges Not Exceeding 300mm | Area (m²) | 88 | AI | ✓ | Priced
| Citywalk Plot 5.11 Main Works Contract BOQ (1).xlsx | E |  |  | NEW | CITYWALK PHASE-05, PLOT 5.11 | Residential | CITYWALK RESIDENTIAL 1 LLC |  | C — Concrete Work | C | C04 | C0401 | C4 Shuttering | Soffit of ramp slab | 271 | m² | AED | 120 | 32520 | 2.01 | Frame / Concrete Work | Volume (m³), Weight (t), Area (m²), Length (m), Enumerated (nr) | 70 | Fuzzy | ⚠ | Priced
| Citywalk Plot 5.11 Main Works Contract BOQ (1).xlsx | A |  |  | NEW | CITYWALK PHASE-05, PLOT 5.11 | Residential | CITYWALK RESIDENTIAL 1 LLC |  | N — Special Construction | N | N00 | N0000 |  | Design and propose construction joints complete with approved water stops | 1 | Item | AED | 116256 | 116256 | 5.13 | Specialist Installations | Enumerated (nr), Item | 64 | Fuzzy | ⚠ | Priced
| Citywalk Plot 5.11 Main Works Contract BOQ (1).xlsx | B |  |  | NEW | CITYWALK PHASE-05, PLOT 5.11 | Residential | CITYWALK RESIDENTIAL 1 LLC |  | Q — Mechanical Engineering Installations | Q | Q04 | Q0400 | Q4 Equipment | Allow for mechanical equipment bases/pads | 0 | Item | AED | 0 | Included in concrete | 5.06 | Mechanical Engineering Installations | Length (m), Weight (t), Area (m²), Enumerated (nr), Item | 79 | Fuzzy | ⚠ | Unpriced
| Citywalk Plot 5.11 Main Works Contract BOQ (1).xlsx | C |  |  | NEW | CITYWALK PHASE-05, PLOT 5.11 | Residential | CITYWALK RESIDENTIAL 1 LLC |  | A — General Requirements | A | A09 | A0901 | Sundry items | Allow for sump pits | 0 | Item | AED | 0 | Included | 9.01 | Preliminaries / General Requirements | Item | 67 | Fuzzy | ⚠ | Unpriced
| Citywalk Plot 5.11 Main Works Contract BOQ (1).xlsx | D |  |  | NEW | CITYWALK PHASE-05, PLOT 5.11 | Residential | CITYWALK RESIDENTIAL 1 LLC |  | B — Site Work | B | B06 | B0601 | B6 Shoring | To shoring | 806 | m² | AED | 251 | 202306 | 8.01 | Site Works, Drainage, External Services & Landscaping | Volume (m³), Length (m), Area (m²), Enumerated (nr), Item | 79 | Fuzzy | ⚠ | Priced
| Citywalk Plot 5.11 Main Works Contract BOQ (1).xlsx | A |  |  | NEW | CITYWALK PHASE-05, PLOT 5.11 | Residential | CITYWALK RESIDENTIAL 1 LLC |  | A — General Requirements | A | A01 | A0101 | Conditions of contract | Allow for any other works which are not included above and which are required to complete the Concrete Work in accordance with the Specification and the Drawings (Tenderer to list below): | 0 | Item | AED | 0 |  | 9.01 | Preliminaries – Contingency | Item | 90 | Rule | ✓ | Unpriced
| Citywalk Plot 5.11 Main Works Contract BOQ (1).xlsx | 1 |  |  | NEW | CITYWALK PHASE-05, PLOT 5.11 | Residential | CITYWALK RESIDENTIAL 1 LLC |  | C — Concrete Work | C | C02 | C0201 | C2 Poured concrete | Blinding screed; 75mm thick | 313 | m³ | AED | 484 | 151492 | 2.01 | Substructure | Volume (m³) | 95 | Rule | ✓ | Priced
| Citywalk Plot 5.11 Main Works Contract BOQ (1).xlsx | 2 |  |  | NEW | CITYWALK PHASE-05, PLOT 5.11 | Residential | CITYWALK RESIDENTIAL 1 LLC |  | C — Concrete Work | C | C02 | C0204 | C2 Poured concrete | A252 mesh 2 layer | 1816.6 | m² | AED | 46 | 83564 | 2.01 | Frame – Reinforcement | Area (m²) | 90 | Rule | ✓ | Priced
| Citywalk Plot 5.11 Main Works Contract BOQ (1).xlsx | 3 |  |  | NEW | CITYWALK PHASE-05, PLOT 5.11 | Residential | CITYWALK RESIDENTIAL 1 LLC |  | C — Concrete Work | C | C01 | C0101 | C1 Generally | Concrete (Grade C50) | 136 | m³ | AED | 613 | 83368 | 2.01 | Frame / Concrete Work | Volume (m³), Weight (t), Area (m²), Length (m), Enumerated (nr) | 79 | Fuzzy | ⚠ | Priced
| Citywalk Plot 5.11 Main Works Contract BOQ (1).xlsx | 4 |  |  | NEW | CITYWALK PHASE-05, PLOT 5.11 | Residential | CITYWALK RESIDENTIAL 1 LLC |  | C — Concrete Work | C | C04 | C0400 | C4 Shuttering | Shuttering to sides of slab | 31.63 | m² | AED | 120 | 3796 | 2.01 | Frame / Concrete Work | Volume (m³), Weight (t), Area (m²), Length (m), Enumerated (nr) | 79 | Fuzzy | ⚠ | Priced
| Citywalk Plot 5.11 Main Works Contract BOQ (1).xlsx | 5 |  |  | NEW | CITYWALK PHASE-05, PLOT 5.11 | Residential | CITYWALK RESIDENTIAL 1 LLC |  | Q — Mechanical Engineering Installations | Q | Q08 | Q0801 | Q8 Sundries | Encasing for drainage pipe in raft | 1 | Item | AED | 21336 | 21336 | 5.06 | Mechanical Engineering Installations | Length (m), Weight (t), Area (m²), Enumerated (nr), Item | 67 | Fuzzy | ⚠ | Priced
| Citywalk Plot 5.11 Main Works Contract BOQ (1).xlsx | 6 |  |  | NEW | CITYWALK PHASE-05, PLOT 5.11 | Residential | CITYWALK RESIDENTIAL 1 LLC |  | B — Site Work | B | B06 | B0601 | B6 Shoring | Removal of Precast Panel for shoring works | 1 | Item | AED | 7000 | 7000 | 8.01 | External Works – Shoring | Item | 92 | Rule | ✓ | Priced
| Citywalk Plot 5.11 Main Works Contract BOQ (1).xlsx | 7 |  |  | NEW | CITYWALK PHASE-05, PLOT 5.11 | Residential | CITYWALK RESIDENTIAL 1 LLC |  | B — Site Work | B | B02 | B0201 | B2 Trial holes | Treatment for deep well point | 1 | Item | AED | 25297 | 25297 | 9.01 | Preliminaries – Deep Well Point Treatment | Item | 75 | AI | ⚠ | Priced
| Citywalk Plot 5.11 Main Works Contract BOQ (1).xlsx | 8 |  |  | NEW | CITYWALK PHASE-05, PLOT 5.11 | Residential | CITYWALK RESIDENTIAL 1 LLC |  | A — General Requirements | A | A07 | A0701 | Contractor's facilities | Water Stop to Water tank | 229 | m | AED | 98 | 22442 | 9.01 | Preliminaries / General Requirements | Item | 65 | Fuzzy | ⚠ | Priced
| Citywalk Plot 5.11 Main Works Contract BOQ (1).xlsx | 2/C/1/A-D |  |  | NEW | CITYWALK PHASE-05, PLOT 5.11 | Residential | CITYWALK RESIDENTIAL 1 LLC |  | C — Concrete Work | C | C02 | C0200 | C2 Poured concrete | C40 concrete to raft foundation | 63 | m³ | AED | 628 | 39564 | 2.01 | Frame / Concrete Work | Volume (m³), Weight (t), Area (m²), Length (m), Enumerated (nr) | 79 | Fuzzy | ⚠ | Priced
| Citywalk Plot 5.11 Main Works Contract BOQ (1).xlsx | 2/C/2/A-B |  |  | NEW | CITYWALK PHASE-05, PLOT 5.11 | Residential | CITYWALK RESIDENTIAL 1 LLC |  | C — Concrete Work | C | C05 | C0500 | C5 Precast concrete | C50 concrete to retaining walls | -35 | m³ | AED | 696 | -24360 | 2.01 | Frame / Concrete Work | Volume (m³), Weight (t), Area (m²), Length (m), Enumerated (nr) | 79 | Fuzzy | ⚠ | Priced
| Citywalk Plot 5.11 Main Works Contract BOQ (1).xlsx | 2/C/2/C-H |  |  | NEW | CITYWALK PHASE-05, PLOT 5.11 | Residential | CITYWALK RESIDENTIAL 1 LLC |  | C — Concrete Work | C | C05 | C0500 | C5 Precast concrete | C50 concrete to retaining walls water tank walls | 39.15 | m³ | AED | 726 | 28423 | 2.01 | Frame / Concrete Work | Volume (m³), Weight (t), Area (m²), Length (m), Enumerated (nr) | 79 | Fuzzy | ⚠ | Priced
| Citywalk Plot 5.11 Main Works Contract BOQ (1).xlsx | 2/C/4/C-D |  |  | NEW | CITYWALK PHASE-05, PLOT 5.11 | Residential | CITYWALK RESIDENTIAL 1 LLC |  | C — Concrete Work | C | C02 | C0201 | C2 Poured concrete | C40 concrete to pile cap and tie beam | -139 | m³ | AED | 628 | -87292 | 2.01 | Substructure | Volume (m³) | 95 | Rule | ✓ | Priced
| Citywalk Plot 5.11 Main Works Contract BOQ (1).xlsx | 2/C/4/E |  |  | NEW | CITYWALK PHASE-05, PLOT 5.11 | Residential | CITYWALK RESIDENTIAL 1 LLC |  | C — Concrete Work | C | C05 | C0500 | C5 Precast concrete | C50 concrete to lift pit base | 73 | m³ | AED | 605 | 44165 | 2.01 | Frame / Concrete Work | Volume (m³), Weight (t), Area (m²), Length (m), Enumerated (nr) | 79 | Fuzzy | ⚠ | Priced
| Citywalk Plot 5.11 Main Works Contract BOQ (1).xlsx | 2/C/4/F-M |  |  | NEW | CITYWALK PHASE-05, PLOT 5.11 | Residential | CITYWALK RESIDENTIAL 1 LLC |  | C — Concrete Work | C | C05 | C0500 | C5 Precast concrete | C50 concrete to column and walls | -13 | m³ | AED | 650 | -8450 | 2.01 | Frame / Concrete Work | Volume (m³), Weight (t), Area (m²), Length (m), Enumerated (nr) | 79 | Fuzzy | ⚠ | Priced
| Citywalk Plot 5.11 Main Works Contract BOQ (1).xlsx | 2/C/4/N-S |  |  | NEW | CITYWALK PHASE-05, PLOT 5.11 | Residential | CITYWALK RESIDENTIAL 1 LLC |  | C — Concrete Work | C | C01 | C0104 | C1 Generally | C50 concrete to slab | 112 | m³ | AED | 605 | 67760 | 2.01 | Frame / Concrete Work | Volume (m³), Weight (t), Area (m²), Length (m), Enumerated (nr) | 79 | Fuzzy | ⚠ | Priced
| Citywalk Plot 5.11 Main Works Contract BOQ (1).xlsx | 2/C/5/A-M |  |  | NEW | CITYWALK PHASE-05, PLOT 5.11 | Residential | CITYWALK RESIDENTIAL 1 LLC |  | C — Concrete Work | C | C02 | C0201 | C2 Poured concrete | C50 concrete to slab and beams | 285 | m³ | AED | 605 | 172425 | 2.01 | Frame | Volume (m³) | 93 | Rule | ✓ | Priced
| Citywalk Plot 5.11 Main Works Contract BOQ (1).xlsx | 2/C/5/N-T |  |  | NEW | CITYWALK PHASE-05, PLOT 5.11 | Residential | CITYWALK RESIDENTIAL 1 LLC |  | M — Furnishings | M | M01 | M0101 | M1 Generally | C32 Concrete base to planter walls | 5 | m³ | AED | 581 | 2905 | 3.01 | Furnishings – Planter | Enumerated (nr) | 90 | Rule | ✓ | Priced
| Citywalk Plot 5.11 Main Works Contract BOQ (1).xlsx | 2/C/6/A-D |  |  | NEW | CITYWALK PHASE-05, PLOT 5.11 | Residential | CITYWALK RESIDENTIAL 1 LLC |  | C — Concrete Work | C | C02 | C0201 | C2 Poured concrete | C32 Concrete base to planter walls and upstands | 65 | m³ | AED | 581 | 37765 | 2.01 | Frame | Volume (m³) | 90 | Rule | ✓ | Priced
| Citywalk Plot 5.11 Main Works Contract BOQ (1).xlsx | 2/C/6/E-R |  |  | NEW | CITYWALK PHASE-05, PLOT 5.11 | Residential | CITYWALK RESIDENTIAL 1 LLC |  | C — Concrete Work | C | C04 | C0406 | C4 Shuttering | Lightweight concreteto softscape and hardscape area | 15 | m³ | AED | 1357 | 20355 | 2.01 | Frame / Concrete Work | Volume (m³), Weight (t), Area (m²), Length (m), Enumerated (nr) | 70 | Fuzzy | ⚠ | Priced
| Citywalk Plot 5.11 Main Works Contract BOQ (1).xlsx | 2/C/7/A |  |  | NEW | CITYWALK PHASE-05, PLOT 5.11 | Residential | CITYWALK RESIDENTIAL 1 LLC |  | C — Concrete Work | C | C02 | C0201 | C2 Poured concrete | Lintel | -2 | m³ | AED | 528 | -1056 | 2.01 | Frame – Lintel | Linear (m) | 87 | AI | ✓ | Priced
| Citywalk Plot 5.11 Main Works Contract BOQ (1).xlsx | 2/C/8/A-D |  |  | NEW | CITYWALK PHASE-05, PLOT 5.11 | Residential | CITYWALK RESIDENTIAL 1 LLC |  | C — Concrete Work | C | C02 | C0201 | C2 Poured concrete | Reinforcement to pile cap, raft, retaining wall | -40.71 | t | AED | 4966 | -202166 | 2.01 | Substructure | Volume (m³) | 95 | Rule | ✓ | Priced
| Citywalk Plot 5.11 Main Works Contract BOQ (1).xlsx | 2/C/9/A-V |  |  | NEW | CITYWALK PHASE-05, PLOT 5.11 | Residential | CITYWALK RESIDENTIAL 1 LLC |  | C — Concrete Work | C | C03 | C0300 | C3 Reinforcement | Reinforcement to column, wall, slab, beam | -25.73 | t | AED | 4966 | -127775 | 2.01 | Frame / Concrete Work | Volume (m³), Weight (t), Area (m²), Length (m), Enumerated (nr) | 79 | Fuzzy | ⚠ | Priced
| Citywalk Plot 5.11 Main Works Contract BOQ (1).xlsx | 2/C/10/A-B |  |  | NEW | CITYWALK PHASE-05, PLOT 5.11 | Residential | CITYWALK RESIDENTIAL 1 LLC |  | C — Concrete Work | C | C04 | C0400 | C4 Shuttering | Shuttering | -159 | m² | AED | 120 | -19080 | 2.01 | Frame / Concrete Work | Volume (m³), Weight (t), Area (m²), Length (m), Enumerated (nr) | 79 | Fuzzy | ⚠ | Priced
| Citywalk Plot 5.11 Main Works Contract BOQ (1).xlsx | 2/C/11/A-W |  |  | NEW | CITYWALK PHASE-05, PLOT 5.11 | Residential | CITYWALK RESIDENTIAL 1 LLC |  | C — Concrete Work | C | C04 | C0400 | C4 Shuttering | Shuttering | 3784.53 | m² | AED | 120 | 454144 | 2.01 | Frame / Concrete Work | Volume (m³), Weight (t), Area (m²), Length (m), Enumerated (nr) | 79 | Fuzzy | ⚠ | Priced
| Citywalk Plot 5.11 Main Works Contract BOQ (1).xlsx | 2/C/12/A-E |  |  | NEW | CITYWALK PHASE-05, PLOT 5.11 | Residential | CITYWALK RESIDENTIAL 1 LLC |  | C — Concrete Work | C | C04 | C0400 | C4 Shuttering | Shuttering | -31 | m² | AED | 120 | -3720 | 2.01 | Frame / Concrete Work | Volume (m³), Weight (t), Area (m²), Length (m), Enumerated (nr) | 79 | Fuzzy | ⚠ | Priced
| Citywalk Plot 5.11 Main Works Contract BOQ (1).xlsx | A |  |  | NEW | CITYWALK PHASE-05, PLOT 5.11 | Residential | CITYWALK RESIDENTIAL 1 LLC |  | C — Concrete Work | C | C02 | C0201 | C2 Poured concrete | Sides of pile cap | 1285 | m² | AED | 162 | 208170 | 2.01 | Substructure | Volume (m³) | 95 | Rule | ✓ | Priced
| Citywalk Plot 5.11 Main Works Contract BOQ (1).xlsx | B |  |  | NEW | CITYWALK PHASE-05, PLOT 5.11 | Residential | CITYWALK RESIDENTIAL 1 LLC |  | F — Woodwork | F | F02 | F0201 | F2 Structural timbers | Sides of lift pit walls | 20 | m² | AED | 162 | 3240 | 2.01 | Frame / Woodwork | Length (m), Area (m²), Enumerated (nr) | 79 | Fuzzy | ⚠ | Priced
| Citywalk Plot 5.11 Main Works Contract BOQ (1).xlsx | C |  |  | NEW | CITYWALK PHASE-05, PLOT 5.11 | Residential | CITYWALK RESIDENTIAL 1 LLC |  | C — Concrete Work | C | C02 | C0201 | C2 Poured concrete | Sides of tie beams | 30 | m² | AED | 162 | 4860 | 2.01 | Frame | Volume (m³) | 93 | Rule | ✓ | Priced
| Citywalk Plot 5.11 Main Works Contract BOQ (1).xlsx | A |  |  | NEW | CITYWALK PHASE-05, PLOT 5.11 | Residential | CITYWALK RESIDENTIAL 1 LLC |  | D — Masonry | D | D02 | D0201 | D2 Walls and piers | IWT-01 | 69 | m² | AED | 237 | 16353 | 2.07 | Internal Walls – Masonry | Area (m²) | 85 | AI | ✓ | Priced
| Citywalk Plot 5.11 Main Works Contract BOQ (1).xlsx | B |  |  | NEW | CITYWALK PHASE-05, PLOT 5.11 | Residential | CITYWALK RESIDENTIAL 1 LLC |  | D — Masonry | D | D02 | D0201 | D2 Walls and piers | IWT-01-1hr FR | 26 | m² | AED | 245 | 6370 | 2.07 | Internal Walls – Masonry with Fire Rating | Area (m²) | 85 | AI | ✓ | Priced
| Citywalk Plot 5.11 Main Works Contract BOQ (1).xlsx | C |  |  | NEW | CITYWALK PHASE-05, PLOT 5.11 | Residential | CITYWALK RESIDENTIAL 1 LLC |  | D — Masonry | D | D02 | D0201 | D2 Walls and piers | IWT-01-2hr FR | 134 | m² | AED | 245 | 32830 | 2.07 | Internal Walls – Masonry with Fire Rating | Area (m²) | 85 | AI | ✓ | Priced
| Citywalk Plot 5.11 Main Works Contract BOQ (1).xlsx | D |  |  | NEW | CITYWALK PHASE-05, PLOT 5.11 | Residential | CITYWALK RESIDENTIAL 1 LLC |  | D — Masonry | D | D02 | D0201 | D2 Walls and piers | IWT-01-1hr FR; 40 DB | 171 | m² | AED | 245 | 41895 | 2.07 | Internal Walls – Masonry with Fire & Sound Rating | Area (m²) | 85 | AI | ✓ | Priced
| Citywalk Plot 5.11 Main Works Contract BOQ (1).xlsx | E |  |  | NEW | CITYWALK PHASE-05, PLOT 5.11 | Residential | CITYWALK RESIDENTIAL 1 LLC |  | D — Masonry | D | D02 | D0201 | D2 Walls and piers | IWT-01-1hr FR; 45 DB | 98 | m² | AED | 245 | 24010 | 2.07 | Internal Walls – Masonry with Fire & Sound Rating | Area (m²) | 85 | AI | ✓ | Priced
| Citywalk Plot 5.11 Main Works Contract BOQ (1).xlsx | F |  |  | NEW | CITYWALK PHASE-05, PLOT 5.11 | Residential | CITYWALK RESIDENTIAL 1 LLC |  | D — Masonry | D | D02 | D0201 | D2 Walls and piers | IWT-01-1hr FR; 50 DB | 175 | m² | AED | 245 | 42875 | 2.07 | Internal Walls – Masonry with Fire & Sound Rating | Area (m²) | 85 | AI | ✓ | Priced
| Citywalk Plot 5.11 Main Works Contract BOQ (1).xlsx | G |  |  | NEW | CITYWALK PHASE-05, PLOT 5.11 | Residential | CITYWALK RESIDENTIAL 1 LLC |  | D — Masonry | D | D02 | D0201 | D2 Walls and piers | IWT-01-2hr FR; 40 DB | 104 | m² | AED | 245 | 25480 | 2.07 | Internal Walls – Masonry with Fire & Sound Rating | Area (m²) | 85 | AI | ✓ | Priced
| Citywalk Plot 5.11 Main Works Contract BOQ (1).xlsx | H |  |  | NEW | CITYWALK PHASE-05, PLOT 5.11 | Residential | CITYWALK RESIDENTIAL 1 LLC |  | D — Masonry | D | D02 | D0201 | D2 Walls and piers | IWT-01-2hr FR; 45 DB | 16 | m² | AED | 245 | 3920 | 2.07 | Internal Walls – Masonry with Fire & Sound Rating | Area (m²) | 85 | AI | ✓ | Priced
| Citywalk Plot 5.11 Main Works Contract BOQ (1).xlsx | J |  |  | NEW | CITYWALK PHASE-05, PLOT 5.11 | Residential | CITYWALK RESIDENTIAL 1 LLC |  | D — Masonry | D | D02 | D0201 | D2 Walls and piers | IWT-01-2hr FR; 50 DB | 106 | m² | AED | 245 | 25970 | 2.07 | Internal Walls – Masonry with Fire & Sound Rating | Area (m²) | 85 | AI | ✓ | Priced
| Citywalk Plot 5.11 Main Works Contract BOQ (1).xlsx | K |  |  | NEW | CITYWALK PHASE-05, PLOT 5.11 | Residential | CITYWALK RESIDENTIAL 1 LLC |  | D — Masonry | D | D02 | D0201 | D2 Walls and piers | IWT-01-2hr FR; 60 DB | 45 | m² | AED | 245 | 11025 | 2.07 | Internal Walls – Masonry with Fire & Sound Rating | Area (m²) | 85 | AI | ✓ | Priced
| Citywalk Plot 5.11 Main Works Contract BOQ (1).xlsx | L |  |  | NEW | CITYWALK PHASE-05, PLOT 5.11 | Residential | CITYWALK RESIDENTIAL 1 LLC |  | D — Masonry | D | D02 | D0201 | D2 Walls and piers | IWT-01- 40 DB | 15 | m² | AED | 0 | Not Shown in Dwg | 2.07 | Internal Walls – Masonry with Sound Rating | Area (m²) | 85 | AI | ✓ | Unpriced
| Citywalk Plot 5.11 Main Works Contract BOQ (1).xlsx | M |  |  | NEW | CITYWALK PHASE-05, PLOT 5.11 | Residential | CITYWALK RESIDENTIAL 1 LLC |  | D — Masonry | D | D02 | D0201 | D2 Walls and piers | IWT-02 | 17 | m² | AED | 217 | 3689 | 2.07 | Internal Walls – Masonry | Area (m²) | 85 | AI | ✓ | Priced
| Citywalk Plot 5.11 Main Works Contract BOQ (1).xlsx | N |  |  | NEW | CITYWALK PHASE-05, PLOT 5.11 | Residential | CITYWALK RESIDENTIAL 1 LLC |  | D — Masonry | D | D02 | D0201 | D2 Walls and piers | IWT-02-2hr FR | 19 | m² | AED | 226 | 4294 | 2.07 | Internal Walls – Masonry with Fire Rating | Area (m²) | 85 | AI | ✓ | Priced
| Citywalk Plot 5.11 Main Works Contract BOQ (1).xlsx | P |  |  | NEW | CITYWALK PHASE-05, PLOT 5.11 | Residential | CITYWALK RESIDENTIAL 1 LLC |  | D — Masonry | D | D02 | D0201 | D2 Walls and piers | IWT-02-1hr FR; 40 DB | 7 | m² | AED | 226 | 1582 | 2.07 | Internal Walls – Masonry with Fire & Sound Rating | Area (m²) | 85 | AI | ✓ | Priced
| Citywalk Plot 5.11 Main Works Contract BOQ (1).xlsx | A |  |  | NEW | CITYWALK PHASE-05, PLOT 5.11 | Residential | CITYWALK RESIDENTIAL 1 LLC |  | D — Masonry | D | D02 | D0201 | D2 Walls and piers | IWT-03-1hr FR | 41 | m² | AED | 0 | Not Shown in Dwg | 2.07 | Internal Walls – Masonry with Fire Rating | Area (m²) | 85 | AI | ✓ | Unpriced
| Citywalk Plot 5.11 Main Works Contract BOQ (1).xlsx | B |  |  | NEW | CITYWALK PHASE-05, PLOT 5.11 | Residential | CITYWALK RESIDENTIAL 1 LLC |  | D — Masonry | D | D01 | D0101 | D1 Generally | EWT-01 | 40 | m² | AED | 0 | INCLUDED | 2.05 | External Walls – Masonry | Area (m²) | 85 | AI | ✓ | Unpriced
| Citywalk Plot 5.11 Main Works Contract BOQ (1).xlsx | C |  |  | NEW | CITYWALK PHASE-05, PLOT 5.11 | Residential | CITYWALK RESIDENTIAL 1 LLC |  | D — Masonry | D | D01 | D0101 | D1 Generally | EWT-01-1hr FR | 60 | m² | AED | 160 | 9600 | 2.05 | External Walls – Masonry with Fire Rating | Area (m²) | 85 | AI | ✓ | Priced
| Citywalk Plot 5.11 Main Works Contract BOQ (1).xlsx | D |  |  | NEW | CITYWALK PHASE-05, PLOT 5.11 | Residential | CITYWALK RESIDENTIAL 1 LLC |  | D — Masonry | D | D01 | D0101 | D1 Generally | EWT-01-2hr FR | 83 | m² | AED | 160 | 13280 | 2.05 | External Walls – Masonry with Fire Rating | Area (m²) | 85 | AI | ✓ | Priced
| Citywalk Plot 5.11 Main Works Contract BOQ (1).xlsx | E |  |  | NEW | CITYWALK PHASE-05, PLOT 5.11 | Residential | CITYWALK RESIDENTIAL 1 LLC |  | D — Masonry | D | D01 | D0101 | D1 Generally | EWT-01-1hr FR; 40 DB | 76 | m² | AED | 160 | 12160 | 2.05 | External Walls – Masonry with Fire & Sound Rating | Area (m²) | 85 | AI | ✓ | Priced
| Citywalk Plot 5.11 Main Works Contract BOQ (1).xlsx | F |  |  | NEW | CITYWALK PHASE-05, PLOT 5.11 | Residential | CITYWALK RESIDENTIAL 1 LLC |  | D — Masonry | D | D01 | D0101 | D1 Generally | EWT-01-1hr FR; 50 DB | 187 | m² | AED | 160 | 29920 | 2.05 | External Walls – Masonry with Fire & Sound Rating | Area (m²) | 85 | AI | ✓ | Priced
| Citywalk Plot 5.11 Main Works Contract BOQ (1).xlsx | G |  |  | NEW | CITYWALK PHASE-05, PLOT 5.11 | Residential | CITYWALK RESIDENTIAL 1 LLC |  | D — Masonry | D | D01 | D0101 | D1 Generally | EWT-01-2hr FR; 40 DB | 95 | m² | AED | 160 | 15200 | 2.05 | External Walls – Masonry with Fire & Sound Rating | Area (m²) | 85 | AI | ✓ | Priced
| Citywalk Plot 5.11 Main Works Contract BOQ (1).xlsx | H |  |  | NEW | CITYWALK PHASE-05, PLOT 5.11 | Residential | CITYWALK RESIDENTIAL 1 LLC |  | D — Masonry | D | D01 | D0101 | D1 Generally | EWT-01-2hr FR; 50 DB | 168 | m² | AED | 0 | INCLUDED | 2.05 | External Walls – Masonry with Fire & Sound Rating | Area (m²) | 85 | AI | ✓ | Unpriced
| Citywalk Plot 5.11 Main Works Contract BOQ (1).xlsx | J |  |  | NEW | CITYWALK PHASE-05, PLOT 5.11 | Residential | CITYWALK RESIDENTIAL 1 LLC |  | D — Masonry | D | D01 | D0101 | D1 Generally | EWT-01-2hr FR; 60 DB | 30 | m² | AED | 0 | Not Shown in Dwg | 2.05 | External Walls – Masonry with Fire & Sound Rating | Area (m²) | 85 | AI | ✓ | Unpriced
| Citywalk Plot 5.11 Main Works Contract BOQ (1).xlsx | K |  |  | NEW | CITYWALK PHASE-05, PLOT 5.11 | Residential | CITYWALK RESIDENTIAL 1 LLC |  | D — Masonry | D | D01 | D0101 | D1 Generally | EWT-01-curved | 32 | m² | AED | 162 | 5184 | 2.05 | External Walls – Masonry Curved | Area (m²) | 85 | AI | ✓ | Priced
| Citywalk Plot 5.11 Main Works Contract BOQ (1).xlsx | L |  |  | NEW | CITYWALK PHASE-05, PLOT 5.11 | Residential | CITYWALK RESIDENTIAL 1 LLC |  | B — Site Work | B | B20 | B2003 | B20 Paving and surfacing | EWT-02; curved | 6 | m² | AED | 0 | Not Shown in Dwg | 8.01 | Site Works, Drainage, External Services & Landscaping | Volume (m³), Length (m), Area (m²), Enumerated (nr), Item | 69 | Fuzzy | ⚠ | Unpriced
| Citywalk Plot 5.11 Main Works Contract BOQ (1).xlsx | M |  |  | NEW | CITYWALK PHASE-05, PLOT 5.11 | Residential | CITYWALK RESIDENTIAL 1 LLC |  | D — Masonry | D | D01 | D0101 | D1 Generally | EWT-02-1hr FR; 50 DB | 5 | m² | AED | 0 | Not Shown in Dwg | 2.05 | External Walls – Masonry with Fire & Sound Rating | Area (m²) | 85 | AI | ✓ | Unpriced
| Citywalk Plot 5.11 Main Works Contract BOQ (1).xlsx | N |  |  | NEW | CITYWALK PHASE-05, PLOT 5.11 | Residential | CITYWALK RESIDENTIAL 1 LLC |  | D — Masonry | D | D01 | D0101 | D1 Generally | EWT-02-2hr FR; 40 DB | 127 | m² | AED | 0 | Not Shown in Dwg | 2.05 | External Walls – Masonry with Fire & Sound Rating | Area (m²) | 85 | AI | ✓ | Unpriced
| Citywalk Plot 5.11 Main Works Contract BOQ (1).xlsx | P |  |  | NEW | CITYWALK PHASE-05, PLOT 5.11 | Residential | CITYWALK RESIDENTIAL 1 LLC |  | D — Masonry | D | D02 | D0201 | D2 Walls and piers | IWT-03; non FR | 28 | m² | AED | 95 | 2660 | 2.07 | Internal Walls – Masonry Non-Fire Rated | Area (m²) | 85 | AI | ✓ | Priced
| Citywalk Plot 5.11 Main Works Contract BOQ (1).xlsx | A |  |  | NEW | CITYWALK PHASE-05, PLOT 5.11 | Residential | CITYWALK RESIDENTIAL 1 LLC |  | D — Masonry | D | D01 | D0101 | D1 Generally | AAC blockwork; 250mm thick; Non fire rated; EWT01 | 542 | m² | AED | 156 | 84552 | 3.01 | Upper Floors – Internal Walls | Area (m²) | 93 | Rule | ✓ | Priced
| Citywalk Plot 5.11 Main Works Contract BOQ (1).xlsx | B |  |  | NEW | CITYWALK PHASE-05, PLOT 5.11 | Residential | CITYWALK RESIDENTIAL 1 LLC |  | D — Masonry | D | D01 | D0101 | D1 Generally | AAC blockwork; 250mm thick; 2 Hour fire rated, Rw 60dB acoustic rating; EWT01 | 53 | m² | AED | 166 | 8798 | 3.01 | Upper Floors – Internal Walls | Area (m²) | 93 | Rule | ✓ | Priced
| Citywalk Plot 5.11 Main Works Contract BOQ (1).xlsx | C |  |  | NEW | CITYWALK PHASE-05, PLOT 5.11 | Residential | CITYWALK RESIDENTIAL 1 LLC |  | D — Masonry | D | D01 | D0101 | D1 Generally | AAC blockwork; 250mm thick; Non fire rated, Rw 40dB acoustic rating; EWT01 | 219 | m² | AED | 156 | 34164 | 3.01 | Upper Floors – Internal Walls | Area (m²) | 93 | Rule | ✓ | Priced
| Citywalk Plot 5.11 Main Works Contract BOQ (1).xlsx | D |  |  | NEW | CITYWALK PHASE-05, PLOT 5.11 | Residential | CITYWALK RESIDENTIAL 1 LLC |  | D — Masonry | D | D01 | D0101 | D1 Generally | AAC blockwork; 250mm thick; Non fire rated, Rw 50dB acoustic rating; EWT01 | 271 | m² | AED | 156 | 42276 | 3.01 | Upper Floors – Internal Walls | Area (m²) | 93 | Rule | ✓ | Priced
| Citywalk Plot 5.11 Main Works Contract BOQ (1).xlsx | E |  |  | NEW | CITYWALK PHASE-05, PLOT 5.11 | Residential | CITYWALK RESIDENTIAL 1 LLC |  | D — Masonry | D | D01 | D0101 | D1 Generally | AAC blockwork; 250mm thick; Non fire rated, Rw 60dB acoustic rating; EWT01 | 36 | m² | AED | 156 | 5616 | 3.01 | Upper Floors – Internal Walls | Area (m²) | 93 | Rule | ✓ | Priced
| Citywalk Plot 5.11 Main Works Contract BOQ (1).xlsx | F |  |  | NEW | CITYWALK PHASE-05, PLOT 5.11 | Residential | CITYWALK RESIDENTIAL 1 LLC |  | D — Masonry | D | D01 | D0101 | D1 Generally | 200mm thick | 142 | m² | AED | 0 | INCLUDED | 2.05 | External Walls – Masonry Blockwork 200mm | Area (m²) | 85 | AI | ✓ | Unpriced
| Citywalk Plot 5.11 Main Works Contract BOQ (1).xlsx | G |  |  | NEW | CITYWALK PHASE-05, PLOT 5.11 | Residential | CITYWALK RESIDENTIAL 1 LLC |  | D — Masonry | D | D01 | D0101 | D1 Generally | 200mm thick; curved | 41 | m² | AED | 0 | INCLUDED | 2.05 | External Walls – Masonry Blockwork 200mm Curved | Area (m²) | 85 | AI | ✓ | Unpriced
| Citywalk Plot 5.11 Main Works Contract BOQ (1).xlsx | H |  |  | NEW | CITYWALK PHASE-05, PLOT 5.11 | Residential | CITYWALK RESIDENTIAL 1 LLC |  | D — Masonry | D | D01 | D0101 | D1 Generally | 250mm thick | 77 | m² | AED | 0 | INCLUDED | 2.05 | External Walls – Masonry Blockwork 250mm | Area (m²) | 85 | AI | ✓ | Unpriced
| Citywalk Plot 5.11 Main Works Contract BOQ (1).xlsx | A |  |  | NEW | CITYWALK PHASE-05, PLOT 5.11 | Residential | CITYWALK RESIDENTIAL 1 LLC |  | A — General Requirements | A | A09 | A0901 | Sundry items | Control joints | 1 | Item | AED | 93750 | 93750 | 9.01 | Preliminaries / General Requirements | Item | 72 | Fuzzy | ⚠ | Priced
| Citywalk Plot 5.11 Main Works Contract BOQ (1).xlsx | B |  |  | NEW | CITYWALK PHASE-05, PLOT 5.11 | Residential | CITYWALK RESIDENTIAL 1 LLC |  | R — Electrical Engineering Installations | R | R06 | R0600 | R6 Control gear | Control joints (RATE ONLY) | 0 | m | AED | 0 | Rate Only | 5.08 | Electrical Engineering Installations | Length (m), Enumerated (nr), Item | 70 | Fuzzy | ⚠ | Unpriced
| Citywalk Plot 5.11 Main Works Contract BOQ (1).xlsx | C |  |  | NEW | CITYWALK PHASE-05, PLOT 5.11 | Residential | CITYWALK RESIDENTIAL 1 LLC |  | B — Site Work | B | B20 | B2002 | B20 Paving and surfacing | Isolation joints | 1 | Item | AED | 62500 | 62500 | 8.01 | Site Works, Drainage, External Services & Landscaping | Volume (m³), Length (m), Area (m²), Enumerated (nr), Item | 65 | Fuzzy | ⚠ | Priced
| Citywalk Plot 5.11 Main Works Contract BOQ (1).xlsx | D |  |  | NEW | CITYWALK PHASE-05, PLOT 5.11 | Residential | CITYWALK RESIDENTIAL 1 LLC |  | D — Masonry | D | D01 | D0109 | D1 Generally | Isolation joints (RATE ONLY) | 0 | m | AED | 0 | Rate Only | 2.05 | External Walls – Sundries: Isolation Joints | Rate Only | 75 | AI | ⚠ | Unpriced
| Citywalk Plot 5.11 Main Works Contract BOQ (1).xlsx | E |  |  | NEW | CITYWALK PHASE-05, PLOT 5.11 | Residential | CITYWALK RESIDENTIAL 1 LLC |  | B — Site Work | B | B20 | B2002 | B20 Paving and surfacing | Expansion joints | 0 | Item | AED | 0 | NOT APPLICABLE | 8.01 | Site Works, Drainage, External Services & Landscaping | Volume (m³), Length (m), Area (m²), Enumerated (nr), Item | 79 | Fuzzy | ⚠ | Unpriced
| Citywalk Plot 5.11 Main Works Contract BOQ (1).xlsx | F |  |  | NEW | CITYWALK PHASE-05, PLOT 5.11 | Residential | CITYWALK RESIDENTIAL 1 LLC |  | D — Masonry | D | D05 | D0502 | D5 Sundries | Expansion joints (RATE ONLY) | 0 | m | AED | 0 | Rate Only | 2.05 | External Walls / Masonry | Area (m²), Length (m), Volume (m³) | 77 | Fuzzy | ⚠ | Unpriced
| Citywalk Plot 5.11 Main Works Contract BOQ (1).xlsx | G |  |  | NEW | CITYWALK PHASE-05, PLOT 5.11 | Residential | CITYWALK RESIDENTIAL 1 LLC |  | C — Concrete Work | C | C06 | C0603 | C6 Prestressed concrete | Movement joints; wall head junction with slab sofit | 1 | Item | AED | 187500 | 187500 | 2.01 | Frame / Concrete Work | Volume (m³), Weight (t), Area (m²), Length (m), Enumerated (nr) | 68 | Fuzzy | ⚠ | Priced
| Citywalk Plot 5.11 Main Works Contract BOQ (1).xlsx | A |  |  | NEW | CITYWALK PHASE-05, PLOT 5.11 | Residential | CITYWALK RESIDENTIAL 1 LLC |  | A — General Requirements | A | A01 | A0101 | Conditions of contract | Allow for any other works which are not included above and which are required to complete the Masonry in accordance with the Specification and the Drawings (Tenderer to list below): | 0 | Item | AED | 0 |  | 9.01 | Preliminaries – Contingency | Item | 90 | Rule | ✓ | Unpriced
| Citywalk Plot 5.11 Main Works Contract BOQ (1).xlsx | 1 |  |  | NEW | CITYWALK PHASE-05, PLOT 5.11 | Residential | CITYWALK RESIDENTIAL 1 LLC |  | D — Masonry | D | D01 | D0102 | D1 Generally | 200mm thick Solid block, FR | 170 | m2 | AED | 156 | 26520 | 2.05 | External Walls – Solid Blockwork 200mm Fire Rated | Area (m²) | 85 | AI | ✓ | Priced
| Citywalk Plot 5.11 Main Works Contract BOQ (1).xlsx | 2 |  |  | NEW | CITYWALK PHASE-05, PLOT 5.11 | Residential | CITYWALK RESIDENTIAL 1 LLC |  | D — Masonry | D | D01 | D0102 | D1 Generally | 150mm thick AAC block, FR | 15 | m2 | AED | 131 | 1965 | 2.05 | External Walls – AAC Blockwork 150mm Fire Rated | Area (m²) | 85 | AI | ✓ | Priced
| Citywalk Plot 5.11 Main Works Contract BOQ (1).xlsx | 3 |  |  | NEW | CITYWALK PHASE-05, PLOT 5.11 | Residential | CITYWALK RESIDENTIAL 1 LLC |  | D — Masonry | D | D01 | D0102 | D1 Generally | 200mm thick AAC block, FR | 70 | m2 | AED | 152 | 10640 | 2.05 | External Walls – AAC Blockwork 200mm Fire Rated | Area (m²) | 85 | AI | ✓ | Priced
| Citywalk Plot 5.11 Main Works Contract BOQ (1).xlsx | 4 |  |  | NEW | CITYWALK PHASE-05, PLOT 5.11 | Residential | CITYWALK RESIDENTIAL 1 LLC |  | D — Masonry | D | D01 | D0102 | D1 Generally | 250mm thick AAC block, FR | 28 | m2 | AED | 175 | 4900 | 2.05 | External Walls – AAC Blockwork 250mm Fire Rated | Area (m²) | 85 | AI | ✓ | Priced
| Citywalk Plot 5.11 Main Works Contract BOQ (1).xlsx | 5 |  |  | NEW | CITYWALK PHASE-05, PLOT 5.11 | Residential | CITYWALK RESIDENTIAL 1 LLC |  | D — Masonry | D | D01 | D0102 | D1 Generally | 100mm thick AAC block, NFR | 28 | m2 | AED | 101 | 2828 | 2.05 | External Walls – AAC Blockwork 100mm Non-Fire Rated | Area (m²) | 85 | AI | ✓ | Priced
| Citywalk Plot 5.11 Main Works Contract BOQ (1).xlsx | 6 |  |  | NEW | CITYWALK PHASE-05, PLOT 5.11 | Residential | CITYWALK RESIDENTIAL 1 LLC |  | D — Masonry | D | D01 | D0102 | D1 Generally | 200mm thick AAC block, NFR | 73 | m2 | AED | 143 | 10439 | 2.05 | External Walls – AAC Blockwork 200mm Non-Fire Rated | Area (m²) | 85 | AI | ✓ | Priced
| Citywalk Plot 5.11 Main Works Contract BOQ (1).xlsx | 7 |  |  | NEW | CITYWALK PHASE-05, PLOT 5.11 | Residential | CITYWALK RESIDENTIAL 1 LLC |  | D — Masonry | D | D01 | D0102 | D1 Generally | 150mm thick Solid block FR | 1 | m2 | AED | 150 | 150 | 2.05 | External Walls – Solid Blockwork 150mm Fire Rated | Area (m²) | 85 | AI | ✓ | Priced
| Citywalk Plot 5.11 Main Works Contract BOQ (1).xlsx | 8 |  |  | NEW | CITYWALK PHASE-05, PLOT 5.11 | Residential | CITYWALK RESIDENTIAL 1 LLC |  | D — Masonry | D | D01 | D0102 | D1 Generally | 250mm thick Solid block, FR | 44 | m2 | AED | 156 | 6864 | 2.05 | External Walls – Solid Blockwork 250mm Fire Rated | Area (m²) | 85 | AI | ✓ | Priced
| Citywalk Plot 5.11 Main Works Contract BOQ (1).xlsx | 9 |  |  | NEW | CITYWALK PHASE-05, PLOT 5.11 | Residential | CITYWALK RESIDENTIAL 1 LLC |  | D — Masonry | D | D01 | D0102 | D1 Generally | 100mm thick Solid block, NFR | 2 | m2 | AED | 135 | 270 | 2.05 | External Walls – Solid Blockwork 100mm Non-Fire Rated | Area (m²) | 85 | AI | ✓ | Priced
| Citywalk Plot 5.11 Main Works Contract BOQ (1).xlsx | 10 |  |  | NEW | CITYWALK PHASE-05, PLOT 5.11 | Residential | CITYWALK RESIDENTIAL 1 LLC |  | D — Masonry | D | D01 | D0101 | D1 Generally | 200mm thick Solid block, NFR | 5 | m2 | AED | 148 | 740 | 2.05 | External Walls – Blockwork | Area (m²) | 92 | AI | ✓ | Priced
| Citywalk Plot 5.11 Main Works Contract BOQ (1).xlsx | 11 |  |  | NEW | CITYWALK PHASE-05, PLOT 5.11 | Residential | CITYWALK RESIDENTIAL 1 LLC |  | D — Masonry | D | D01 | D0101 | D1 Generally | 250mm thick Solid block, NFR | 66 | m2 | AED | 179 | 11814 | 2.05 | External Walls – Blockwork | Area (m²) | 92 | AI | ✓ | Priced
| Citywalk Plot 5.11 Main Works Contract BOQ (1).xlsx | 12 |  |  | NEW | CITYWALK PHASE-05, PLOT 5.11 | Residential | CITYWALK RESIDENTIAL 1 LLC |  | D — Masonry | D | D01 | D0101 | D1 Generally | 100mm thick Solid block, NFR | 2 | m2 | AED | 135 | 270 | 2.07 | Internal Walls – Blockwork | Area (m²) | 92 | AI | ✓ | Priced
| Citywalk Plot 5.11 Main Works Contract BOQ (1).xlsx | 2/D/1/A |  |  | NEW | CITYWALK PHASE-05, PLOT 5.11 | Residential | CITYWALK RESIDENTIAL 1 LLC |  | C — Concrete Work | C | C02 | C0201 | C2 Poured concrete | Sides of pile cap | -217 | m² | AED | 162 | -35154 | 2.01 | Substructure | Volume (m³) | 95 | Rule | ✓ | Priced
| Citywalk Plot 5.11 Main Works Contract BOQ (1).xlsx | 2/D/1/C |  |  | NEW | CITYWALK PHASE-05, PLOT 5.11 | Residential | CITYWALK RESIDENTIAL 1 LLC |  | C — Concrete Work | C | C02 | C0201 | C2 Poured concrete | Sides of tie beams | 42 | m² | AED | 162 | 6804 | 2.01 | Frame | Volume (m³) | 93 | Rule | ✓ | Priced
| Citywalk Plot 5.11 Main Works Contract BOQ (1).xlsx | 2/D/2/A |  |  | NEW | CITYWALK PHASE-05, PLOT 5.11 | Residential | CITYWALK RESIDENTIAL 1 LLC |  | D — Masonry | D | D01 | D0101 | D1 Generally | IWT-01 | -40 | m² | AED | 237 | -9480 | 2.07 | Internal Walls – Blockwork | Area (m²) | 88 | AI | ✓ | Priced
| Citywalk Plot 5.11 Main Works Contract BOQ (1).xlsx | 2/D/2/C |  |  | NEW | CITYWALK PHASE-05, PLOT 5.11 | Residential | CITYWALK RESIDENTIAL 1 LLC |  | D — Masonry | D | D01 | D0101 | D1 Generally | IWT-01-2hr FR | -6 | m² | AED | 245 | -1470 | 2.07 | Internal Walls – Blockwork with Fire Rating | Area (m²) | 90 | AI | ✓ | Priced
| Citywalk Plot 5.11 Main Works Contract BOQ (1).xlsx | 2/D/2/D |  |  | NEW | CITYWALK PHASE-05, PLOT 5.11 | Residential | CITYWALK RESIDENTIAL 1 LLC |  | D — Masonry | D | D01 | D0101 | D1 Generally | IWT-01-1hr FR; 40 DB | -71 | m² | AED | 245 | -17395 | 2.07 | Internal Walls – Blockwork with Fire Rating | Area (m²) | 90 | AI | ✓ | Priced
| Citywalk Plot 5.11 Main Works Contract BOQ (1).xlsx | 2/D/2/E |  |  | NEW | CITYWALK PHASE-05, PLOT 5.11 | Residential | CITYWALK RESIDENTIAL 1 LLC |  | D — Masonry | D | D01 | D0101 | D1 Generally | IWT-01-1hr FR; 45 DB | -5 | m² | AED | 245 | -1225 | 2.07 | Internal Walls – Blockwork with Fire Rating | Area (m²) | 90 | AI | ✓ | Priced
| Citywalk Plot 5.11 Main Works Contract BOQ (1).xlsx | 2/D/2/F |  |  | NEW | CITYWALK PHASE-05, PLOT 5.11 | Residential | CITYWALK RESIDENTIAL 1 LLC |  | D — Masonry | D | D01 | D0101 | D1 Generally | IWT-01-1hr FR; 50 DB | -38 | m² | AED | 245 | -9310 | 2.07 | Internal Walls – Blockwork with Fire Rating | Area (m²) | 90 | AI | ✓ | Priced
| Citywalk Plot 5.11 Main Works Contract BOQ (1).xlsx | 2/D/2/K |  |  | NEW | CITYWALK PHASE-05, PLOT 5.11 | Residential | CITYWALK RESIDENTIAL 1 LLC |  | D — Masonry | D | D01 | D0101 | D1 Generally | IWT-01-2hr FR; 60 DB | -12 | m² | AED | 245 | -2940 | 2.07 | Internal Walls – Blockwork with Fire Rating | Area (m²) | 90 | AI | ✓ | Priced
| Citywalk Plot 5.11 Main Works Contract BOQ (1).xlsx | 2/D/2/M |  |  | NEW | CITYWALK PHASE-05, PLOT 5.11 | Residential | CITYWALK RESIDENTIAL 1 LLC |  | D — Masonry | D | D01 | D0101 | D1 Generally | IWT-02 | -11 | m² | AED | 217 | -2387 | 2.07 | Internal Walls – Blockwork | Area (m²) | 88 | AI | ✓ | Priced
| Citywalk Plot 5.11 Main Works Contract BOQ (1).xlsx | 2/D/2/N |  |  | NEW | CITYWALK PHASE-05, PLOT 5.11 | Residential | CITYWALK RESIDENTIAL 1 LLC |  | D — Masonry | D | D01 | D0101 | D1 Generally | IWT-02-2hr FR | 15 | m² | AED | 226 | 3390 | 2.07 | Internal Walls – Blockwork with Fire Rating | Area (m²) | 90 | AI | ✓ | Priced
| Citywalk Plot 5.11 Main Works Contract BOQ (1).xlsx | 2/D/2/P |  |  | NEW | CITYWALK PHASE-05, PLOT 5.11 | Residential | CITYWALK RESIDENTIAL 1 LLC |  | D — Masonry | D | D01 | D0101 | D1 Generally | IWT-02-1hr FR; 40 DB | 11 | m² | AED | 226 | 2486 | 2.07 | Internal Walls – Blockwork with Fire Rating | Area (m²) | 90 | AI | ✓ | Priced
| Citywalk Plot 5.11 Main Works Contract BOQ (1).xlsx | 2/D/3/D |  |  | NEW | CITYWALK PHASE-05, PLOT 5.11 | Residential | CITYWALK RESIDENTIAL 1 LLC |  | D — Masonry | D | D01 | D0101 | D1 Generally | EWT-01-2hr FR | -36 | m² | AED | 160 | -5760 | 2.05 | External Walls – Blockwork with Fire Rating | Area (m²) | 90 | AI | ✓ | Priced
| Citywalk Plot 5.11 Main Works Contract BOQ (1).xlsx | 2/D/3/F |  |  | NEW | CITYWALK PHASE-05, PLOT 5.11 | Residential | CITYWALK RESIDENTIAL 1 LLC |  | D — Masonry | D | D01 | D0101 | D1 Generally | EWT-01-1hr FR; 50 DB | -74 | m² | AED | 160 | -11840 | 2.05 | External Walls – Blockwork with Fire Rating | Area (m²) | 90 | AI | ✓ | Priced
| Citywalk Plot 5.11 Main Works Contract BOQ (1).xlsx | 2/D/3/G |  |  | NEW | CITYWALK PHASE-05, PLOT 5.11 | Residential | CITYWALK RESIDENTIAL 1 LLC |  | D — Masonry | D | D01 | D0101 | D1 Generally | EWT-01-2hr FR; 40 DB | -18 | m² | AED | 160 | -2880 | 2.05 | External Walls – Blockwork with Fire Rating | Area (m²) | 90 | AI | ✓ | Priced
| Citywalk Plot 5.11 Main Works Contract BOQ (1).xlsx | 2/D/3/K |  |  | NEW | CITYWALK PHASE-05, PLOT 5.11 | Residential | CITYWALK RESIDENTIAL 1 LLC |  | D — Masonry | D | D01 | D0101 | D1 Generally | EWT-01-curved | 5 | m² | AED | 162 | 810 | 2.05 | External Walls – Blockwork (Curved) | Area (m²) | 88 | AI | ✓ | Priced
| Citywalk Plot 5.11 Main Works Contract BOQ (1).xlsx | A |  |  | NEW | CITYWALK PHASE-05, PLOT 5.11 | Residential | CITYWALK RESIDENTIAL 1 LLC |  | A — General Requirements | A | A01 | A0101 | Conditions of contract | Allow for any other works which are not included above and which are required to complete the Masonry in accordance with the Specification and the Drawings (Tenderer to list below): | 0 | Item | AED | 0 |  | 9.01 | Preliminaries – Contingency | Item | 90 | Rule | ✓ | Unpriced
| Citywalk Plot 5.11 Main Works Contract BOQ (1).xlsx | 2/D/3/P |  |  | NEW | CITYWALK PHASE-05, PLOT 5.11 | Residential | CITYWALK RESIDENTIAL 1 LLC |  | D — Masonry | D | D01 | D0101 | D1 Generally | IWT-03; non FR | 4 | m² | AED | 95 | 380 | 2.05 | External Walls – Blockwork | Area (m²) | 85 | AI | ✓ | Priced
| Citywalk Plot 5.11 Main Works Contract BOQ (1).xlsx | 2/D/4/A |  |  | NEW | CITYWALK PHASE-05, PLOT 5.11 | Residential | CITYWALK RESIDENTIAL 1 LLC |  | D — Masonry | D | D01 | D0101 | D1 Generally | AAC blockwork; 250mm thick; Non fire rated; EWT01 | -51 | m² | AED | 156 | -7956 | 3.01 | Upper Floors – Internal Walls | Area (m²) | 93 | Rule | ✓ | Priced
| Citywalk Plot 5.11 Main Works Contract BOQ (1).xlsx | 2/D/4/B |  |  | NEW | CITYWALK PHASE-05, PLOT 5.11 | Residential | CITYWALK RESIDENTIAL 1 LLC |  | D — Masonry | D | D01 | D0101 | D1 Generally | AAC blockwork; 250mm thick; 2 Hour fire rated, Rw 60dB acoustic rating; EWT01 | 18 | m² | AED | 166 | 2988 | 3.01 | Upper Floors – Internal Walls | Area (m²) | 93 | Rule | ✓ | Priced
| Citywalk Plot 5.11 Main Works Contract BOQ (1).xlsx | 2/D/4/C |  |  | NEW | CITYWALK PHASE-05, PLOT 5.11 | Residential | CITYWALK RESIDENTIAL 1 LLC |  | D — Masonry | D | D01 | D0101 | D1 Generally | AAC blockwork; 250mm thick; Non fire rated, Rw 40dB acoustic rating; EWT01 | -77 | m² | AED | 156 | -12012 | 3.01 | Upper Floors – Internal Walls | Area (m²) | 93 | Rule | ✓ | Priced
| Citywalk Plot 5.11 Main Works Contract BOQ (1).xlsx | 2/D/4/D |  |  | NEW | CITYWALK PHASE-05, PLOT 5.11 | Residential | CITYWALK RESIDENTIAL 1 LLC |  | D — Masonry | D | D01 | D0101 | D1 Generally | AAC blockwork; 250mm thick; Non fire rated, Rw 50dB acoustic rating; EWT01 | -228 | m² | AED | 156 | -35568 | 3.01 | Upper Floors – Internal Walls | Area (m²) | 93 | Rule | ✓ | Priced
| Citywalk Plot 5.11 Main Works Contract BOQ (1).xlsx | 2/D/4/E |  |  | NEW | CITYWALK PHASE-05, PLOT 5.11 | Residential | CITYWALK RESIDENTIAL 1 LLC |  | D — Masonry | D | D01 | D0101 | D1 Generally | AAC blockwork; 250mm thick; Non fire rated, Rw 60dB acoustic rating; EWT01 | 46 | m² | AED | 156 | 7176 | 3.01 | Upper Floors – Internal Walls | Area (m²) | 93 | Rule | ✓ | Priced
| Citywalk Plot 5.11 Main Works Contract BOQ (1).xlsx | A |  |  | NEW | CITYWALK PHASE-05, PLOT 5.11 | Residential | CITYWALK RESIDENTIAL 1 LLC |  | R — Electrical Engineering Installations | R | R01 | R0102 | R1 Generally | To ground floor | 54.64 | t | AED | 23681 | 1293930 | 5.08 | Electrical Engineering Installations | Length (m), Enumerated (nr), Item | 79 | Fuzzy | ⚠ | Priced
| Citywalk Plot 5.11 Main Works Contract BOQ (1).xlsx | B |  |  | NEW | CITYWALK PHASE-05, PLOT 5.11 | Residential | CITYWALK RESIDENTIAL 1 LLC |  | E — Metalwork | E | E02 | E0202 | E2 Structural metalwork | To Main Entrance Lobby | 3 | t | AED | 23681 | 71043 | 2.05 | External Walls – Structural Steel | Length (m) | 78 | AI | ⚠ | Priced
| Citywalk Plot 5.11 Main Works Contract BOQ (1).xlsx | A |  |  | NEW | CITYWALK PHASE-05, PLOT 5.11 | Residential | CITYWALK RESIDENTIAL 1 LLC |  | E — Metalwork | E | E03 | E0301 | E3 Non-structural metalwork | Floor mounted balustrade; 1120mm high; slope | 20 | m | AED | 560 | 11200 | 2.01 | Frame / Structural Metalwork | Weight (t), Enumerated (nr), Item | 61 | Fuzzy | ⚠ | Priced
| Citywalk Plot 5.11 Main Works Contract BOQ (1).xlsx | B |  |  | NEW | CITYWALK PHASE-05, PLOT 5.11 | Residential | CITYWALK RESIDENTIAL 1 LLC |  | K — Accessories | K | K01 | K0103 | K1 Generally | Wall mounted handrail; 900mm high | 49 | m | AED | 216 | 10584 | 4.01 | Accessories – Wall-mounted Handrails | Length (m) | 82 | AI | ⚠ | Priced
| Citywalk Plot 5.11 Main Works Contract BOQ (1).xlsx | C |  |  | NEW | CITYWALK PHASE-05, PLOT 5.11 | Residential | CITYWALK RESIDENTIAL 1 LLC |  | K — Accessories | K | K02 | K0201 | K2 Partitions | 1100mm high; floor mounted; F08 | 136 | m | AED | 1826 | 248336 | 4.01 | Accessories – Balustrades/Railings | Length (m) | 75 | AI | ⚠ | Priced
| Citywalk Plot 5.11 Main Works Contract BOQ (1).xlsx | D |  |  | NEW | CITYWALK PHASE-05, PLOT 5.11 | Residential | CITYWALK RESIDENTIAL 1 LLC |  | H — Doors And Windows | H | H02 | H0202 | H2 Windows | Extra over for opening; 1200 x 1100mm high self closing and self latching gate | 1 | Nr. | AED | 719 | 719 | 2.06 | Windows & External Doors – Gates | Number | 80 | AI | ⚠ | Priced
| Citywalk Plot 5.11 Main Works Contract BOQ (1).xlsx | A |  |  | NEW | CITYWALK PHASE-05, PLOT 5.11 | Residential | CITYWALK RESIDENTIAL 1 LLC |  | K — Accessories | K | K02 | K0201 | K2 Partitions | 1100mm high; fixed to parapet wall; F08 | 18 | m | AED | 1826 | 32868 | 4.01 | Accessories – Glass Balustrades | Length (m) | 85 | AI | ✓ | Priced
| Citywalk Plot 5.11 Main Works Contract BOQ (1).xlsx | B |  |  | NEW | CITYWALK PHASE-05, PLOT 5.11 | Residential | CITYWALK RESIDENTIAL 1 LLC |  | K — Accessories | K | K02 | K0201 | K2 Partitions | 1100mm high; floor mounted; curved; F08 | 14 | m | AED | 2921 | 40894 | 4.01 | Accessories – Glass Balustrades | Length (m) | 85 | AI | ✓ | Priced
| Citywalk Plot 5.11 Main Works Contract BOQ (1).xlsx | C |  |  | NEW | CITYWALK PHASE-05, PLOT 5.11 | Residential | CITYWALK RESIDENTIAL 1 LLC |  | K — Accessories | K | K02 | K0201 | K2 Partitions | Extra over for opening; 1000 x 1250mm high | 1 | Nr. | AED | 680 | 680 | 4.01 | Accessories – Glass Balustrades | Number | 80 | AI | ⚠ | Priced
| Citywalk Plot 5.11 Main Works Contract BOQ (1).xlsx | D |  |  | NEW | CITYWALK PHASE-05, PLOT 5.11 | Residential | CITYWALK RESIDENTIAL 1 LLC |  | K — Accessories | K | K02 | K0201 | K2 Partitions | 1100mm high; floor mounted; F09 | 86 | m | AED | 3345 | 287670 | 4.01 | Accessories – Glass Balustrades | Length (m) | 85 | AI | ✓ | Priced
| Citywalk Plot 5.11 Main Works Contract BOQ (1).xlsx | E |  |  | NEW | CITYWALK PHASE-05, PLOT 5.11 | Residential | CITYWALK RESIDENTIAL 1 LLC |  | K — Accessories | K | K02 | K0201 | K2 Partitions | 1100mm high; floor mounted; curved; F09 | 4 | m | AED | 3446 | 13784 | 4.01 | Accessories – Glass Balustrades | Length (m) | 85 | AI | ✓ | Priced
| Citywalk Plot 5.11 Main Works Contract BOQ (1).xlsx | F |  |  | NEW | CITYWALK PHASE-05, PLOT 5.11 | Residential | CITYWALK RESIDENTIAL 1 LLC |  | H — Doors And Windows | H | H02 | H0202 | H2 Windows | Extra over for opening; 1200 x 1100mm high self closing and self latching gate | 1 | Nr. | AED | 3361 | 3361 | 2.06 | Windows & External Doors – Gates | Number | 80 | AI | ⚠ | Priced
| Citywalk Plot 5.11 Main Works Contract BOQ (1).xlsx | G |  |  | NEW | CITYWALK PHASE-05, PLOT 5.11 | Residential | CITYWALK RESIDENTIAL 1 LLC |  | E — Metalwork | E | E01 | E0102 | E1 Generally | Perforated aluminium canopy; size 10850mm long x 1300mm wide x 300mm high | 14 | m² | AED | 3395 | 47530 | 2.05 | External Walls – Metalwork Canopy | Area (m²) | 82 | AI | ⚠ | Priced
| Citywalk Plot 5.11 Main Works Contract BOQ (1).xlsx | A |  |  | NEW | CITYWALK PHASE-05, PLOT 5.11 | Residential | CITYWALK RESIDENTIAL 1 LLC |  | A — General Requirements | A | A01 | A0101 | Conditions of contract | Allow for any other works which are not included above and which are required to complete the Metalwork in accordance with the Specification and the Drawings (Tenderer to list below) | 0 | Item | AED | 0 | 0 | 9.01 | Preliminaries – Contingency | Item | 90 | Rule | ✓ | Unpriced
| Citywalk Plot 5.11 Main Works Contract BOQ (1).xlsx | 2/E/2/A |  |  | NEW | CITYWALK PHASE-05, PLOT 5.11 | Residential | CITYWALK RESIDENTIAL 1 LLC |  | E — Metalwork | E | E03 | E0301 | E3 Non-structural metalwork | Floor mounted balustrade; 1120mm high; slope | 20 | m | AED | 560 | 11200 | 2.01 | Frame / Structural Metalwork | Weight (t), Enumerated (nr), Item | 61 | Fuzzy | ⚠ | Priced
| Citywalk Plot 5.11 Main Works Contract BOQ (1).xlsx | 2/E/2/B |  |  | NEW | CITYWALK PHASE-05, PLOT 5.11 | Residential | CITYWALK RESIDENTIAL 1 LLC |  | K — Accessories | K | K01 | K0103 | K1 Generally | Wall mounted handrail; 900mm high | -7 | m | AED | 216 | -1512 | 4.01 | Accessories – Wall-mounted Handrails | Length (m) | 85 | AI | ✓ | Priced
| Citywalk Plot 5.11 Main Works Contract BOQ (1).xlsx | 2/E/2/C |  |  | NEW | CITYWALK PHASE-05, PLOT 5.11 | Residential | CITYWALK RESIDENTIAL 1 LLC |  | K — Accessories | K | K02 | K0201 | K2 Partitions | 1100mm high; floor mounted; F08 | -10 | m | AED | 1826 | -18260 | 4.01 | Accessories – Balustrades/Railings | Length (m) | 80 | AI | ⚠ | Priced
| Citywalk Plot 5.11 Main Works Contract BOQ (1).xlsx | A |  |  | NEW | CITYWALK PHASE-05, PLOT 5.11 | Residential | CITYWALK RESIDENTIAL 1 LLC |  | E — Metalwork | E | E03 | E0301 | E3 Non-structural metalwork | 4000 x 800 x 1200mm high | 1 | Nr. | AED | 29915 | 29915 | 3.01 | Metalwork – Handrail / Balustrade | Length (m) | 90 | Rule | ✓ | Priced
| Citywalk Plot 5.11 Main Works Contract BOQ (1).xlsx | B |  |  | NEW | CITYWALK PHASE-05, PLOT 5.11 | Residential | CITYWALK RESIDENTIAL 1 LLC |  | Q — Mechanical Engineering Installations | Q | Q05 | Q0503 | Q5 Automatic controls | 1200 x 670 x 4100mm high | 1 | Nr. | AED | 33336 | 33336 | 5.06 | Mechanical Engineering Installations | Length (m), Weight (t), Area (m²), Enumerated (nr), Item | 41 | Fuzzy | ⚠ | Priced
| Citywalk Plot 5.11 Main Works Contract BOQ (1).xlsx | A |  |  | NEW | CITYWALK PHASE-05, PLOT 5.11 | Residential | CITYWALK RESIDENTIAL 1 LLC |  | H — Doors And Windows | H | H02 | H0201 | H2 Windows | 1400 x 440 x 4100mm high | 1 | Nr. | AED | 37886 | 37886 | 2.08 | Internal Doors – Standard Frames | Number | 72 | AI | ⚠ | Priced
| Citywalk Plot 5.11 Main Works Contract BOQ (1).xlsx | B |  |  | NEW | CITYWALK PHASE-05, PLOT 5.11 | Residential | CITYWALK RESIDENTIAL 1 LLC |  | F — Woodwork | F | F03 | F0301 | F3 Boarding and flooring | 1750 x 600mm wide; pantry room | 1 | Nr. | AED | 4813 | 4813 | 4.01 | FF&E – Kitchen/Pantry Units | Number | 78 | AI | ⚠ | Priced
| Citywalk Plot 5.11 Main Works Contract BOQ (1).xlsx | C |  |  | NEW | CITYWALK PHASE-05, PLOT 5.11 | Residential | CITYWALK RESIDENTIAL 1 LLC |  | F — Woodwork | F | F03 | F0301 | F3 Boarding and flooring | 1750 x 600mm wide; pantry room | 1 | Nr. | AED | 1056 | 1056 | 4.01 | FF&E – Kitchen/Pantry Units | Number | 78 | AI | ⚠ | Priced
| Citywalk Plot 5.11 Main Works Contract BOQ (1).xlsx | A |  |  | NEW | CITYWALK PHASE-05, PLOT 5.11 | Residential | CITYWALK RESIDENTIAL 1 LLC |  | A — General Requirements | A | A01 | A0101 | Conditions of contract | Allow for any other works which are not included above and which are required to complete the Woodwork in accordance with the Specification and the Drawings (Tenderer to list below) | 0 | Item | AED | 0 | 0 | 9.01 | Preliminaries – Contingency | Item | 90 | Rule | ✓ | Unpriced
| Citywalk Plot 5.11 Main Works Contract BOQ (1).xlsx | A |  |  | NEW | CITYWALK PHASE-05, PLOT 5.11 | Residential | CITYWALK RESIDENTIAL 1 LLC |  | F — Woodwork | F | F04 | F0401 | F4 Grounds and battens | To horizontal surfaces; to internal wet areas | 388 | m² | AED | 69 | 26772 | 3.01 | Woodwork – Cladding Panel | Area (m²) | 85 | Rule | ✓ | Priced
| Citywalk Plot 5.11 Main Works Contract BOQ (1).xlsx | B |  |  | NEW | CITYWALK PHASE-05, PLOT 5.11 | Residential | CITYWALK RESIDENTIAL 1 LLC |  | H — Doors And Windows | H | H06 | H0601 | H6 Patent glazing | To verticle surfaces; to internal wet areas | 44 | m² | AED | 31 | 1364 | 2.06 | Windows and External Doors | Enumerated (nr), Area (m²), Length (m) | 68 | Fuzzy | ⚠ | Priced
| Citywalk Plot 5.11 Main Works Contract BOQ (1).xlsx | A |  |  | NEW | CITYWALK PHASE-05, PLOT 5.11 | Residential | CITYWALK RESIDENTIAL 1 LLC |  | F — Woodwork | F | F04 | F0401 | F4 Grounds and battens | To horizontal | 4093 | m² | AED | 113 | 462509 | 3.01 | Woodwork – Cladding Panel | Area (m²) | 85 | Rule | ✓ | Priced
| Citywalk Plot 5.11 Main Works Contract BOQ (1).xlsx | B |  |  | NEW | CITYWALK PHASE-05, PLOT 5.11 | Residential | CITYWALK RESIDENTIAL 1 LLC |  | F — Woodwork | F | F04 | F0401 | F4 Grounds and battens | To vertical | 2155 | m² | AED | 113 | 243515 | 3.01 | Woodwork – Cladding Panel | Area (m²) | 85 | Rule | ✓ | Priced
| Citywalk Plot 5.11 Main Works Contract BOQ (1).xlsx | C |  |  | NEW | CITYWALK PHASE-05, PLOT 5.11 | Residential | CITYWALK RESIDENTIAL 1 LLC |  | F — Woodwork | F | F04 | F0401 | F4 Grounds and battens | To horizontal | 4093 | m² | AED | 13 | 53209 | 3.01 | Woodwork – Cladding Panel | Area (m²) | 85 | Rule | ✓ | Priced
| Citywalk Plot 5.11 Main Works Contract BOQ (1).xlsx | D |  |  | NEW | CITYWALK PHASE-05, PLOT 5.11 | Residential | CITYWALK RESIDENTIAL 1 LLC |  | F — Woodwork | F | F04 | F0401 | F4 Grounds and battens | To vertical | 2155 | m² | AED | 5 | 10775 | 3.01 | Woodwork – Cladding Panel | Area (m²) | 85 | Rule | ✓ | Priced
| Citywalk Plot 5.11 Main Works Contract BOQ (1).xlsx | E |  |  | NEW | CITYWALK PHASE-05, PLOT 5.11 | Residential | CITYWALK RESIDENTIAL 1 LLC |  | G — Thermal And Moisture Protection | G | G02 | G0201 | G2 Coverings and linings | Type FF15; floors | 134 | m² | AED | 200 | 26800 | 2.05 | External Walls – Waterproofing | Area (m²) | 75 | AI | ⚠ | Priced
| Citywalk Plot 5.11 Main Works Contract BOQ (1).xlsx | F |  |  | NEW | CITYWALK PHASE-05, PLOT 5.11 | Residential | CITYWALK RESIDENTIAL 1 LLC |  | J — Finishes | J | J02 | J0201 | J2 Backgrounds | Type GRP-1; to walls | 422 | m² | AED | 200 | 84400 | 3.01 | Finishes – Wall | Area (m²) | 88 | Rule | ✓ | Priced
| Citywalk Plot 5.11 Main Works Contract BOQ (1).xlsx | G |  |  | NEW | CITYWALK PHASE-05, PLOT 5.11 | Residential | CITYWALK RESIDENTIAL 1 LLC |  | C — Concrete Work | C | C04 | C0401 | C4 Shuttering | To soffit of slab | 134 | m² | AED | 200 | 26800 | 2.01 | Frame / Concrete Work | Volume (m³), Weight (t), Area (m²), Length (m), Enumerated (nr) | 79 | Fuzzy | ⚠ | Priced
| Citywalk Plot 5.11 Main Works Contract BOQ (1).xlsx | A |  |  | NEW | CITYWALK PHASE-05, PLOT 5.11 | Residential | CITYWALK RESIDENTIAL 1 LLC |  | F — Woodwork | F | F04 | F0401 | F4 Grounds and battens | Anti-root waterproofing membrane; to horizontal | 869 | m² | AED | 213 | 185097 | 3.01 | Woodwork – Cladding Panel | Area (m²) | 85 | Rule | ✓ | Priced
| Citywalk Plot 5.11 Main Works Contract BOQ (1).xlsx | B |  |  | NEW | CITYWALK PHASE-05, PLOT 5.11 | Residential | CITYWALK RESIDENTIAL 1 LLC |  | F — Woodwork | F | F04 | F0401 | F4 Grounds and battens | Anti-root waterproofing membrane; to vertical | 883 | m² | AED | 175 | 154525 | 3.01 | Woodwork – Cladding Panel | Area (m²) | 85 | Rule | ✓ | Priced
| Citywalk Plot 5.11 Main Works Contract BOQ (1).xlsx | C |  |  | NEW | CITYWALK PHASE-05, PLOT 5.11 | Residential | CITYWALK RESIDENTIAL 1 LLC |  | C — Concrete Work | C | C02 | C0201 | C2 Poured concrete | Protection board; to planter walls; vertical | 883 | m² | AED | 38 | 33554 | 2.01 | Upper Floors / Walls | Volume (m³) | 93 | Rule | ✓ | Priced
| Citywalk Plot 5.11 Main Works Contract BOQ (1).xlsx | D |  |  | NEW | CITYWALK PHASE-05, PLOT 5.11 | Residential | CITYWALK RESIDENTIAL 1 LLC |  | F — Woodwork | F | F04 | F0401 | F4 Grounds and battens | To horizontal; wrapped around drainage cell (measured separately) | 998 | m² | AED | 13 | 12974 | 3.01 | Woodwork – Cladding Panel | Area (m²) | 85 | Rule | ✓ | Priced
| Citywalk Plot 5.11 Main Works Contract BOQ (1).xlsx | E |  |  | NEW | CITYWALK PHASE-05, PLOT 5.11 | Residential | CITYWALK RESIDENTIAL 1 LLC |  | F — Woodwork | F | F04 | F0401 | F4 Grounds and battens | To vertical | 883 | m² | AED | 5 | 4415 | 3.01 | Woodwork – Cladding Panel | Area (m²) | 85 | Rule | ✓ | Priced
| Citywalk Plot 5.11 Main Works Contract BOQ (1).xlsx | F |  |  | NEW | CITYWALK PHASE-05, PLOT 5.11 | Residential | CITYWALK RESIDENTIAL 1 LLC |  | F — Woodwork | F | F04 | F0401 | F4 Grounds and battens | To horizontal surfaces; hardscape area | 1589 | m² | AED | 163 | 259007 | 3.01 | Woodwork – Cladding Panel | Area (m²) | 85 | Rule | ✓ | Priced
| Citywalk Plot 5.11 Main Works Contract BOQ (1).xlsx | G |  |  | NEW | CITYWALK PHASE-05, PLOT 5.11 | Residential | CITYWALK RESIDENTIAL 1 LLC |  | F — Woodwork | F | F04 | F0401 | F4 Grounds and battens | To horizontal surfaces; structural slab area | 1720 | m² | AED | 0 | INCLUDED | 3.01 | Woodwork – Cladding Panel | Area (m²) | 85 | Rule | ✓ | Unpriced
| Citywalk Plot 5.11 Main Works Contract BOQ (1).xlsx | H |  |  | NEW | CITYWALK PHASE-05, PLOT 5.11 | Residential | CITYWALK RESIDENTIAL 1 LLC |  | G — Thermal And Moisture Protection | G | G01 | G0102 | G1 Generally | To building external wall perimeter ; up to 300mm high (assumed) | 273 | m | AED | 0 | INCLUDED | 2.05 | External Walls – Waterproofing System | Length (m) | 82 | AI | ⚠ | Unpriced
| Citywalk Plot 5.11 Main Works Contract BOQ (1).xlsx | A |  |  | NEW | CITYWALK PHASE-05, PLOT 5.11 | Residential | CITYWALK RESIDENTIAL 1 LLC |  | G — Thermal And Moisture Protection | G | G03 | G0302 | G3 Damp-proof courses | To perimeter; 100x100mm angle filler | 278 | m | AED | 0 | INCLUDED | 2.05 | External Walls – Protective Coverings | Length (m) | 70 | AI | ⚠ | Unpriced
| Citywalk Plot 5.11 Main Works Contract BOQ (1).xlsx | B |  |  | NEW | CITYWALK PHASE-05, PLOT 5.11 | Residential | CITYWALK RESIDENTIAL 1 LLC |  | F — Woodwork | F | F04 | F0401 | F4 Grounds and battens | To horizontal surfaces; hardscape area | 1589 | m² | AED | 38 | 60382 | 3.01 | Woodwork – Cladding Panel | Area (m²) | 85 | Rule | ✓ | Priced
| Citywalk Plot 5.11 Main Works Contract BOQ (1).xlsx | C |  |  | NEW | CITYWALK PHASE-05, PLOT 5.11 | Residential | CITYWALK RESIDENTIAL 1 LLC |  | G — Thermal And Moisture Protection | G | G03 | G0301 | G3 Damp-proof courses | To building external wall perimeter ; up to 300mm high (assumed) | 273 | m | AED | 50 | 13650 | 2.05 | External Walls – Protective Linings | Area (m²) | 78 | AI | ⚠ | Priced
| Citywalk Plot 5.11 Main Works Contract BOQ (1).xlsx | D |  |  | NEW | CITYWALK PHASE-05, PLOT 5.11 | Residential | CITYWALK RESIDENTIAL 1 LLC |  | F — Woodwork | F | F04 | F0401 | F4 Grounds and battens | To horizontal surfaces; hardscape area | 1589 | m² | AED | 13 | 20657 | 3.01 | Woodwork – Cladding Panel | Area (m²) | 85 | Rule | ✓ | Priced
| Citywalk Plot 5.11 Main Works Contract BOQ (1).xlsx | E |  |  | NEW | CITYWALK PHASE-05, PLOT 5.11 | Residential | CITYWALK RESIDENTIAL 1 LLC |  | G — Thermal And Moisture Protection | G | G01 | G0103 | G1 Generally | To building external wall perimeter ; up to 300mm high (assumed) | 273 | m | AED | 5 | 1365 | 2.05 | External Walls – Geotextile Layers | Area (m²) | 85 | AI | ✓ | Priced
| Citywalk Plot 5.11 Main Works Contract BOQ (1).xlsx | F |  |  | NEW | CITYWALK PHASE-05, PLOT 5.11 | Residential | CITYWALK RESIDENTIAL 1 LLC |  | F — Woodwork | F | F04 | F0401 | F4 Grounds and battens | To vertical; planter walls | 418 | m² | AED | 175 | 73150 | 3.01 | Woodwork – Cladding Panel | Area (m²) | 85 | Rule | ✓ | Priced
| Citywalk Plot 5.11 Main Works Contract BOQ (1).xlsx | G |  |  | NEW | CITYWALK PHASE-05, PLOT 5.11 | Residential | CITYWALK RESIDENTIAL 1 LLC |  | F — Woodwork | F | F04 | F0401 | F4 Grounds and battens | To vertical; concrete up stand walls | 1009 | m² | AED | 175 | 176575 | 3.01 | Woodwork – Cladding Panel | Area (m²) | 85 | Rule | ✓ | Priced
| Citywalk Plot 5.11 Main Works Contract BOQ (1).xlsx | H |  |  | NEW | CITYWALK PHASE-05, PLOT 5.11 | Residential | CITYWALK RESIDENTIAL 1 LLC |  | F — Woodwork | F | F04 | F0401 | F4 Grounds and battens | To vertical; block up stand walls | 522 | m² | AED | 175 | 91350 | 3.01 | Woodwork – Cladding Panel | Area (m²) | 85 | Rule | ✓ | Priced
| Citywalk Plot 5.11 Main Works Contract BOQ (1).xlsx | J |  |  | NEW | CITYWALK PHASE-05, PLOT 5.11 | Residential | CITYWALK RESIDENTIAL 1 LLC |  | G — Thermal And Moisture Protection | G | G02 | G0202 | G2 Coverings and linings | To facade | 1120 | m² | AED | 60 | 67200 | 2.05 | External Walls – Vapour Retarder | Area (m²) | 81 | AI | ⚠ | Priced
| Citywalk Plot 5.11 Main Works Contract BOQ (1).xlsx | A |  |  | NEW | CITYWALK PHASE-05, PLOT 5.11 | Residential | CITYWALK RESIDENTIAL 1 LLC |  | J — Finishes | J | J05 | J0501 | J5 Suspended ceilings | 100mm thick; to ceiling soffit | 57 | m² | AED | 63 | 3591 | 3.01 | Internal Finishes | Area (m²), Length (m) | 70 | Fuzzy | ⚠ | Priced
| Citywalk Plot 5.11 Main Works Contract BOQ (1).xlsx | B |  |  | NEW | CITYWALK PHASE-05, PLOT 5.11 | Residential | CITYWALK RESIDENTIAL 1 LLC |  | J — Finishes | J | J05 | J0501 | J5 Suspended ceilings | 50mm thick; to ceiling soffit | 621 | m² | AED | 245 | 152145 | 3.01 | Internal Finishes | Area (m²), Length (m) | 68 | Fuzzy | ⚠ | Priced
| Citywalk Plot 5.11 Main Works Contract BOQ (1).xlsx | C |  |  | NEW | CITYWALK PHASE-05, PLOT 5.11 | Residential | CITYWALK RESIDENTIAL 1 LLC |  | J — Finishes | J | J02 | J0201 | J2 Backgrounds | To ceiling soffit | 157 | m² | AED | 63 | 9891 | 3.01 | Internal Finishes | Area (m²), Length (m) | 79 | Fuzzy | ⚠ | Priced
| Citywalk Plot 5.11 Main Works Contract BOQ (1).xlsx | D |  |  | NEW | CITYWALK PHASE-05, PLOT 5.11 | Residential | CITYWALK RESIDENTIAL 1 LLC |  | N — Special Construction | N | N01 | N0101 | N1 Generally | To floors; 6mm thick | 1006 | m² | AED | 38 | 38228 | 8.01 | Special Construction – Water Feature | Area (m²) | 88 | Rule | ✓ | Priced
| Citywalk Plot 5.11 Main Works Contract BOQ (1).xlsx | A |  |  | NEW | CITYWALK PHASE-05, PLOT 5.11 | Residential | CITYWALK RESIDENTIAL 1 LLC |  | A — General Requirements | A | A01 | A0101 | Conditions of contract | Allow for any other works which are not included above and which are required to complete the Thermal and Moisture Protection in accordance with the Specification and the Drawings (Tenderer to list below) | 0 | Item | AED | 0 | 0 | 9.01 | Preliminaries – Contingency | Item | 90 | Rule | ✓ | Unpriced
| Citywalk Plot 5.11 Main Works Contract BOQ (1).xlsx | 1 |  |  | NEW | CITYWALK PHASE-05, PLOT 5.11 | Residential | CITYWALK RESIDENTIAL 1 LLC |  | G — Thermal And Moisture Protection | G | G01 | G0101 | G1 Generally | Two layers of Polythene sheet to Substructure | 8084 | m² | AED | 5 | 40420 | 1.01 | Substructure – Moisture Protection | Area (m²) | 79 | AI | ⚠ | Priced
| Citywalk Plot 5.11 Main Works Contract BOQ (1).xlsx | 2 |  |  | NEW | CITYWALK PHASE-05, PLOT 5.11 | Residential | CITYWALK RESIDENTIAL 1 LLC |  | F — Woodwork | F | F02 | F0201 | F2 Structural timbers | DPC for Ground floor external walls | 466 | m | AED | 13 | 6058 | 2.01 | Frame / Woodwork | Length (m), Area (m²), Enumerated (nr) | 79 | Fuzzy | ⚠ | Priced
| Citywalk Plot 5.11 Main Works Contract BOQ (1).xlsx | 3 |  |  | NEW | CITYWALK PHASE-05, PLOT 5.11 | Residential | CITYWALK RESIDENTIAL 1 LLC |  | G — Thermal And Moisture Protection | G | G03 | G0300 | G3 Damp-proof courses | Waterproofing to MEP shaft floors | 100 | m² | AED | 69 | 6900 | 2.03 | Roof / Thermal & Moisture Protection | Area (m²), Length (m), Enumerated (nr) | 62 | Fuzzy | ⚠ | Priced
| Citywalk Plot 5.11 Main Works Contract BOQ (1).xlsx | 4 |  |  | NEW | CITYWALK PHASE-05, PLOT 5.11 | Residential | CITYWALK RESIDENTIAL 1 LLC |  | G — Thermal And Moisture Protection | G | G02 | G0202 | G2 Coverings and linings | Cementitious Waterproofing to lift pit | 78 | m² | AED | 69 | 5382 | 2.03 | Roof / Thermal & Moisture Protection | Area (m²), Length (m), Enumerated (nr) | 60 | Fuzzy | ⚠ | Priced
| Citywalk Plot 5.11 Main Works Contract BOQ (1).xlsx | 2/G/1/A |  |  | NEW | CITYWALK PHASE-05, PLOT 5.11 | Residential | CITYWALK RESIDENTIAL 1 LLC |  | F — Woodwork | F | F04 | F0401 | F4 Grounds and battens | To horizontal surfaces; to internal wet areas | 83 | m² | AED | 69 | 5727 | 3.01 | Woodwork – Cladding Panel | Area (m²) | 85 | Rule | ✓ | Priced
| Citywalk Plot 5.11 Main Works Contract BOQ (1).xlsx | 2/G/1/B |  |  | NEW | CITYWALK PHASE-05, PLOT 5.11 | Residential | CITYWALK RESIDENTIAL 1 LLC |  | H — Doors And Windows | H | H06 | H0601 | H6 Patent glazing | To verticle surfaces; to internal wet areas | 171 | m² | AED | 31 | 5301 | 2.06 | Windows and External Doors | Enumerated (nr), Area (m²), Length (m) | 68 | Fuzzy | ⚠ | Priced
| Citywalk Plot 5.11 Main Works Contract BOQ (1).xlsx | 2/G/2/A |  |  | NEW | CITYWALK PHASE-05, PLOT 5.11 | Residential | CITYWALK RESIDENTIAL 1 LLC |  | F — Woodwork | F | F04 | F0401 | F4 Grounds and battens | SBS Waterproofing Membrane-To Horizontal | -51 | m² | AED | 113 | -5763 | 3.01 | Woodwork – Cladding Panel | Area (m²) | 85 | Rule | ✓ | Priced
| Citywalk Plot 5.11 Main Works Contract BOQ (1).xlsx | 2/G/2/B |  |  | NEW | CITYWALK PHASE-05, PLOT 5.11 | Residential | CITYWALK RESIDENTIAL 1 LLC |  | F — Woodwork | F | F04 | F0401 | F4 Grounds and battens | SBS Waterproofing Membrane-To Vertical | 3823 | m² | AED | 113 | 431999 | 3.01 | Woodwork – Cladding Panel | Area (m²) | 85 | Rule | ✓ | Priced
| Citywalk Plot 5.11 Main Works Contract BOQ (1).xlsx | 2/G/2/A |  |  | NEW | CITYWALK PHASE-05, PLOT 5.11 | Residential | CITYWALK RESIDENTIAL 1 LLC |  | F — Woodwork | F | F04 | F0401 | F4 Grounds and battens | Geotextile-To horizontal | -52 | m² | AED | 13 | -676 | 3.01 | Woodwork – Cladding Panel | Area (m²) | 85 | Rule | ✓ | Priced
| Citywalk Plot 5.11 Main Works Contract BOQ (1).xlsx | 2/G/2/B |  |  | NEW | CITYWALK PHASE-05, PLOT 5.11 | Residential | CITYWALK RESIDENTIAL 1 LLC |  | F — Woodwork | F | F04 | F0401 | F4 Grounds and battens | Geotextile-To vertical | 3824 | m² | AED | 5 | 19120 | 3.01 | Woodwork – Cladding Panel | Area (m²) | 85 | Rule | ✓ | Priced
| Citywalk Plot 5.11 Main Works Contract BOQ (1).xlsx | 2/G/2/F |  |  | NEW | CITYWALK PHASE-05, PLOT 5.11 | Residential | CITYWALK RESIDENTIAL 1 LLC |  | J — Finishes | J | J02 | J0201 | J2 Backgrounds | Type GRP-1; to walls | 228 | m² | AED | 200 | 45600 | 3.01 | Finishes – Wall | Area (m²) | 88 | Rule | ✓ | Priced
| Citywalk Plot 5.11 Main Works Contract BOQ (1).xlsx | 2/G/3/a |  |  | NEW | CITYWALK PHASE-05, PLOT 5.11 | Residential | CITYWALK RESIDENTIAL 1 LLC |  | F — Woodwork | F | F04 | F0401 | F4 Grounds and battens | Anti-root waterproofing membrane; to horizontal | 120 | m² | AED | 213 | 25560 | 3.01 | Woodwork – Cladding Panel | Area (m²) | 85 | Rule | ✓ | Priced
| Citywalk Plot 5.11 Main Works Contract BOQ (1).xlsx | 2/G/3/b |  |  | NEW | CITYWALK PHASE-05, PLOT 5.11 | Residential | CITYWALK RESIDENTIAL 1 LLC |  | F — Woodwork | F | F04 | F0401 | F4 Grounds and battens | Anti-root waterproofing membrane; to vertical | 18 | m² | AED | 175 | 3150 | 3.01 | Woodwork – Cladding Panel | Area (m²) | 85 | Rule | ✓ | Priced
| Citywalk Plot 5.11 Main Works Contract BOQ (1).xlsx | 2/G/3/C |  |  | NEW | CITYWALK PHASE-05, PLOT 5.11 | Residential | CITYWALK RESIDENTIAL 1 LLC |  | C — Concrete Work | C | C02 | C0201 | C2 Poured concrete | Protection board; to planter walls; vertical | 18 | m² | AED | 38 | 684 | 2.01 | Upper Floors / Walls | Volume (m³) | 93 | Rule | ✓ | Priced
| Citywalk Plot 5.11 Main Works Contract BOQ (1).xlsx | 2/G/3/D |  |  | NEW | CITYWALK PHASE-05, PLOT 5.11 | Residential | CITYWALK RESIDENTIAL 1 LLC |  | F — Woodwork | F | F04 | F0401 | F4 Grounds and battens | To horizontal; wrapped around drainage cell (measured separately) | 70 | m² | AED | 13 | 910 | 3.01 | Woodwork – Cladding Panel | Area (m²) | 85 | Rule | ✓ | Priced
| Citywalk Plot 5.11 Main Works Contract BOQ (1).xlsx | 2/G/3/E |  |  | NEW | CITYWALK PHASE-05, PLOT 5.11 | Residential | CITYWALK RESIDENTIAL 1 LLC |  | F — Woodwork | F | F04 | F0401 | F4 Grounds and battens | To vertical | 18 | m² | AED | 5 | 90 | 3.01 | Woodwork – Cladding Panel | Area (m²) | 85 | Rule | ✓ | Priced
| Citywalk Plot 5.11 Main Works Contract BOQ (1).xlsx | 2/G/3/F |  |  | NEW | CITYWALK PHASE-05, PLOT 5.11 | Residential | CITYWALK RESIDENTIAL 1 LLC |  | F — Woodwork | F | F04 | F0401 | F4 Grounds and battens | To horizontal surfaces; hardscape area | 113 | m² | AED | 163 | 18419 | 3.01 | Woodwork – Cladding Panel | Area (m²) | 85 | Rule | ✓ | Priced
| Citywalk Plot 5.11 Main Works Contract BOQ (1).xlsx | 2/G/3/K |  |  | NEW | CITYWALK PHASE-05, PLOT 5.11 | Residential | CITYWALK RESIDENTIAL 1 LLC |  | F — Woodwork | F | F04 | F0401 | F4 Grounds and battens | To horizontal surfaces; hardscape area | 113 | m² | AED | 38 | 4294 | 3.01 | Woodwork – Cladding Panel | Area (m²) | 85 | Rule | ✓ | Priced
| Citywalk Plot 5.11 Main Works Contract BOQ (1).xlsx | 2/G/4/A |  |  | NEW | CITYWALK PHASE-05, PLOT 5.11 | Residential | CITYWALK RESIDENTIAL 1 LLC |  | Q — Mechanical Engineering Installations | Q | Q06 | Q0600 | Q6 Connections to supply mains | To building external wall perimeter ; up to 300mm high (assumed) | 24 | m | AED | 50 | 1200 | 5.06 | Mechanical Engineering Installations | Length (m), Weight (t), Area (m²), Enumerated (nr), Item | 67 | Fuzzy | ⚠ | Priced
| Citywalk Plot 5.11 Main Works Contract BOQ (1).xlsx | 2/G/4/B |  |  | NEW | CITYWALK PHASE-05, PLOT 5.11 | Residential | CITYWALK RESIDENTIAL 1 LLC |  | F — Woodwork | F | F04 | F0401 | F4 Grounds and battens | To horizontal surfaces; hardscape area | 113 | m² | AED | 13 | 1469 | 3.01 | Woodwork – Cladding Panel | Area (m²) | 85 | Rule | ✓ | Priced
| Citywalk Plot 5.11 Main Works Contract BOQ (1).xlsx | 2/G/4/C |  |  | NEW | CITYWALK PHASE-05, PLOT 5.11 | Residential | CITYWALK RESIDENTIAL 1 LLC |  | Q — Mechanical Engineering Installations | Q | Q06 | Q0600 | Q6 Connections to supply mains | To building external wall perimeter ; up to 300mm high (assumed) | 24 | m | AED | 5 | 120 | 5.06 | Mechanical Engineering Installations | Length (m), Weight (t), Area (m²), Enumerated (nr), Item | 67 | Fuzzy | ⚠ | Priced
| Citywalk Plot 5.11 Main Works Contract BOQ (1).xlsx | A |  |  | NEW | CITYWALK PHASE-05, PLOT 5.11 | Residential | CITYWALK RESIDENTIAL 1 LLC |  | A — General Requirements | A | A01 | A0101 | Conditions of contract | Allow for any other works which are not included above and which are required to complete the Thermal and Moisture Protection in accordance with the Specification and the Drawings (Tenderer to list below) |  | Item | AED |  | 0 | 9.01 | Preliminaries – Contingency | Item | 90 | Rule | ✓ | Unpriced
| Citywalk Plot 5.11 Main Works Contract BOQ (1).xlsx | 2/G/4/E |  |  | NEW | CITYWALK PHASE-05, PLOT 5.11 | Residential | CITYWALK RESIDENTIAL 1 LLC |  | F — Woodwork | F | F04 | F0401 | F4 Grounds and battens | To vertical; concrete up stand walls | 604 | m² | AED | 175 | 105700 | 3.01 | Woodwork – Cladding Panel | Area (m²) | 85 | Rule | ✓ | Priced
| Citywalk Plot 5.11 Main Works Contract BOQ (1).xlsx | 2/G/4/G |  |  | NEW | CITYWALK PHASE-05, PLOT 5.11 | Residential | CITYWALK RESIDENTIAL 1 LLC |  | G — Thermal And Moisture Protection | G | G02 | G0202 | G2 Coverings and linings | To facade | 229 | m² | AED | 60 | 13740 | 2.05 | External Walls – Protective Treatment | Area (m²) | 70 | AI | ⚠ | Priced
| Citywalk Plot 5.11 Main Works Contract BOQ (1).xlsx | 2/G/5/A |  |  | NEW | CITYWALK PHASE-05, PLOT 5.11 | Residential | CITYWALK RESIDENTIAL 1 LLC |  | J — Finishes | J | J05 | J0501 | J5 Suspended ceilings | 100mm thick; to ceiling soffit | 2 | m² | AED | 63 | 126 | 3.01 | Internal Finishes | Area (m²), Length (m) | 70 | Fuzzy | ⚠ | Priced
| Citywalk Plot 5.11 Main Works Contract BOQ (1).xlsx | 2/G/5/B |  |  | NEW | CITYWALK PHASE-05, PLOT 5.11 | Residential | CITYWALK RESIDENTIAL 1 LLC |  | J — Finishes | J | J05 | J0501 | J5 Suspended ceilings | 50mm thick; to ceiling soffit | 336 | m² | AED | 245 | 82320 | 3.01 | Internal Finishes | Area (m²), Length (m) | 68 | Fuzzy | ⚠ | Priced
| Citywalk Plot 5.11 Main Works Contract BOQ (1).xlsx | 2/G/5/C |  |  | NEW | CITYWALK PHASE-05, PLOT 5.11 | Residential | CITYWALK RESIDENTIAL 1 LLC |  | J — Finishes | J | J02 | J0201 | J2 Backgrounds | To ceiling soffit | 82 | m² | AED | 63 | 5166 | 3.01 | Internal Finishes | Area (m²), Length (m) | 79 | Fuzzy | ⚠ | Priced
| Citywalk Plot 5.11 Main Works Contract BOQ (1).xlsx | 2/G/5/D |  |  | NEW | CITYWALK PHASE-05, PLOT 5.11 | Residential | CITYWALK RESIDENTIAL 1 LLC |  | N — Special Construction | N | N01 | N0101 | N1 Generally | To floors; 6mm thick | 180 | m² | AED | 38 | 6840 | 8.01 | Special Construction – Water Feature | Area (m²) | 88 | Rule | ✓ | Priced
| Citywalk Plot 5.11 Main Works Contract BOQ (1).xlsx | A |  |  | NEW | CITYWALK PHASE-05, PLOT 5.11 | Residential | CITYWALK RESIDENTIAL 1 LLC |  | H — Doors And Windows | H | H02 | H0201 | H2 Windows | Type WD-22; size 1100 x 2200mm high; single leaf door; NFR; AR 35DB; NAR | 1 | Nr. | AED | 2673 | 2673 | 2.08 | Internal Doors – Timber | Number | 85 | AI | ✓ | Priced
| Citywalk Plot 5.11 Main Works Contract BOQ (1).xlsx | B |  |  | NEW | CITYWALK PHASE-05, PLOT 5.11 | Residential | CITYWALK RESIDENTIAL 1 LLC |  | H — Doors And Windows | H | H01 | H0100 | H1 Doors | FHC door; size 900 x1500mm high; single leaf door | 9 | Nr. | AED | 2673 | 24057 | 2.06 | Windows and External Doors | Enumerated (nr), Area (m²), Length (m) | 64 | Fuzzy | ⚠ | Priced
| Citywalk Plot 5.11 Main Works Contract BOQ (1).xlsx | C |  |  | NEW | CITYWALK PHASE-05, PLOT 5.11 | Residential | CITYWALK RESIDENTIAL 1 LLC |  | H — Doors And Windows | H | H01 | H0100 | H1 Doors | FHC door; size 950 x 2030mm high; single leaf door | 1 | Nr. | AED | 0 | NOT SHOWN IN DRG | 2.06 | Windows and External Doors | Enumerated (nr), Area (m²), Length (m) | 62 | Fuzzy | ⚠ | Unpriced
| Citywalk Plot 5.11 Main Works Contract BOQ (1).xlsx | A |  |  | NEW | CITYWALK PHASE-05, PLOT 5.11 | Residential | CITYWALK RESIDENTIAL 1 LLC |  | H — Doors And Windows | H | H02 | H0202 | H2 Windows | Type MD-04; size 1100 x 2200mm high; single leaf door; NFR; AR 35DB | 1 | Nr. | AED | 2938 | 2938 | 2.08 | Internal Doors – Steel | Number | 88 | AI | ✓ | Priced
| Citywalk Plot 5.11 Main Works Contract BOQ (1).xlsx | B |  |  | NEW | CITYWALK PHASE-05, PLOT 5.11 | Residential | CITYWALK RESIDENTIAL 1 LLC |  | H — Doors And Windows | H | H02 | H0202 | H2 Windows | Type MD-04; size 1100 x 2200mm high; single leaf door; NFR; NAR | 2 | Nr. | AED | 2938 | 5876 | 2.08 | Internal Doors – Steel | Number | 88 | AI | ✓ | Priced
| Citywalk Plot 5.11 Main Works Contract BOQ (1).xlsx | C |  |  | NEW | CITYWALK PHASE-05, PLOT 5.11 | Residential | CITYWALK RESIDENTIAL 1 LLC |  | H — Doors And Windows | H | H02 | H0203 | H2 Windows | Type MD-05; size 1100 x 2200mm high; single leaf door; FR 60min; AR 40DB | 1 | Nr. | AED | 2938 | 2938 | 2.08 | Internal Doors – Steel Fire-Rated | Number | 90 | AI | ✓ | Priced
| Citywalk Plot 5.11 Main Works Contract BOQ (1).xlsx | D |  |  | NEW | CITYWALK PHASE-05, PLOT 5.11 | Residential | CITYWALK RESIDENTIAL 1 LLC |  | H — Doors And Windows | H | H02 | H0203 | H2 Windows | Type MD-05; size 1100 x 2200mm high; single leaf door; FR 60min; NAR | 2 | Nr. | AED | 2938 | 5876 | 2.08 | Internal Doors – Steel Fire-Rated | Number | 90 | AI | ✓ | Priced
| Citywalk Plot 5.11 Main Works Contract BOQ (1).xlsx | E |  |  | NEW | CITYWALK PHASE-05, PLOT 5.11 | Residential | CITYWALK RESIDENTIAL 1 LLC |  | H — Doors And Windows | H | H02 | H0203 | H2 Windows | Type MD-05-E; size 1100 x 2200mm high; single leaf door; FR 60min; NAR | 4 | Nr. | AED | 2938 | 11752 | 2.08 | Internal Doors – Steel Fire-Rated | Number | 90 | AI | ✓ | Priced
| Citywalk Plot 5.11 Main Works Contract BOQ (1).xlsx | F |  |  | NEW | CITYWALK PHASE-05, PLOT 5.11 | Residential | CITYWALK RESIDENTIAL 1 LLC |  | H — Doors And Windows | H | H02 | H0203 | H2 Windows | Type MD-05-E; size 1100 x 2200mm high; single leaf door; FR 60min; AR 40DB | 1 | Nr. | AED | 2938 | 2938 | 2.08 | Internal Doors – Steel Fire-Rated | Number | 90 | AI | ✓ | Priced
| Citywalk Plot 5.11 Main Works Contract BOQ (1).xlsx | G |  |  | NEW | CITYWALK PHASE-05, PLOT 5.11 | Residential | CITYWALK RESIDENTIAL 1 LLC |  | H — Doors And Windows | H | H02 | H0203 | H2 Windows | Type MD-06-E; size 1100 x 2200mm high; single leaf door; FR 90min; NAR | 2 | Nr. | AED | 2938 | 5876 | 2.08 | Internal Doors – Steel Fire-Rated | Number | 92 | AI | ✓ | Priced
| Citywalk Plot 5.11 Main Works Contract BOQ (1).xlsx | H |  |  | NEW | CITYWALK PHASE-05, PLOT 5.11 | Residential | CITYWALK RESIDENTIAL 1 LLC |  | H — Doors And Windows | H | H02 | H0203 | H2 Windows | Type MD-07; size 1000 x 2200mm high; single leaf door; FR 60min; AR 45DB | 1 | Nr. | AED | 2938 | 2938 | 2.08 | Internal Doors – Steel Fire-Rated | Number | 90 | AI | ✓ | Priced
| Citywalk Plot 5.11 Main Works Contract BOQ (1).xlsx | J |  |  | NEW | CITYWALK PHASE-05, PLOT 5.11 | Residential | CITYWALK RESIDENTIAL 1 LLC |  | H — Doors And Windows | H | H02 | H0203 | H2 Windows | Type MD-07; size 1000 x 2200mm high; single leaf door; FR 60min; NAR | 6 | Nr. | AED | 2938 | 17628 | 2.08 | Internal Doors – Steel Fire-Rated | Number | 90 | AI | ✓ | Priced
| Citywalk Plot 5.11 Main Works Contract BOQ (1).xlsx | K |  |  | NEW | CITYWALK PHASE-05, PLOT 5.11 | Residential | CITYWALK RESIDENTIAL 1 LLC |  | H — Doors And Windows | H | H02 | H0203 | H2 Windows | Type MD-07-E; size 1000 x 2200mm high; single leaf door; FR 60min; AR 45DB | 1 | Nr. | AED | 2938 | 2938 | 2.08 | Internal Doors – Steel Fire-Rated | Number | 90 | AI | ✓ | Priced
| Citywalk Plot 5.11 Main Works Contract BOQ (1).xlsx | L |  |  | NEW | CITYWALK PHASE-05, PLOT 5.11 | Residential | CITYWALK RESIDENTIAL 1 LLC |  | H — Doors And Windows | H | H02 | H0203 | H2 Windows | Type MD-07-E; size 1000 x 2200mm high; single leaf door; FR 60min; NAR; | 3 | Nr. | AED | 2938 | 8814 | 2.08 | Internal Doors – Steel Fire-Rated | Number | 90 | AI | ✓ | Priced
| Citywalk Plot 5.11 Main Works Contract BOQ (1).xlsx | M |  |  | NEW | CITYWALK PHASE-05, PLOT 5.11 | Residential | CITYWALK RESIDENTIAL 1 LLC |  | H — Doors And Windows | H | H02 | H0203 | H2 Windows | Type MD-08-E; size 1000 x 2200mm high; single leaf door; FR 90min; NAR | 2 | Nr. | AED | 2938 | 5876 | 2.08 | Internal Doors – Steel Fire-Rated | Number | 92 | AI | ✓ | Priced
| Citywalk Plot 5.11 Main Works Contract BOQ (1).xlsx | A |  |  | NEW | CITYWALK PHASE-05, PLOT 5.11 | Residential | CITYWALK RESIDENTIAL 1 LLC |  | H — Doors And Windows | H | H02 | H0203 | H2 Windows | Type MD-01; size 1800 x 2200mm high; double leaf door; FR 90min; AR 35DB | 1 | Nr. | AED | 4969 | 4969 | 2.08 | Internal Doors – Steel Fire-Rated | Number | 92 | AI | ✓ | Priced
| Citywalk Plot 5.11 Main Works Contract BOQ (1).xlsx | B |  |  | NEW | CITYWALK PHASE-05, PLOT 5.11 | Residential | CITYWALK RESIDENTIAL 1 LLC |  | H — Doors And Windows | H | H02 | H0203 | H2 Windows | Type MD-01-E; size 1800 x 2200mm high; double leaf door; FR 60min; AR 45DB | 1 | Nr. | AED | 4969 | 4969 | 2.08 | Internal Doors – Steel Fire-Rated | Number | 90 | AI | ✓ | Priced
| Citywalk Plot 5.11 Main Works Contract BOQ (1).xlsx | C |  |  | NEW | CITYWALK PHASE-05, PLOT 5.11 | Residential | CITYWALK RESIDENTIAL 1 LLC |  | H — Doors And Windows | H | H02 | H0203 | H2 Windows | Type MD-13-E; size 1750 x 2200mm high; double leaf door; FR 90min; AR 45DB | 1 | Nr. | AED | 4969 | 4969 | 2.08 | Internal Doors – Steel Fire-Rated | Number | 92 | AI | ✓ | Priced
| Citywalk Plot 5.11 Main Works Contract BOQ (1).xlsx | D |  |  | NEW | CITYWALK PHASE-05, PLOT 5.11 | Residential | CITYWALK RESIDENTIAL 1 LLC |  | H — Doors And Windows | H | H02 | H0203 | H2 Windows | Type MD-02; size 1800 x 2200mm high; double leaf door; FR 60min; NAR | 1 | Nr. | AED | 4969 | 4969 | 2.08 | Internal Doors – Steel Fire-Rated | Number | 90 | AI | ✓ | Priced
| Citywalk Plot 5.11 Main Works Contract BOQ (1).xlsx | E |  |  | NEW | CITYWALK PHASE-05, PLOT 5.11 | Residential | CITYWALK RESIDENTIAL 1 LLC |  | H — Doors And Windows | H | H02 | H0203 | H2 Windows | Type MD-02-E; size 1800 x 2200mm high; double leaf door; FR 60min; AR 45DB | 1 | Nr. | AED | 4969 | 4969 | 2.08 | Internal Doors – Steel Fire-Rated | Number | 90 | AI | ✓ | Priced
| Citywalk Plot 5.11 Main Works Contract BOQ (1).xlsx | F |  |  | NEW | CITYWALK PHASE-05, PLOT 5.11 | Residential | CITYWALK RESIDENTIAL 1 LLC |  | H — Doors And Windows | H | H02 | H0203 | H2 Windows | Type MD-02-E; size 1800 x 2200mm high; double leaf door; FR 60min; NAR | 1 | Nr. | AED | 4969 | 4969 | 2.08 | Internal Doors – Steel Fire-Rated | Number | 90 | AI | ✓ | Priced
| Citywalk Plot 5.11 Main Works Contract BOQ (1).xlsx | G |  |  | NEW | CITYWALK PHASE-05, PLOT 5.11 | Residential | CITYWALK RESIDENTIAL 1 LLC |  | H — Doors And Windows | H | H02 | H0203 | H2 Windows | Type MD-09-E; size 1800 x 2600mm high; double leaf door; FR 90min; AR 35DB | 1 | Nr. | AED | 4969 | 4969 | 2.08 | Internal Doors – Steel Fire-Rated | Number | 92 | AI | ✓ | Priced
| Citywalk Plot 5.11 Main Works Contract BOQ (1).xlsx | H |  |  | NEW | CITYWALK PHASE-05, PLOT 5.11 | Residential | CITYWALK RESIDENTIAL 1 LLC |  | H — Doors And Windows | H | H02 | H0203 | H2 Windows | Type MD-09-E; size 1800 x 2600mm high; double leaf door; FR 90min; AR 40DB | 1 | Nr. | AED | 4969 | 4969 | 2.08 | Internal Doors – Steel Fire-Rated | Number | 92 | AI | ✓ | Priced
| Citywalk Plot 5.11 Main Works Contract BOQ (1).xlsx | J |  |  | NEW | CITYWALK PHASE-05, PLOT 5.11 | Residential | CITYWALK RESIDENTIAL 1 LLC |  | H — Doors And Windows | H | H02 | H0203 | H2 Windows | Type MD-09-E; size 1800 x 2600mm high; double leaf door; FR 90min; AR 50DB | 1 | Nr. | AED | 4969 | 4969 | 2.08 | Internal Doors – Steel Fire-Rated | Number | 92 | AI | ✓ | Priced
| Citywalk Plot 5.11 Main Works Contract BOQ (1).xlsx | K |  |  | NEW | CITYWALK PHASE-05, PLOT 5.11 | Residential | CITYWALK RESIDENTIAL 1 LLC |  | H — Doors And Windows | H | H02 | H0203 | H2 Windows | Type MD-10-E; size 1800 x 2600mm high; double leaf door; FR 60min; AR 45DB | 1 | Nr. | AED | 4969 | 4969 | 2.08 | Internal Doors – Steel Fire-Rated | Number | 90 | AI | ✓ | Priced
| Citywalk Plot 5.11 Main Works Contract BOQ (1).xlsx | L |  |  | NEW | CITYWALK PHASE-05, PLOT 5.11 | Residential | CITYWALK RESIDENTIAL 1 LLC |  | H — Doors And Windows | H | H02 | H0203 | H2 Windows | Type MD-11-E; size 2400 x 2200mm high; double leaf door; FR 60min; AR 45DB | 1 | Nr. | AED | 4969 | 4969 | 2.08 | Internal Doors – Steel Fire-Rated | Number | 90 | AI | ✓ | Priced
| Citywalk Plot 5.11 Main Works Contract BOQ (1).xlsx | M |  |  | NEW | CITYWALK PHASE-05, PLOT 5.11 | Residential | CITYWALK RESIDENTIAL 1 LLC |  | H — Doors And Windows | H | H02 | H0203 | H2 Windows | Type MD-20-E; size 1600 x 2200mm high; double leaf door; FR 60min; AR 45DB | 1 | Nr. | AED | 4969 | 4969 | 2.08 | Internal Doors – Steel Fire-Rated | Number | 90 | AI | ✓ | Priced
| Citywalk Plot 5.11 Main Works Contract BOQ (1).xlsx | N |  |  | NEW | CITYWALK PHASE-05, PLOT 5.11 | Residential | CITYWALK RESIDENTIAL 1 LLC |  | H — Doors And Windows | H | H02 | H0202 | H2 Windows | Type MD-15; size 1000 X 2200mm high; single leaf door; NFR | 2 | Nr. | AED | 2938 | 5876 | 2.08 | Internal Doors – Steel | Number | 85 | AI | ✓ | Priced
| Citywalk Plot 5.11 Main Works Contract BOQ (1).xlsx | A |  |  | NEW | CITYWALK PHASE-05, PLOT 5.11 | Residential | CITYWALK RESIDENTIAL 1 LLC |  | H — Doors And Windows | H | H02 | H0204 | H2 Windows | Type GD-02-E; Size 1800 x 2200mm high; double leaf door; FR 60min; NAR | 1 | Nr. | AED | 24781 | 24781 | 2.08 | Internal Doors – Glazed/Glass | Number | 90 | AI | ✓ | Priced
| Citywalk Plot 5.11 Main Works Contract BOQ (1).xlsx | B |  |  | NEW | CITYWALK PHASE-05, PLOT 5.11 | Residential | CITYWALK RESIDENTIAL 1 LLC |  | H — Doors And Windows | H | H02 | H0204 | H2 Windows | Type GD-01-E; size 1800 x 2200mm high(assumed); sliding door; FR 60min; NAR | 1 | Nr. | AED | 24781 | 24781 | 2.08 | Internal Doors – Glazed/Glass | Number | 88 | AI | ✓ | Priced
| Citywalk Plot 5.11 Main Works Contract BOQ (1).xlsx | C |  |  | NEW | CITYWALK PHASE-05, PLOT 5.11 | Residential | CITYWALK RESIDENTIAL 1 LLC |  | H — Doors And Windows | H | H02 | H0205 | H2 Windows | LV-18; fixed louver panel; size to be confirmed | 1 | Nr. | AED | 26563 | 26563 | 2.08 | Internal Doors – Louver Panels | Number | 85 | AI | ✓ | Priced
| Citywalk Plot 5.11 Main Works Contract BOQ (1).xlsx | D |  |  | NEW | CITYWALK PHASE-05, PLOT 5.11 | Residential | CITYWALK RESIDENTIAL 1 LLC |  | H — Doors And Windows | H | H01 | H0100 | H1 Doors | Single leaf door; size 1100 x 2200mm high | 1 | Nr. | AED | 2938 | 2938 | 2.06 | Windows and External Doors | Enumerated (nr), Area (m²), Length (m) | 63 | Fuzzy | ⚠ | Priced
| Citywalk Plot 5.11 Main Works Contract BOQ (1).xlsx | E |  |  | NEW | CITYWALK PHASE-05, PLOT 5.11 | Residential | CITYWALK RESIDENTIAL 1 LLC |  | H — Doors And Windows | H | H01 | H0103 | H1 Doors | Single leaf door; 90 minute fire rated; size 1100 x 2200mm high | 4 | Nr. | AED | 0 | NOT SHOWN IN DRG | 2.06 | Windows & External Doors – Fire-Rated | Number | 88 | AI | ✓ | Unpriced
| Citywalk Plot 5.11 Main Works Contract BOQ (1).xlsx | A |  |  | NEW | CITYWALK PHASE-05, PLOT 5.11 | Residential | CITYWALK RESIDENTIAL 1 LLC |  | H — Doors And Windows | H | H01 | H0100 | H1 Doors | Double leaf bifold door; size 3050 x 3600mm high | 2 | Nr. | AED | 0 | NOT SHOWN IN DRG | 2.06 | Windows and External Doors | Enumerated (nr), Area (m²), Length (m) | 62 | Fuzzy | ⚠ | Unpriced
| Citywalk Plot 5.11 Main Works Contract BOQ (1).xlsx | B |  |  | NEW | CITYWALK PHASE-05, PLOT 5.11 | Residential | CITYWALK RESIDENTIAL 1 LLC |  | H — Doors And Windows | H | H01 | H0101 | H1 Doors | Roller shutter door; size 5000 x 3600mm high | 1 | Nr. | AED | 42054 | 42054 | 3.01 | Doors & Windows – Roller Shutter | Enumerated (nr) | 97 | Rule | ✓ | Priced
| Citywalk Plot 5.11 Main Works Contract BOQ (1).xlsx | A |  |  | NEW | CITYWALK PHASE-05, PLOT 5.11 | Residential | CITYWALK RESIDENTIAL 1 LLC |  | H — Doors And Windows | H | H02 | H0205 | H2 Windows | 2300x1800mm size | 1 | Nr. | AED | 6210 | 6210 | 2.08 | Internal Doors – Louver/Screen Panels | Number | 80 | AI | ⚠ | Priced
| Citywalk Plot 5.11 Main Works Contract BOQ (1).xlsx | B |  |  | NEW | CITYWALK PHASE-05, PLOT 5.11 | Residential | CITYWALK RESIDENTIAL 1 LLC |  | H — Doors And Windows | H | H03 | H0301 | H3 Screens | Curtain wall | 81 | m² | AED | 1171 | 94851 | 3.01 | Doors & Windows – Curtain Wall | Area (m²) | 95 | Rule | ✓ | Priced
| Citywalk Plot 5.11 Main Works Contract BOQ (1).xlsx | C |  |  | NEW | CITYWALK PHASE-05, PLOT 5.11 | Residential | CITYWALK RESIDENTIAL 1 LLC |  | H — Doors And Windows | H | H03 | H0301 | H3 Screens | Curtain wall, double height | 77 | m² | AED | 1516 | 116732 | 3.01 | Doors & Windows – Curtain Wall | Area (m²) | 95 | Rule | ✓ | Priced
| Citywalk Plot 5.11 Main Works Contract BOQ (1).xlsx | D |  |  | NEW | CITYWALK PHASE-05, PLOT 5.11 | Residential | CITYWALK RESIDENTIAL 1 LLC |  | H — Doors And Windows | H | H02 | H0205 | H2 Windows | Extra over for double leaf hinged door; overall size 2350 x 2375mm | 1 | Nr. | AED | 14211 | 14211 | 2.08 | Internal Doors – Louver/Screen Panels | Number | 82 | AI | ⚠ | Priced
| Citywalk Plot 5.11 Main Works Contract BOQ (1).xlsx | E |  |  | NEW | CITYWALK PHASE-05, PLOT 5.11 | Residential | CITYWALK RESIDENTIAL 1 LLC |  | Q — Mechanical Engineering Installations | Q | Q05 | Q0500 | Q5 Automatic controls | Extra over for Automatic Sliding door; overall size 2350 x 2270mm | 1 | Nr. | AED | 56350 | 56350 | 5.06 | Mechanical Engineering Installations | Length (m), Weight (t), Area (m²), Enumerated (nr), Item | 66 | Fuzzy | ⚠ | Priced
| Citywalk Plot 5.11 Main Works Contract BOQ (1).xlsx | F |  |  | NEW | CITYWALK PHASE-05, PLOT 5.11 | Residential | CITYWALK RESIDENTIAL 1 LLC |  | H — Doors And Windows | H | H02 | H0205 | H2 Windows | Extra over for single leaf hinged door; overall size 1150 x 2375mm | 1 | Nr. | AED | 0 | NOT SHOWN IN DRG | 2.08 | Internal Doors – Louver/Screen Panels | Number | 82 | AI | ⚠ | Unpriced
| Citywalk Plot 5.11 Main Works Contract BOQ (1).xlsx | A |  |  | NEW | CITYWALK PHASE-05, PLOT 5.11 | Residential | CITYWALK RESIDENTIAL 1 LLC |  | H — Doors And Windows | H | H06 | H0600 | H6 Patent glazing | Internal glazing; to GF | 35 | m² | AED | 1171 | 40985 | 2.06 | Windows and External Doors | Enumerated (nr), Area (m²), Length (m) | 76 | Fuzzy | ⚠ | Priced
| Citywalk Plot 5.11 Main Works Contract BOQ (1).xlsx | B |  |  | NEW | CITYWALK PHASE-05, PLOT 5.11 | Residential | CITYWALK RESIDENTIAL 1 LLC |  | Q — Mechanical Engineering Installations | Q | Q05 | Q0500 | Q5 Automatic controls | Extraover for automatic sliding door; size 1800 x 2300mm high; FR 60min; NAR | 1 | Nr. | AED | 43986 | 43986 | 5.06 | Mechanical Engineering Installations | Length (m), Weight (t), Area (m²), Enumerated (nr), Item | 66 | Fuzzy | ⚠ | Priced
| Citywalk Plot 5.11 Main Works Contract BOQ (1).xlsx | A |  |  | NEW | CITYWALK PHASE-05, PLOT 5.11 | Residential | CITYWALK RESIDENTIAL 1 LLC |  | H — Doors And Windows | H | H02 | H0205 | H2 Windows | Main entrance lobby portal; including 200mm wide GRC facia band; refer drawing DHRE0017-KP-XX-ZZ-DWG-FA-50006 | 101 | m² | AED | 894 | 90294 | 2.08 | Internal Doors – Screens & Panels | Number | 80 | AI | ⚠ | Priced
| Citywalk Plot 5.11 Main Works Contract BOQ (1).xlsx | B |  |  | NEW | CITYWALK PHASE-05, PLOT 5.11 | Residential | CITYWALK RESIDENTIAL 1 LLC |  | J — Finishes | J | J02 | J0202 | J2 Backgrounds | GRC; inclined/ perforated cladding; including water proof membrane with GI flashing sheet to the bottom of the cladding | 789 | m² | AED | 1300 | 1025700 | 3.01 | Finishes – Perforated Cladding | Area (m²) | 90 | Rule | ✓ | Priced
| Citywalk Plot 5.11 Main Works Contract BOQ (1).xlsx | C |  |  | NEW | CITYWALK PHASE-05, PLOT 5.11 | Residential | CITYWALK RESIDENTIAL 1 LLC |  | J — Finishes | J | J02 | J0202 | J2 Backgrounds | GRC; top side of the inclined/ perforated cladding | 196 | m² | AED | 894 | 175224 | 3.01 | Finishes – Perforated Cladding | Area (m²) | 90 | Rule | ✓ | Priced
| Citywalk Plot 5.11 Main Works Contract BOQ (1).xlsx | D |  |  | NEW | CITYWALK PHASE-05, PLOT 5.11 | Residential | CITYWALK RESIDENTIAL 1 LLC |  | H — Doors And Windows | H | H02 | H0205 | H2 Windows | 150mm high GRC edging for the above | 252 | m | AED | 313 | 78876 | 2.08 | Internal Doors – Screens & Panels | Length (m) | 78 | AI | ⚠ | Priced
| Citywalk Plot 5.11 Main Works Contract BOQ (1).xlsx | E |  |  | NEW | CITYWALK PHASE-05, PLOT 5.11 | Residential | CITYWALK RESIDENTIAL 1 LLC |  | J — Finishes | J | J06 | J0603 | J6 Decorations | GRC: sloping cladding for the Retail area to wall; refer drawing DHRE0017-KP-XX-ZZ-DWG-FA-50015 | 16 | m² | AED | 894 | 14304 | 3.01 | Internal Finishes | Area (m²), Length (m) | 66 | Fuzzy | ⚠ | Priced
| Citywalk Plot 5.11 Main Works Contract BOQ (1).xlsx | F |  |  | NEW | CITYWALK PHASE-05, PLOT 5.11 | Residential | CITYWALK RESIDENTIAL 1 LLC |  | J — Finishes | J | J05 | J0501 | J5 Suspended ceilings | GRC: cladding for the Retail area; refer drawing DHRE0017-KP-XX-ZZ-DWG-FA-50015 | 17 | m² | AED | 894 | 15198 | 3.01 | Internal Finishes | Area (m²), Length (m) | 65 | Fuzzy | ⚠ | Priced
| Citywalk Plot 5.11 Main Works Contract BOQ (1).xlsx | G |  |  | NEW | CITYWALK PHASE-05, PLOT 5.11 | Residential | CITYWALK RESIDENTIAL 1 LLC |  | J — Finishes | J | J02 | J0201 | J2 Backgrounds | GRC: cladding for the ground floor entrance area | 97 | m² | AED | 894 | 86718 | 3.01 | Internal Finishes | Area (m²), Length (m) | 68 | Fuzzy | ⚠ | Priced
| Citywalk Plot 5.11 Main Works Contract BOQ (1).xlsx | A |  |  | NEW | CITYWALK PHASE-05, PLOT 5.11 | Residential | CITYWALK RESIDENTIAL 1 LLC |  | J — Finishes | J | J03 | J0302 | J3 Finishings | GRC facia band cladding; 600mm high; 980mm girth; to above retail area | 16 | m | AED | 919 | 14704 | 3.01 | Internal Finishes | Area (m²), Length (m) | 62 | Fuzzy | ⚠ | Priced
| Citywalk Plot 5.11 Main Works Contract BOQ (1).xlsx | B |  |  | NEW | CITYWALK PHASE-05, PLOT 5.11 | Residential | CITYWALK RESIDENTIAL 1 LLC |  | J — Finishes | J | J06 | J0603 | J6 Decorations | GRC facia band cladding; 220mm high; 820mm girth; to retail area; refer drawing DHRE0017-KP-XX-ZZ-DWG-FA-50015 | 15 | m | AED | 731 | 10965 | 3.01 | Internal Finishes | Area (m²), Length (m) | 60 | Fuzzy | ⚠ | Priced
| Citywalk Plot 5.11 Main Works Contract BOQ (1).xlsx | C |  |  | NEW | CITYWALK PHASE-05, PLOT 5.11 | Residential | CITYWALK RESIDENTIAL 1 LLC |  | J — Finishes | J | J03 | J0302 | J3 Finishings | GRC facia band cladding; 2155mm high; 3060mm girth; to landscape area | 17 | m | AED | 2731 | 46427 | 3.01 | Internal Finishes | Area (m²), Length (m) | 60 | Fuzzy | ⚠ | Priced
| Citywalk Plot 5.11 Main Works Contract BOQ (1).xlsx | D |  |  | NEW | CITYWALK PHASE-05, PLOT 5.11 | Residential | CITYWALK RESIDENTIAL 1 LLC |  | J — Finishes | J | J03 | J0302 | J3 Finishings | GRC facia band cladding; 2155mm high; 3060mm girth; curved; to landscape area | 7 | m | AED | 4975 | 34825 | 3.01 | Internal Finishes | Area (m²), Length (m) | 61 | Fuzzy | ⚠ | Priced
| Citywalk Plot 5.11 Main Works Contract BOQ (1).xlsx | E |  |  | NEW | CITYWALK PHASE-05, PLOT 5.11 | Residential | CITYWALK RESIDENTIAL 1 LLC |  | G — Thermal And Moisture Protection | G | G04 | G0400 | G4 Insulation | To ground floor entrance and retail area; including mineral wool insulation and cementitious cementitious vapour retarder as shown in drawing DHRE0017-KP-XX-ZZ-DWG-FA-50015A | 290 | m² | AED | 1605 | 465450 | 2.03 | Roof / Thermal & Moisture Protection | Area (m²), Length (m), Enumerated (nr) | 79 | Fuzzy | ⚠ | Priced
| Citywalk Plot 5.11 Main Works Contract BOQ (1).xlsx | F |  |  | NEW | CITYWALK PHASE-05, PLOT 5.11 | Residential | CITYWALK RESIDENTIAL 1 LLC |  | Q — Mechanical Engineering Installations | Q | Q01 | Q0102 | Q1 Generally | To cover the Louver panels: in ground floor | 24 | m² | AED | 1605 | 38520 | 5.06 | Mechanical Engineering Installations | Length (m), Weight (t), Area (m²), Enumerated (nr), Item | 62 | Fuzzy | ⚠ | Priced
| Citywalk Plot 5.11 Main Works Contract BOQ (1).xlsx | A |  |  | NEW | CITYWALK PHASE-05, PLOT 5.11 | Residential | CITYWALK RESIDENTIAL 1 LLC |  | H — Doors And Windows | H | H02 | H0205 | H2 Windows | Fixed louver panel; size 1000 x 1300mm high | 1 | Nr. | AED | 2585 | 2585 | 2.08 | Internal Doors – Louver Panels | Number | 85 | AI | ✓ | Priced
| Citywalk Plot 5.11 Main Works Contract BOQ (1).xlsx | B |  |  | NEW | CITYWALK PHASE-05, PLOT 5.11 | Residential | CITYWALK RESIDENTIAL 1 LLC |  | H — Doors And Windows | H | H02 | H0205 | H2 Windows | Fixed louver panel; size 2000 x 1700mm high | 2 | Nr. | AED | 6759 | 13518 | 2.08 | Internal Doors – Louver Panels | Number | 85 | AI | ✓ | Priced
| Citywalk Plot 5.11 Main Works Contract BOQ (1).xlsx | C |  |  | NEW | CITYWALK PHASE-05, PLOT 5.11 | Residential | CITYWALK RESIDENTIAL 1 LLC |  | H — Doors And Windows | H | H02 | H0205 | H2 Windows | Fixed louver panel; size 3050 x 3600mm high | 2 | Nr. | AED | 21824 | 43648 | 2.08 | Internal Doors – Louver Panels | Number | 85 | AI | ✓ | Priced
| Citywalk Plot 5.11 Main Works Contract BOQ (1).xlsx | D |  |  | NEW | CITYWALK PHASE-05, PLOT 5.11 | Residential | CITYWALK RESIDENTIAL 1 LLC |  | H — Doors And Windows | H | H02 | H0205 | H2 Windows | Bifold louver panel; size 3050 x 3600mm high | 2 | Nr. | AED | 19598 | 39196 | 2.08 | Internal Doors – Louver Panels | Number | 85 | AI | ✓ | Priced
| Citywalk Plot 5.11 Main Works Contract BOQ (1).xlsx | E |  |  | NEW | CITYWALK PHASE-05, PLOT 5.11 | Residential | CITYWALK RESIDENTIAL 1 LLC |  | H — Doors And Windows | H | H02 | H0205 | H2 Windows | Fixed louver panel; size 3050 x 3900mm high | 1 | Nr. | AED | 23643 | 23643 | 2.08 | Internal Doors – Louver Panels | Number | 85 | AI | ✓ | Priced
| Citywalk Plot 5.11 Main Works Contract BOQ (1).xlsx | F |  |  | NEW | CITYWALK PHASE-05, PLOT 5.11 | Residential | CITYWALK RESIDENTIAL 1 LLC |  | H — Doors And Windows | H | H05 | H0502 | H5 Glass | Fixed louver panel; size 3200 x 4140mm high | 2 | Nr. | AED | 26331 | 52662 | 2.06 | Windows & External Doors – Louvered Panels | Item | 75 | AI | ⚠ | Priced
| Citywalk Plot 5.11 Main Works Contract BOQ (1).xlsx | G |  |  | NEW | CITYWALK PHASE-05, PLOT 5.11 | Residential | CITYWALK RESIDENTIAL 1 LLC |  | H — Doors And Windows | H | H05 | H0502 | H5 Glass | Fixed louver panel; size 8400 x 2600mm high | 1 | Nr. | AED | 43409 | 43409 | 2.06 | Windows & External Doors – Louvered Panels | Item | 75 | AI | ⚠ | Priced
| Citywalk Plot 5.11 Main Works Contract BOQ (1).xlsx | H |  |  | NEW | CITYWALK PHASE-05, PLOT 5.11 | Residential | CITYWALK RESIDENTIAL 1 LLC |  | F — Woodwork | F | F02 | F0201 | F2 Structural timbers | To block walls above entrance lobby | 7 | m2 | AED | 1075 | 7525 | 2.01 | Frame / Woodwork | Length (m), Area (m²), Enumerated (nr) | 78 | Fuzzy | ⚠ | Priced
| Citywalk Plot 5.11 Main Works Contract BOQ (1).xlsx | A |  |  | NEW | CITYWALK PHASE-05, PLOT 5.11 | Residential | CITYWALK RESIDENTIAL 1 LLC |  | H — Doors And Windows | H | H02 | H0203 | H2 Windows | Hardware Set 17 (HW-17); to FHC | 10 | Nr. | AED | 884 | 8840 | 2.08 | Internal Doors – Door Hardware | Set | 82 | AI | ⚠ | Priced
| Citywalk Plot 5.11 Main Works Contract BOQ (1).xlsx | B |  |  | NEW | CITYWALK PHASE-05, PLOT 5.11 | Residential | CITYWALK RESIDENTIAL 1 LLC |  | H — Doors And Windows | H | H02 | H0203 | H2 Windows | Hardware Set 05 (HW-05) | 22 | Nr. | AED | 3141 | 69102 | 2.08 | Internal Doors – Door Hardware | Set | 80 | AI | ⚠ | Priced
| Citywalk Plot 5.11 Main Works Contract BOQ (1).xlsx | C |  |  | NEW | CITYWALK PHASE-05, PLOT 5.11 | Residential | CITYWALK RESIDENTIAL 1 LLC |  | H — Doors And Windows | H | H02 | H0203 | H2 Windows | Hardware Set 06 (HW-06) | 3 | Nr. | AED | 2325 | 6975 | 2.08 | Internal Doors – Door Hardware | Set | 80 | AI | ⚠ | Priced
| Citywalk Plot 5.11 Main Works Contract BOQ (1).xlsx | D |  |  | NEW | CITYWALK PHASE-05, PLOT 5.11 | Residential | CITYWALK RESIDENTIAL 1 LLC |  | H — Doors And Windows | H | H02 | H0203 | H2 Windows | Hardware Set 07 (HW-07) | 3 | Nr. | AED | 6138 | 18414 | 2.08 | Internal Doors – Door Hardware | Set | 80 | AI | ⚠ | Priced
| Citywalk Plot 5.11 Main Works Contract BOQ (1).xlsx | E |  |  | NEW | CITYWALK PHASE-05, PLOT 5.11 | Residential | CITYWALK RESIDENTIAL 1 LLC |  | H — Doors And Windows | H | H02 | H0203 | H2 Windows | Hardware Set 09 (HW-09) | 1 | Nr. | AED | 2196 | 2196 | 2.08 | Internal Doors – Door Hardware | Set | 80 | AI | ⚠ | Priced
| Citywalk Plot 5.11 Main Works Contract BOQ (1).xlsx | A |  |  | NEW | CITYWALK PHASE-05, PLOT 5.11 | Residential | CITYWALK RESIDENTIAL 1 LLC |  | H — Doors And Windows | H | H02 | H0203 | H2 Windows | Hardware Set 05 (HW-05) | 1 | Nr. | AED | 3141 | 3141 | 2.08 | Internal Doors – Door Hardware | Set | 80 | AI | ⚠ | Priced
| Citywalk Plot 5.11 Main Works Contract BOQ (1).xlsx | B |  |  | NEW | CITYWALK PHASE-05, PLOT 5.11 | Residential | CITYWALK RESIDENTIAL 1 LLC |  | H — Doors And Windows | H | H02 | H0203 | H2 Windows | Hardware Set 08 (HW-08) | 11 | Nr. | AED | 5951 | 65461 | 2.08 | Internal Doors – Door Hardware | Set | 80 | AI | ⚠ | Priced
| Citywalk Plot 5.11 Main Works Contract BOQ (1).xlsx | C |  |  | NEW | CITYWALK PHASE-05, PLOT 5.11 | Residential | CITYWALK RESIDENTIAL 1 LLC |  | H — Doors And Windows | H | H01 | H0103 | H1 Doors | Hardware Set; to GD-02-E | 1 | Nr. | AED | 3188 | 3188 | 2.06 | Windows & External Doors – Door Hardware | Set | 78 | AI | ⚠ | Priced
| Citywalk Plot 5.11 Main Works Contract BOQ (1).xlsx | D |  |  | NEW | CITYWALK PHASE-05, PLOT 5.11 | Residential | CITYWALK RESIDENTIAL 1 LLC |  | H — Doors And Windows | H | H01 | H0103 | H1 Doors | Hardware Set; to GD-01-E | 1 | Nr. | AED | 3188 | 3188 | 2.06 | Windows & External Doors – Door Hardware | Set | 78 | AI | ⚠ | Priced
| Citywalk Plot 5.11 Main Works Contract BOQ (1).xlsx | E |  |  | NEW | CITYWALK PHASE-05, PLOT 5.11 | Residential | CITYWALK RESIDENTIAL 1 LLC |  | H — Doors And Windows | H | H02 | H0201 | H2 Windows | Ironmongery; to single leaf doors (HW-05) | 1 | Nr. | AED | 3141 | 3141 | 3.01 | Doors & Windows – Ironmongery | Enumerated (nr) | 95 | Rule | ✓ | Priced
| Citywalk Plot 5.11 Main Works Contract BOQ (1).xlsx | F |  |  | NEW | CITYWALK PHASE-05, PLOT 5.11 | Residential | CITYWALK RESIDENTIAL 1 LLC |  | H — Doors And Windows | H | H02 | H0201 | H2 Windows | Ironmongery; to single leaf doors (HW-06) | 4 | Nr. | AED | 2325 | 9300 | 3.01 | Doors & Windows – Ironmongery | Enumerated (nr) | 95 | Rule | ✓ | Priced
| Citywalk Plot 5.11 Main Works Contract BOQ (1).xlsx | G |  |  | NEW | CITYWALK PHASE-05, PLOT 5.11 | Residential | CITYWALK RESIDENTIAL 1 LLC |  | H — Doors And Windows | H | H02 | H0201 | H2 Windows | Ironmongery; to double leaf bi fold doors | 2 | Nr. | AED | 0 | Not Shown in Drawing | 3.01 | Doors & Windows – Ironmongery | Enumerated (nr) | 95 | Rule | ✓ | Unpriced
| Citywalk Plot 5.11 Main Works Contract BOQ (1).xlsx | A |  |  | NEW | CITYWALK PHASE-05, PLOT 5.11 | Residential | CITYWALK RESIDENTIAL 1 LLC |  | A — General Requirements | A | A01 | A0101 | Conditions of contract | Allow for any other works which are not included above and which are required to complete the Doors and Windows in accordance with the Specification and the Drawings (Tenderer to list below) |  | Item | AED | 0 | 0 | 9.01 | Preliminaries – Contingency | Item | 90 | Rule | ✓ | Unpriced
| Citywalk Plot 5.11 Main Works Contract BOQ (1).xlsx | 1 |  |  | NEW | CITYWALK PHASE-05, PLOT 5.11 | Residential | CITYWALK RESIDENTIAL 1 LLC |  | H — Doors And Windows | H | H01 | H0100 | H1 Doors | FHC door; size 0.8x 2030mm high; single leaf door | 3 | Nr. | AED | 5194 | 15582 | 2.06 | Windows and External Doors | Enumerated (nr), Area (m²), Length (m) | 62 | Fuzzy | ⚠ | Priced
| Citywalk Plot 5.11 Main Works Contract BOQ (1).xlsx | 2 |  |  | NEW | CITYWALK PHASE-05, PLOT 5.11 | Residential | CITYWALK RESIDENTIAL 1 LLC |  | H — Doors And Windows | H | H02 | H0201 | H2 Windows | Type MD-04E; size 1100 x 2200mm high; single leaf door; NFR; NAR | 4 | Nr. | AED | 2938 | 11752 | 2.08 | Internal Doors – Single Leaf Doors | Item | 82 | AI | ⚠ | Priced
| Citywalk Plot 5.11 Main Works Contract BOQ (1).xlsx | 2/H/1/B |  |  | NEW | CITYWALK PHASE-05, PLOT 5.11 | Residential | CITYWALK RESIDENTIAL 1 LLC |  | H — Doors And Windows | H | H01 | H0100 | H1 Doors | FHC door; size 900 x1500mm high; single leaf door | -4 | Nr. | AED | 2673 | -10692 | 2.06 | Windows and External Doors | Enumerated (nr), Area (m²), Length (m) | 64 | Fuzzy | ⚠ | Priced
| Citywalk Plot 5.11 Main Works Contract BOQ (1).xlsx | 2/H/3/E |  |  | NEW | CITYWALK PHASE-05, PLOT 5.11 | Residential | CITYWALK RESIDENTIAL 1 LLC |  | H — Doors And Windows | H | H02 | H0201 | H2 Windows | Type MD-02-E; size 1800 x 2200mm high; double leaf door; FR 60min; AR 45DB | 1 | Nr. | AED | 4969 | 4969 | 2.08 | Internal Doors – Double Leaf Doors | Item | 85 | AI | ✓ | Priced
| Citywalk Plot 5.11 Main Works Contract BOQ (1).xlsx | 2/H/6/B |  |  | NEW | CITYWALK PHASE-05, PLOT 5.11 | Residential | CITYWALK RESIDENTIAL 1 LLC |  | H — Doors And Windows | H | H03 | H0301 | H3 Screens | Curtain wall | 27 | m² | AED | 1171 | 31617 | 3.01 | Doors & Windows – Curtain Wall | Area (m²) | 95 | Rule | ✓ | Priced
| Citywalk Plot 5.11 Main Works Contract BOQ (1).xlsx | 2/H/6/C |  |  | NEW | CITYWALK PHASE-05, PLOT 5.11 | Residential | CITYWALK RESIDENTIAL 1 LLC |  | H — Doors And Windows | H | H03 | H0301 | H3 Screens | Curtain wall, double height | 4 | m² | AED | 1516 | 6064 | 3.01 | Doors & Windows – Curtain Wall | Area (m²) | 95 | Rule | ✓ | Priced
| Citywalk Plot 5.11 Main Works Contract BOQ (1).xlsx | 2/H/6/D |  |  | NEW | CITYWALK PHASE-05, PLOT 5.11 | Residential | CITYWALK RESIDENTIAL 1 LLC |  | H — Doors And Windows | H | H02 | H0202 | H2 Windows | Extra over for double leaf hinged door; overall size 2350 x 2375mm | 1 | Nr. | AED | 14211 | 14211 | 2.08 | Internal Doors – Door Frames & Accessories | Item | 76 | AI | ⚠ | Priced
| Citywalk Plot 5.11 Main Works Contract BOQ (1).xlsx | 2/H/8/B |  |  | NEW | CITYWALK PHASE-05, PLOT 5.11 | Residential | CITYWALK RESIDENTIAL 1 LLC |  | J — Finishes | J | J02 | J0202 | J2 Backgrounds | GRC; inclined/ perforated cladding; including water proof membrane with GI flashing sheet to the bottom of the cladding | 134 | m² | AED | 1300 | 174200 | 3.01 | Finishes – Perforated Cladding | Area (m²) | 90 | Rule | ✓ | Priced
| Citywalk Plot 5.11 Main Works Contract BOQ (1).xlsx | 2/H/8/D |  |  | NEW | CITYWALK PHASE-05, PLOT 5.11 | Residential | CITYWALK RESIDENTIAL 1 LLC |  | J — Finishes | J | J01 | J0102 | J1 Generally | 150mm high GRC edging for the above | -45 | m | AED | 313 | -14085 | 3.01 | Finishes – Specialist Edge/Trim | Linear (m) | 72 | AI | ⚠ | Priced
| Citywalk Plot 5.11 Main Works Contract BOQ (1).xlsx | 2/H/9/A |  |  | NEW | CITYWALK PHASE-05, PLOT 5.11 | Residential | CITYWALK RESIDENTIAL 1 LLC |  | J — Finishes | J | J03 | J0302 | J3 Finishings | GRC facia band cladding; 600mm high; 980mm girth; to above retail area | 3 | m | AED | 919 | 2757 | 3.01 | Internal Finishes | Area (m²), Length (m) | 62 | Fuzzy | ⚠ | Priced
| Citywalk Plot 5.11 Main Works Contract BOQ (1).xlsx | 2/H/9/C |  |  | NEW | CITYWALK PHASE-05, PLOT 5.11 | Residential | CITYWALK RESIDENTIAL 1 LLC |  | J — Finishes | J | J03 | J0302 | J3 Finishings | GRC facia band cladding; 2155mm high; 3060mm girth; to landscape area | 7 | m | AED | 2731 | 19117 | 3.01 | Internal Finishes | Area (m²), Length (m) | 60 | Fuzzy | ⚠ | Priced
| Citywalk Plot 5.11 Main Works Contract BOQ (1).xlsx | A |  |  | NEW | CITYWALK PHASE-05, PLOT 5.11 | Residential | CITYWALK RESIDENTIAL 1 LLC |  | A — General Requirements | A | A01 | A0101 | Conditions of contract | Allow for any other works which are not included above and which are required to complete the Doors and Windows in accordance with the Specification and the Drawings (Tenderer to list below) |  | Item | AED | 0 | 0 | 9.01 | Preliminaries – Contingency | Item | 90 | Rule | ✓ | Unpriced
| Citywalk Plot 5.11 Main Works Contract BOQ (1).xlsx | 2/H/9/E |  |  | NEW | CITYWALK PHASE-05, PLOT 5.11 | Residential | CITYWALK RESIDENTIAL 1 LLC |  | G — Thermal And Moisture Protection | G | G04 | G0400 | G4 Insulation | To ground floor entrance and retail area; including mineral wool insulation and cementitious cementitious vapour retarder as shown in drawing DHRE0017-KP-XX-ZZ-DWG- FA-50015A | 205 | m² | AED | 1605 | 329025 | 2.03 | Roof / Thermal & Moisture Protection | Area (m²), Length (m), Enumerated (nr) | 79 | Fuzzy | ⚠ | Priced
| Citywalk Plot 5.11 Main Works Contract BOQ (1).xlsx | 2/H/9/F |  |  | NEW | CITYWALK PHASE-05, PLOT 5.11 | Residential | CITYWALK RESIDENTIAL 1 LLC |  | H — Doors And Windows | H | H01 | H0100 | H1 Doors | Hardware Set 05 (HW-05), for steel door | -8 | Nr. | AED | 3141 | -25128 | 2.06 | Windows and External Doors | Enumerated (nr), Area (m²), Length (m) | 65 | Fuzzy | ⚠ | Priced
| Citywalk Plot 5.11 Main Works Contract BOQ (1).xlsx | 2/H/9/G |  |  | NEW | CITYWALK PHASE-05, PLOT 5.11 | Residential | CITYWALK RESIDENTIAL 1 LLC |  | H — Doors And Windows | H | H01 | H0100 | H1 Doors | Hardware Set 07 (HW-07), for steel door | 4 | Nr. | AED | 6138 | 24552 | 2.06 | Windows and External Doors | Enumerated (nr), Area (m²), Length (m) | 65 | Fuzzy | ⚠ | Priced
| Citywalk Plot 5.11 Main Works Contract BOQ (1).xlsx | 2/H/9/H |  |  | NEW | CITYWALK PHASE-05, PLOT 5.11 | Residential | CITYWALK RESIDENTIAL 1 LLC |  | H — Doors And Windows | H | H01 | H0100 | H1 Doors | Hardware Set 09 (HW-09), for steel door | 6 | Nr. | AED | 2196 | 13176 | 2.06 | Windows and External Doors | Enumerated (nr), Area (m²), Length (m) | 65 | Fuzzy | ⚠ | Priced
| Citywalk Plot 5.11 Main Works Contract BOQ (1).xlsx | 2/H/9/J |  |  | NEW | CITYWALK PHASE-05, PLOT 5.11 | Residential | CITYWALK RESIDENTIAL 1 LLC |  | H — Doors And Windows | H | H01 | H0100 | H1 Doors | Hardware Set 08 (HW-08), for double leaf steel door | -1 | Nr. | AED | 5951 | -5951 | 2.06 | Windows and External Doors | Enumerated (nr), Area (m²), Length (m) | 62 | Fuzzy | ⚠ | Priced
| Citywalk Plot 5.11 Main Works Contract BOQ (1).xlsx | 2/H/9/J |  |  | NEW | CITYWALK PHASE-05, PLOT 5.11 | Residential | CITYWALK RESIDENTIAL 1 LLC |  | H — Doors And Windows | H | H02 | H0201 | H2 Windows | Ironmongery; to single leaf doors (HW-06) | -1 | Nr. | AED | 2325 | -2325 | 3.01 | Doors & Windows – Ironmongery | Enumerated (nr) | 95 | Rule | ✓ | Priced
| Citywalk Plot 5.11 Main Works Contract BOQ (1).xlsx | A |  |  | NEW | CITYWALK PHASE-05, PLOT 5.11 | Residential | CITYWALK RESIDENTIAL 1 LLC |  | B — Site Work | B | B09 | B0901 | B9 Excavation | 50mm thick; to receive tiles | 401 | m² | AED | 100 | 40100 | 8.01 | Site Works, Drainage, External Services & Landscaping | Volume (m³), Length (m), Area (m²), Enumerated (nr), Item | 62 | Fuzzy | ⚠ | Priced
| Citywalk Plot 5.11 Main Works Contract BOQ (1).xlsx | B |  |  | NEW | CITYWALK PHASE-05, PLOT 5.11 | Residential | CITYWALK RESIDENTIAL 1 LLC |  | J — Finishes | J | J03 | J0301 | J3 Finishings | 50mm thick; to receive Epoxy Paint | 765 | m² | AED | 100 | 76500 | 3.01 | Finishes – Floor Preparation | Area (m²) | 75 | AI | ⚠ | Priced
| Citywalk Plot 5.11 Main Works Contract BOQ (1).xlsx | C |  |  | NEW | CITYWALK PHASE-05, PLOT 5.11 | Residential | CITYWALK RESIDENTIAL 1 LLC |  | J — Finishes | J | J02 | J0201 | J2 Backgrounds | Plaster; to walls receive tiles | 696 | m² | AED | 46 | 32016 | 3.01 | Finishes – Wall | Area (m²) | 88 | Rule | ✓ | Priced
| Citywalk Plot 5.11 Main Works Contract BOQ (1).xlsx | D |  |  | NEW | CITYWALK PHASE-05, PLOT 5.11 | Residential | CITYWALK RESIDENTIAL 1 LLC |  | J — Finishes | J | J02 | J0201 | J2 Backgrounds | Plaster; to walls receive paint | 7662 | m² | AED | 46 | 352452 | 3.01 | Finishes – Wall | Area (m²) | 88 | Rule | ✓ | Priced
| Citywalk Plot 5.11 Main Works Contract BOQ (1).xlsx | E |  |  | NEW | CITYWALK PHASE-05, PLOT 5.11 | Residential | CITYWALK RESIDENTIAL 1 LLC |  | J — Finishes | J | J02 | J0201 | J2 Backgrounds | Plaster; to walls receive GRP lining | 422 | m² | AED | 46 | 19412 | 3.01 | Finishes – Wall | Area (m²) | 88 | Rule | ✓ | Priced
| Citywalk Plot 5.11 Main Works Contract BOQ (1).xlsx | F |  |  | NEW | CITYWALK PHASE-05, PLOT 5.11 | Residential | CITYWALK RESIDENTIAL 1 LLC |  | J — Finishes | J | J02 | J0201 | J2 Backgrounds | Plaster; to walls receive wall paneling | 14 | m² | AED | 46 | 644 | 3.01 | Finishes – Wall | Area (m²) | 88 | Rule | ✓ | Priced
| Citywalk Plot 5.11 Main Works Contract BOQ (1).xlsx | A |  |  | NEW | CITYWALK PHASE-05, PLOT 5.11 | Residential | CITYWALK RESIDENTIAL 1 LLC |  | J — Finishes | J | J02 | J0201 | J2 Backgrounds | Plaster; to walls receive galvanized rolled sheet plates and metal sheet coverings | 55 | m² | AED | 46 | 2530 | 3.01 | Finishes – Wall | Area (m²) | 88 | Rule | ✓ | Priced
| Citywalk Plot 5.11 Main Works Contract BOQ (1).xlsx | B |  |  | NEW | CITYWALK PHASE-05, PLOT 5.11 | Residential | CITYWALK RESIDENTIAL 1 LLC |  | C — Concrete Work | C | C02 | C0201 | C2 Poured concrete | To stepped planter walls; type-W01 | 418 | m² | AED | 62 | 25916 | 2.01 | Upper Floors / Walls | Volume (m³) | 93 | Rule | ✓ | Priced
| Citywalk Plot 5.11 Main Works Contract BOQ (1).xlsx | C |  |  | NEW | CITYWALK PHASE-05, PLOT 5.11 | Residential | CITYWALK RESIDENTIAL 1 LLC |  | F — Woodwork | F | F02 | F0201 | F2 Structural timbers | To block walls above entrance lobby | 7 | m² | AED | 0 |  | 2.01 | Frame / Woodwork | Length (m), Area (m²), Enumerated (nr) | 78 | Fuzzy | ⚠ | Unpriced
| Citywalk Plot 5.11 Main Works Contract BOQ (1).xlsx | A |  |  | NEW | CITYWALK PHASE-05, PLOT 5.11 | Residential | CITYWALK RESIDENTIAL 1 LLC |  | J — Finishes | J | J03 | J0302 | J3 Finishings | Type FF01a; size 300 x 300 x 10mm; to dry area | 47 | m² | AED | 43 | 2021 | 3.01 | Finishes – Floor Tiles | Number or Area (m²) | 85 | AI | ✓ | Priced
| Citywalk Plot 5.11 Main Works Contract BOQ (1).xlsx | B |  |  | NEW | CITYWALK PHASE-05, PLOT 5.11 | Residential | CITYWALK RESIDENTIAL 1 LLC |  | J — Finishes | J | J03 | J0302 | J3 Finishings | Type FF17; size 300 x 300 x 13mm; to Service lobby | 30 | m² | AED | 64 | 1920 | 3.01 | Finishes – Floor Tiles | Number or Area (m²) | 85 | AI | ✓ | Priced
| Citywalk Plot 5.11 Main Works Contract BOQ (1).xlsx | A |  |  | NEW | CITYWALK PHASE-05, PLOT 5.11 | Residential | CITYWALK RESIDENTIAL 1 LLC |  | J — Finishes | J | J03 | J0302 | J3 Finishings | Type FF01b; size 300 x 300 x 10mm; to dry area | 47 | m² | AED | 43 | 2021 | 3.01 | Finishes – Floor Tiles | Number or Area (m²) | 85 | AI | ✓ | Priced
| Citywalk Plot 5.11 Main Works Contract BOQ (1).xlsx | B |  |  | NEW | CITYWALK PHASE-05, PLOT 5.11 | Residential | CITYWALK RESIDENTIAL 1 LLC |  | J — Finishes | J | J03 | J0302 | J3 Finishings | Type FF08; size 300 x 300 x 10mm; to main Garbage Room | 84 | m² | AED | 43 | 3612 | 3.01 | Finishes – Floor Tiles | Number or Area (m²) | 85 | AI | ✓ | Priced
| Citywalk Plot 5.11 Main Works Contract BOQ (1).xlsx | C |  |  | NEW | CITYWALK PHASE-05, PLOT 5.11 | Residential | CITYWALK RESIDENTIAL 1 LLC |  | J — Finishes | J | J03 | J0303 | J3 Finishings | Type C-FL-01; Tundra grey marble floor; to main lobby | 192 | m² | AED | 682 | 130944 | 3.01 | Finishes – Natural Stone Flooring | Area (m²) | 88 | AI | ✓ | Priced
| Citywalk Plot 5.11 Main Works Contract BOQ (1).xlsx | D |  |  | NEW | CITYWALK PHASE-05, PLOT 5.11 | Residential | CITYWALK RESIDENTIAL 1 LLC |  | J — Finishes | J | J04 | J0401 | J4 Sundries | Type A-TH-01; 130mm wide; to main lobby | 4 | m | AED | 89 | 356 | 3.01 | Finishes – Skirting/Dado Rails | Length (m) | 82 | AI | ⚠ | Priced
| Citywalk Plot 5.11 Main Works Contract BOQ (1).xlsx | E |  |  | NEW | CITYWALK PHASE-05, PLOT 5.11 | Residential | CITYWALK RESIDENTIAL 1 LLC |  | J — Finishes | J | J04 | J0401 | J4 Sundries | Type C-TH-01; 200mm wide; to lift lobbies | 5 | m | AED | 136 | 680 | 3.01 | Finishes – Skirting/Dado Rails | Length (m) | 82 | AI | ⚠ | Priced
| Citywalk Plot 5.11 Main Works Contract BOQ (1).xlsx | A |  |  | NEW | CITYWALK PHASE-05, PLOT 5.11 | Residential | CITYWALK RESIDENTIAL 1 LLC |  | J — Finishes | J | J04 | J0401 | J4 Sundries | Type SK-01; 100mm high | 84 | m | AED | 9 | 756 | 3.01 | Finishes – Skirting Boards | Length (m) | 80 | AI | ⚠ | Priced
| Citywalk Plot 5.11 Main Works Contract BOQ (1).xlsx | B |  |  | NEW | CITYWALK PHASE-05, PLOT 5.11 | Residential | CITYWALK RESIDENTIAL 1 LLC |  | J — Finishes | J | J06 | J0601 | J6 Decorations | Type C-MT-06; to Lift lobby | 3 | m | AED | 38 | 114 | 3.01 | Finishes – Internal Fit-out | Number or Each | 70 | AI | ⚠ | Priced
| Citywalk Plot 5.11 Main Works Contract BOQ (1).xlsx | C |  |  | NEW | CITYWALK PHASE-05, PLOT 5.11 | Residential | CITYWALK RESIDENTIAL 1 LLC |  | J — Finishes | J | J04 | J0401 | J4 Sundries | Type C-SK-01 | 86 | m | AED | 57 | 4902 | 3.01 | Finishes – Skirting Boards | Length (m) | 78 | AI | ⚠ | Priced
| Citywalk Plot 5.11 Main Works Contract BOQ (1).xlsx | D |  |  | NEW | CITYWALK PHASE-05, PLOT 5.11 | Residential | CITYWALK RESIDENTIAL 1 LLC |  | J — Finishes | J | J03 | J0302 | J3 Finishings | Type FF01a; size 300 x 300 x 10mm; to wet area | 47 | m² | AED | 56 | 2632 | 3.01 | Finishes – Floor Tiles | Number or Area (m²) | 85 | AI | ✓ | Priced
| Citywalk Plot 5.11 Main Works Contract BOQ (1).xlsx | E |  |  | NEW | CITYWALK PHASE-05, PLOT 5.11 | Residential | CITYWALK RESIDENTIAL 1 LLC |  | J — Finishes | J | J03 | J0302 | J3 Finishings | Type FF17; size 300 x 300 x 13mm; to Service lobby | 30 | m² | AED | 51 | 1530 | 3.01 | Finishes – Floor Tiles | Number or Area (m²) | 85 | AI | ✓ | Priced
| Citywalk Plot 5.11 Main Works Contract BOQ (1).xlsx | A |  |  | NEW | CITYWALK PHASE-05, PLOT 5.11 | Residential | CITYWALK RESIDENTIAL 1 LLC |  | J — Finishes | J | J03 | J0302 | J3 Finishings | Type FF01b; size 300 x 300 x 10mm; to wet area | 47 | m² | AED | 56 | 2632 | 3.01 | Finishes – Floor Tiles | Number or Area (m²) | 85 | AI | ✓ | Priced
| Citywalk Plot 5.11 Main Works Contract BOQ (1).xlsx | B |  |  | NEW | CITYWALK PHASE-05, PLOT 5.11 | Residential | CITYWALK RESIDENTIAL 1 LLC |  | J — Finishes | J | J03 | J0302 | J3 Finishings | Type FF08; size 300 x 300 x 10mm; to main Garbage Room | 84 | m² | AED | 56 | 4704 | 3.01 | Finishes – Floor Tiles | Number or Area (m²) | 85 | AI | ✓ | Priced
| Citywalk Plot 5.11 Main Works Contract BOQ (1).xlsx | C |  |  | NEW | CITYWALK PHASE-05, PLOT 5.11 | Residential | CITYWALK RESIDENTIAL 1 LLC |  | J — Finishes | J | J03 | J0303 | J3 Finishings | Type C-FL-01; Tundra grey marble floor; to main lobby | 192 | m² | AED | 93 | 17856 | 3.01 | Finishes – Natural Stone Flooring | Area (m²) | 88 | AI | ✓ | Priced
| Citywalk Plot 5.11 Main Works Contract BOQ (1).xlsx | D |  |  | NEW | CITYWALK PHASE-05, PLOT 5.11 | Residential | CITYWALK RESIDENTIAL 1 LLC |  | J — Finishes | J | J04 | J0401 | J4 Sundries | Type A-TH-01; 130mm wide; to apartment | 6 | m | AED | 69 | 414 | 3.01 | Finishes – Skirting/Dado Rails | Length (m) | 82 | AI | ⚠ | Priced
| Citywalk Plot 5.11 Main Works Contract BOQ (1).xlsx | E |  |  | NEW | CITYWALK PHASE-05, PLOT 5.11 | Residential | CITYWALK RESIDENTIAL 1 LLC |  | J — Finishes | J | J04 | J0401 | J4 Sundries | Type SK-01; 100mm high | 84 | m | AED | 13 | 1092 | 3.01 | Finishes – Skirting Boards | Length (m) | 80 | AI | ⚠ | Priced
| Citywalk Plot 5.11 Main Works Contract BOQ (1).xlsx | F |  |  | NEW | CITYWALK PHASE-05, PLOT 5.11 | Residential | CITYWALK RESIDENTIAL 1 LLC |  | J — Finishes | J | J06 | J0601 | J6 Decorations | Type C-MT-06; to Lift lobby | 3 | m | AED | 25 | 75 | 3.01 | Finishes – Internal Fit-out | Number or Each | 70 | AI | ⚠ | Priced
| Citywalk Plot 5.11 Main Works Contract BOQ (1).xlsx | A |  |  | NEW | CITYWALK PHASE-05, PLOT 5.11 | Residential | CITYWALK RESIDENTIAL 1 LLC |  | J — Finishes | J | J04 | J0401 | J4 Sundries | Type C-SK-01 | 86 | m | AED | 25 | 2150 | 3.01 | Finishes – Skirting Boards | Length (m) | 78 | AI | ⚠ | Priced
| Citywalk Plot 5.11 Main Works Contract BOQ (1).xlsx | B |  |  | NEW | CITYWALK PHASE-05, PLOT 5.11 | Residential | CITYWALK RESIDENTIAL 1 LLC |  | R — Electrical Engineering Installations | R | R02 | R0201 | R2 Main circuits | To lift lobby | 126 | m² | AED | 135 | 17010 | 5.08 | Electrical Engineering Installations | Length (m), Enumerated (nr), Item | 53 | Fuzzy | ⚠ | Priced
| Citywalk Plot 5.11 Main Works Contract BOQ (1).xlsx | C |  |  | NEW | CITYWALK PHASE-05, PLOT 5.11 | Residential | CITYWALK RESIDENTIAL 1 LLC |  | R — Electrical Engineering Installations | R | R02 | R0201 | R2 Main circuits | To main lobby | 443 | m² | AED | 135 | 59805 | 5.08 | Electrical Engineering Installations | Length (m), Enumerated (nr), Item | 65 | Fuzzy | ⚠ | Priced
| Citywalk Plot 5.11 Main Works Contract BOQ (1).xlsx | D |  |  | NEW | CITYWALK PHASE-05, PLOT 5.11 | Residential | CITYWALK RESIDENTIAL 1 LLC |  | Q — Mechanical Engineering Installations | Q | Q06 | Q0600 | Q6 Connections to supply mains | To comunal WC | 46 | m² | AED | 43 | 1978 | 5.06 | Mechanical Engineering Installations | Length (m), Weight (t), Area (m²), Enumerated (nr), Item | 65 | Fuzzy | ⚠ | Priced
| Citywalk Plot 5.11 Main Works Contract BOQ (1).xlsx | E |  |  | NEW | CITYWALK PHASE-05, PLOT 5.11 | Residential | CITYWALK RESIDENTIAL 1 LLC |  | R — Electrical Engineering Installations | R | R02 | R0201 | R2 Main circuits | To pantry | 5 | m² | AED | 43 | 215 | 5.08 | Electrical Engineering Installations | Length (m), Enumerated (nr), Item | 59 | Fuzzy | ⚠ | Priced
| Citywalk Plot 5.11 Main Works Contract BOQ (1).xlsx | F |  |  | NEW | CITYWALK PHASE-05, PLOT 5.11 | Residential | CITYWALK RESIDENTIAL 1 LLC |  | Q — Mechanical Engineering Installations | Q | Q06 | Q0601 | Q6 Connections to supply mains | To garbage room | 80 | m² | AED | 43 | 3440 | 5.06 | Mechanical Engineering Installations | Length (m), Weight (t), Area (m²), Enumerated (nr), Item | 52 | Fuzzy | ⚠ | Priced
| Citywalk Plot 5.11 Main Works Contract BOQ (1).xlsx | A |  |  | NEW | CITYWALK PHASE-05, PLOT 5.11 | Residential | CITYWALK RESIDENTIAL 1 LLC |  | N — Special Construction | N | N03 | N0300 | N3 Installations | To lift lobby | 126 | m² | AED | 58 | 7308 | 5.13 | Specialist Installations | Enumerated (nr), Item | 65 | Fuzzy | ⚠ | Priced
| Citywalk Plot 5.11 Main Works Contract BOQ (1).xlsx | B |  |  | NEW | CITYWALK PHASE-05, PLOT 5.11 | Residential | CITYWALK RESIDENTIAL 1 LLC |  | R — Electrical Engineering Installations | R | R02 | R0201 | R2 Main circuits | To main lobby | 446 | m² | AED | 58 | 25868 | 5.08 | Electrical Engineering Installations | Length (m), Enumerated (nr), Item | 65 | Fuzzy | ⚠ | Priced
| Citywalk Plot 5.11 Main Works Contract BOQ (1).xlsx | C |  |  | NEW | CITYWALK PHASE-05, PLOT 5.11 | Residential | CITYWALK RESIDENTIAL 1 LLC |  | Q — Mechanical Engineering Installations | Q | Q06 | Q0600 | Q6 Connections to supply mains | To comunal WC | 46 | m² | AED | 63 | 2898 | 5.06 | Mechanical Engineering Installations | Length (m), Weight (t), Area (m²), Enumerated (nr), Item | 65 | Fuzzy | ⚠ | Priced
| Citywalk Plot 5.11 Main Works Contract BOQ (1).xlsx | D |  |  | NEW | CITYWALK PHASE-05, PLOT 5.11 | Residential | CITYWALK RESIDENTIAL 1 LLC |  | N — Special Construction | N | N03 | N0300 | N3 Installations | To pantry | 5 | m² | AED | 63 | 315 | 5.13 | Specialist Installations | Enumerated (nr), Item | 67 | Fuzzy | ⚠ | Priced
| Citywalk Plot 5.11 Main Works Contract BOQ (1).xlsx | D |  |  | NEW | CITYWALK PHASE-05, PLOT 5.11 | Residential | CITYWALK RESIDENTIAL 1 LLC |  | N — Special Construction | N | N03 | N0300 | N3 Installations | To garbage room | 80 | m² | AED | 63 | 5040 | 5.13 | Specialist Installations | Enumerated (nr), Item | 64 | Fuzzy | ⚠ | Priced
| Citywalk Plot 5.11 Main Works Contract BOQ (1).xlsx | E |  |  | NEW | CITYWALK PHASE-05, PLOT 5.11 | Residential | CITYWALK RESIDENTIAL 1 LLC |  | J — Finishes | J | J05 | J0501 | J5 Suspended ceilings | To bulk Waste; WF-15 | 19 | m² | AED | 1250 | 23750 | 3.01 | Finishes – Wall Coverings | Area (m²) | 75 | AI | ⚠ | Priced
| Citywalk Plot 5.11 Main Works Contract BOQ (1).xlsx | F |  |  | NEW | CITYWALK PHASE-05, PLOT 5.11 | Residential | CITYWALK RESIDENTIAL 1 LLC |  | J — Finishes | J | J05 | J0501 | J5 Suspended ceilings | To service Lobby; WF-16 | 34 | m² | AED | 1250 | 42500 | 3.01 | Finishes – Wall Coverings | Area (m²) | 75 | AI | ⚠ | Priced
| Citywalk Plot 5.11 Main Works Contract BOQ (1).xlsx | A |  |  | NEW | CITYWALK PHASE-05, PLOT 5.11 | Residential | CITYWALK RESIDENTIAL 1 LLC |  | H — Doors And Windows | H | H05 | H0501 | H5 Glass | To basement; including 1200 x 410mm type C-MI-03 panel to the top of the lift door | 2 | Nr | AED | 1230 | 2460 | 2.06 | Windows and External Doors | Enumerated (nr), Area (m²), Length (m) | 61 | Fuzzy | ⚠ | Priced
| Citywalk Plot 5.11 Main Works Contract BOQ (1).xlsx | B |  |  | NEW | CITYWALK PHASE-05, PLOT 5.11 | Residential | CITYWALK RESIDENTIAL 1 LLC |  | H — Doors And Windows | H | H02 | H0201 | H2 Windows | To ground floor; including 1200 x 1870mm type C-MI-03 panel to the top of the lift door | 2 | Nr | AED | 5610 | 11220 | 2.06 | Windows and External Doors | Enumerated (nr), Area (m²), Length (m) | 60 | Fuzzy | ⚠ | Priced
| Citywalk Plot 5.11 Main Works Contract BOQ (1).xlsx | C |  |  | NEW | CITYWALK PHASE-05, PLOT 5.11 | Residential | CITYWALK RESIDENTIAL 1 LLC |  | N — Special Construction | N | N01 | N0101 | N1 Generally | To water feature walls-W02 | 8 | m² | AED | 0 | Included | 8.01 | Special Construction – Water Feature | Volume (m³) | 90 | Rule | ✓ | Unpriced
| Citywalk Plot 5.11 Main Works Contract BOQ (1).xlsx | D |  |  | NEW | CITYWALK PHASE-05, PLOT 5.11 | Residential | CITYWALK RESIDENTIAL 1 LLC |  | J — Finishes | J | J03 | J0300 | J3 Finishings | To lift lobby | 17 | m² | AED | 1100 | 18700 | 3.01 | Internal Finishes | Area (m²), Length (m) | 79 | Fuzzy | ⚠ | Priced
| Citywalk Plot 5.11 Main Works Contract BOQ (1).xlsx | E |  |  | NEW | CITYWALK PHASE-05, PLOT 5.11 | Residential | CITYWALK RESIDENTIAL 1 LLC |  | R — Electrical Engineering Installations | R | R02 | R0201 | R2 Main circuits | To main lobby | 18 | m² | AED | 1100 | 19800 | 5.08 | Electrical Engineering Installations | Length (m), Enumerated (nr), Item | 65 | Fuzzy | ⚠ | Priced
| Citywalk Plot 5.11 Main Works Contract BOQ (1).xlsx | F |  |  | NEW | CITYWALK PHASE-05, PLOT 5.11 | Residential | CITYWALK RESIDENTIAL 1 LLC |  | H — Doors And Windows | H | H05 | H0501 | H5 Glass | To door top board panel fixed to the wall | 2 | m² | AED | 1100 | 2200 | 2.06 | Windows and External Doors | Enumerated (nr), Area (m²), Length (m) | 63 | Fuzzy | ⚠ | Priced
| Citywalk Plot 5.11 Main Works Contract BOQ (1).xlsx | A |  |  | NEW | CITYWALK PHASE-05, PLOT 5.11 | Residential | CITYWALK RESIDENTIAL 1 LLC |  | J — Finishes | J | J03 | J0301 | J3 Finishings | To entrance area | 1 | Item | AED | 11250 | 11250 | 3.01 | Finishes – Floor Entrance Matting | Number or Each | 80 | AI | ⚠ | Priced
| Citywalk Plot 5.11 Main Works Contract BOQ (1).xlsx | A |  |  | NEW | CITYWALK PHASE-05, PLOT 5.11 | Residential | CITYWALK RESIDENTIAL 1 LLC |  | J — Finishes | J | J05 | J0501 | J5 Suspended ceilings | To ceilings; ceiling drop not exceeding 500mm | 45 | m² | AED | 99 | 4455 | 3.01 | Internal Finishes | Area (m²), Length (m) | 79 | Fuzzy | ⚠ | Priced
| Citywalk Plot 5.11 Main Works Contract BOQ (1).xlsx | B |  |  | NEW | CITYWALK PHASE-05, PLOT 5.11 | Residential | CITYWALK RESIDENTIAL 1 LLC |  | J — Finishes | J | J05 | J0501 | J5 Suspended ceilings | To ceilings; ceiling drop over 500mm but not exceeding 1000mm | 157 | m² | AED | 100 | 15700 | 3.01 | Internal Finishes | Area (m²), Length (m) | 77 | Fuzzy | ⚠ | Priced
| Citywalk Plot 5.11 Main Works Contract BOQ (1).xlsx | C |  |  | NEW | CITYWALK PHASE-05, PLOT 5.11 | Residential | CITYWALK RESIDENTIAL 1 LLC |  | J — Finishes | J | J05 | J0501 | J5 Suspended ceilings | Bulkhead; 200mm high | 92 | m | AED | 25 | 2300 | 3.01 | Finishes – Gypsum Bulkhead | Length (m) | 95 | Rule | ✓ | Priced
| Citywalk Plot 5.11 Main Works Contract BOQ (1).xlsx | D |  |  | NEW | CITYWALK PHASE-05, PLOT 5.11 | Residential | CITYWALK RESIDENTIAL 1 LLC |  | J — Finishes | J | J05 | J0501 | J5 Suspended ceilings | Bulkhead; 300mm high | 34 | m | AED | 38 | 1292 | 3.01 | Finishes – Gypsum Bulkhead | Length (m) | 95 | Rule | ✓ | Priced
| Citywalk Plot 5.11 Main Works Contract BOQ (1).xlsx | E |  |  | NEW | CITYWALK PHASE-05, PLOT 5.11 | Residential | CITYWALK RESIDENTIAL 1 LLC |  | J — Finishes | J | J07 | J0701 | J7 Signwriting | Cove light; 150 x 100mm | 126 | m | AED | 63 | 7938 | 3.01 | Finishes – Ceiling Finishes | Length (m) or Each | 78 | AI | ⚠ | Priced
| Citywalk Plot 5.11 Main Works Contract BOQ (1).xlsx | F |  |  | NEW | CITYWALK PHASE-05, PLOT 5.11 | Residential | CITYWALK RESIDENTIAL 1 LLC |  | J — Finishes | J | J07 | J0701 | J7 Signwriting | Shadow gap; aluminum ''W'' profile taped spackled and concealed to corner profile | 24 | m | AED | 15 | 360 | 3.01 | Finishes – Ceiling Details | Length (m) | 75 | AI | ⚠ | Priced
| Citywalk Plot 5.11 Main Works Contract BOQ (1).xlsx | G |  |  | NEW | CITYWALK PHASE-05, PLOT 5.11 | Residential | CITYWALK RESIDENTIAL 1 LLC |  | J — Finishes | J | J07 | J0701 | J7 Signwriting | Extra over for access panel; 600 x 600mm | 3 | Nr. | AED | 175 | 525 | 3.01 | Finishes – Ceiling Access Panels | Number or Each | 82 | AI | ⚠ | Priced
| Citywalk Plot 5.11 Main Works Contract BOQ (1).xlsx | A |  |  | NEW | CITYWALK PHASE-05, PLOT 5.11 | Residential | CITYWALK RESIDENTIAL 1 LLC |  | J — Finishes | J | J05 | J0501 | J5 Suspended ceilings | To ceilings; ceiling drop not exceeding 500mm | 12 | m² | AED | 99 | 1188 | 3.01 | Internal Finishes | Area (m²), Length (m) | 79 | Fuzzy | ⚠ | Priced
| Citywalk Plot 5.11 Main Works Contract BOQ (1).xlsx | B |  |  | NEW | CITYWALK PHASE-05, PLOT 5.11 | Residential | CITYWALK RESIDENTIAL 1 LLC |  | J — Finishes | J | J05 | J0501 | J5 Suspended ceilings | To ceilings; ceiling drop over 2000mm but not exceeding 2500mm | 19 | m² | AED | 104 | 1976 | 3.01 | Internal Finishes | Area (m²), Length (m) | 76 | Fuzzy | ⚠ | Priced
| Citywalk Plot 5.11 Main Works Contract BOQ (1).xlsx | C |  |  | NEW | CITYWALK PHASE-05, PLOT 5.11 | Residential | CITYWALK RESIDENTIAL 1 LLC |  | J — Finishes | J | J05 | J0501 | J5 Suspended ceilings | To ceilings; ceiling drop over 2500mm but not exceeding 3000mm | 84 | m² | AED | 110 | 9240 | 3.01 | Internal Finishes | Area (m²), Length (m) | 76 | Fuzzy | ⚠ | Priced
| Citywalk Plot 5.11 Main Works Contract BOQ (1).xlsx | D |  |  | NEW | CITYWALK PHASE-05, PLOT 5.11 | Residential | CITYWALK RESIDENTIAL 1 LLC |  | J — Finishes | J | J05 | J0501 | J5 Suspended ceilings | To ceilings; ceiling drop over 2000mm but not exceeding 2500mm | 830 | m² | AED | 183 | 151890 | 3.01 | Internal Finishes | Area (m²), Length (m) | 76 | Fuzzy | ⚠ | Priced
| Citywalk Plot 5.11 Main Works Contract BOQ (1).xlsx | E |  |  | NEW | CITYWALK PHASE-05, PLOT 5.11 | Residential | CITYWALK RESIDENTIAL 1 LLC |  | J — Finishes | J | J05 | J0501 | J5 Suspended ceilings | Bulkhead; 300mm high | 59 | m | AED | 44 | 2596 | 3.01 | Finishes – Gypsum Bulkhead | Length (m) | 95 | Rule | ✓ | Priced
| Citywalk Plot 5.11 Main Works Contract BOQ (1).xlsx | F |  |  | NEW | CITYWALK PHASE-05, PLOT 5.11 | Residential | CITYWALK RESIDENTIAL 1 LLC |  | J — Finishes | J | J07 | J0701 | J7 Signwriting | Cove light; 150 x 100mm | 116 | m | AED | 88 | 10208 | 3.01 | Finishes – Ceiling Finishes | Length (m) or Each | 78 | AI | ⚠ | Priced
| Citywalk Plot 5.11 Main Works Contract BOQ (1).xlsx | G |  |  | NEW | CITYWALK PHASE-05, PLOT 5.11 | Residential | CITYWALK RESIDENTIAL 1 LLC |  | J — Finishes | J | J05 | J0501 | J5 Suspended ceilings | To ceilings; ceiling drop not exceeding 500mm | 9 | m² | AED | 300 | 2700 | 3.01 | Internal Finishes | Area (m²), Length (m) | 79 | Fuzzy | ⚠ | Priced
| Citywalk Plot 5.11 Main Works Contract BOQ (1).xlsx | H |  |  | NEW | CITYWALK PHASE-05, PLOT 5.11 | Residential | CITYWALK RESIDENTIAL 1 LLC |  | J — Finishes | J | J05 | J0501 | J5 Suspended ceilings | To ceilings; ceiling drop over 500mm but not exceeding 1000mm | 7 | m² | AED | 325 | 2275 | 3.01 | Internal Finishes | Area (m²), Length (m) | 77 | Fuzzy | ⚠ | Priced
| Citywalk Plot 5.11 Main Works Contract BOQ (1).xlsx | J |  |  | NEW | CITYWALK PHASE-05, PLOT 5.11 | Residential | CITYWALK RESIDENTIAL 1 LLC |  | J — Finishes | J | J05 | J0501 | J5 Suspended ceilings | To ceilings; ceiling drop over 2500mm but not exceeding 3000mm | 29 | m² | AED | 350 | 10150 | 3.01 | Internal Finishes | Area (m²), Length (m) | 76 | Fuzzy | ⚠ | Priced
| Citywalk Plot 5.11 Main Works Contract BOQ (1).xlsx | A |  |  | NEW | CITYWALK PHASE-05, PLOT 5.11 | Residential | CITYWALK RESIDENTIAL 1 LLC |  | N — Special Construction | N | N01 | N0101 | N1 Generally | Type FF10; to floors | 496 | m² | AED | 73 | 36208 | 8.01 | Special Construction – Water Feature | Area (m²) | 88 | Rule | ✓ | Priced
| Citywalk Plot 5.11 Main Works Contract BOQ (1).xlsx | B |  |  | NEW | CITYWALK PHASE-05, PLOT 5.11 | Residential | CITYWALK RESIDENTIAL 1 LLC |  | J — Finishes | J | J03 | J0302 | J3 Finishings | Type FF11; to Parking & driveway | 3967 | m² | AED | 69 | 273723 | 3.01 | Finishes – Floor Tiles | Area (m²) | 82 | AI | ⚠ | Priced
| Citywalk Plot 5.11 Main Works Contract BOQ (1).xlsx | A |  |  | NEW | CITYWALK PHASE-05, PLOT 5.11 | Residential | CITYWALK RESIDENTIAL 1 LLC |  | N — Special Construction | N | N01 | N0101 | N1 Generally | Type FF11b; to floors | 724 | m² | AED | 58 | 41992 | 8.01 | Special Construction – Water Feature | Area (m²) | 88 | Rule | ✓ | Priced
| Citywalk Plot 5.11 Main Works Contract BOQ (1).xlsx | B |  |  | NEW | CITYWALK PHASE-05, PLOT 5.11 | Residential | CITYWALK RESIDENTIAL 1 LLC |  | B — Site Work | B | B09 | B0901 | B9 Excavation | Type FF12 | 31 | m² | AED | 73 | 2263 | 8.01 | Site Works, Drainage, External Services & Landscaping | Volume (m³), Length (m), Area (m²), Enumerated (nr), Item | 62 | Fuzzy | ⚠ | Priced
| Citywalk Plot 5.11 Main Works Contract BOQ (1).xlsx | C |  |  | NEW | CITYWALK PHASE-05, PLOT 5.11 | Residential | CITYWALK RESIDENTIAL 1 LLC |  | B — Site Work | B | B09 | B0901 | B9 Excavation | Type FF13 | 295 | m² | AED | 73 | 21535 | 8.01 | Site Works, Drainage, External Services & Landscaping | Volume (m³), Length (m), Area (m²), Enumerated (nr), Item | 62 | Fuzzy | ⚠ | Priced
| Citywalk Plot 5.11 Main Works Contract BOQ (1).xlsx | D |  |  | NEW | CITYWALK PHASE-05, PLOT 5.11 | Residential | CITYWALK RESIDENTIAL 1 LLC |  | J — Finishes | J | J03 | J0302 | J3 Finishings | Type FF16; to stairs | 105 | m² | AED | 73 | 7665 | 3.01 | Finishes – Floor Tiles | Area (m²) | 82 | AI | ⚠ | Priced
| Citywalk Plot 5.11 Main Works Contract BOQ (1).xlsx | E |  |  | NEW | CITYWALK PHASE-05, PLOT 5.11 | Residential | CITYWALK RESIDENTIAL 1 LLC |  | J — Finishes | J | J04 | J0401 | J4 Sundries | Type SK-04; 100mm high | 360 | m | AED | 24 | 8640 | 3.01 | Finishes – Skirting Boards | Length (m) | 80 | AI | ⚠ | Priced
| Citywalk Plot 5.11 Main Works Contract BOQ (1).xlsx | F |  |  | NEW | CITYWALK PHASE-05, PLOT 5.11 | Residential | CITYWALK RESIDENTIAL 1 LLC |  | J — Finishes | J | J04 | J0401 | J4 Sundries | Type SK-06; 100mm high | 164 | m | AED | 24 | 3936 | 3.01 | Finishes – Skirting Boards | Length (m) | 80 | AI | ⚠ | Priced
| Citywalk Plot 5.11 Main Works Contract BOQ (1).xlsx | A |  |  | NEW | CITYWALK PHASE-05, PLOT 5.11 | Residential | CITYWALK RESIDENTIAL 1 LLC |  | J — Finishes | J | J02 | J0201 | J2 Backgrounds | To walls BOH toilets and Janitor room; WF-05 | 45 | m² | AED | 4 | 180 | 3.01 | Finishes – Wall | Area (m²) | 88 | Rule | ✓ | Priced
| Citywalk Plot 5.11 Main Works Contract BOQ (1).xlsx | B |  |  | NEW | CITYWALK PHASE-05, PLOT 5.11 | Residential | CITYWALK RESIDENTIAL 1 LLC |  | J — Finishes | J | J02 | J0201 | J2 Backgrounds | To walls garbage room; WF-06 | 106 | m² | AED | 4 | 424 | 3.01 | Finishes – Wall | Area (m²) | 88 | Rule | ✓ | Priced
| Citywalk Plot 5.11 Main Works Contract BOQ (1).xlsx | C |  |  | NEW | CITYWALK PHASE-05, PLOT 5.11 | Residential | CITYWALK RESIDENTIAL 1 LLC |  | J — Finishes | J | J02 | J0201 | J2 Backgrounds | To walls service lobby; WF-16 | 97 | m² | AED | 4 | 388 | 3.01 | Finishes – Wall | Area (m²) | 88 | Rule | ✓ | Priced
| Citywalk Plot 5.11 Main Works Contract BOQ (1).xlsx | D |  |  | NEW | CITYWALK PHASE-05, PLOT 5.11 | Residential | CITYWALK RESIDENTIAL 1 LLC |  | J — Finishes | J | J02 | J0201 | J2 Backgrounds | To walls WM room; WF-19 | 78 | m² | AED | 4 | 312 | 3.01 | Finishes – Wall | Area (m²) | 88 | Rule | ✓ | Priced
| Citywalk Plot 5.11 Main Works Contract BOQ (1).xlsx | E |  |  | NEW | CITYWALK PHASE-05, PLOT 5.11 | Residential | CITYWALK RESIDENTIAL 1 LLC |  | J — Finishes | J | J05 | J0501 | J5 Suspended ceilings | To bulk waste; WF-15 | 59 | m² | AED | 23 | 1357 | 3.01 | Finishes – Wall Coverings | Area (m²) | 75 | AI | ⚠ | Priced
| Citywalk Plot 5.11 Main Works Contract BOQ (1).xlsx | F |  |  | NEW | CITYWALK PHASE-05, PLOT 5.11 | Residential | CITYWALK RESIDENTIAL 1 LLC |  | B — Site Work | B | B09 | B0902 | B9 Excavation | To service areas and corridors; WF-20 | 2915 | m² | AED | 23 | 67045 | 8.01 | Site Works, Drainage, External Services & Landscaping | Volume (m³), Length (m), Area (m²), Enumerated (nr), Item | 60 | Fuzzy | ⚠ | Priced
| Citywalk Plot 5.11 Main Works Contract BOQ (1).xlsx | G |  |  | NEW | CITYWALK PHASE-05, PLOT 5.11 | Residential | CITYWALK RESIDENTIAL 1 LLC |  | J — Finishes | J | J05 | J0501 | J5 Suspended ceilings | To BOH corridors; WF-20 | 189 | m² | AED | 23 | 4347 | 3.01 | Finishes – Wall Coverings | Area (m²) | 75 | AI | ⚠ | Priced
| Citywalk Plot 5.11 Main Works Contract BOQ (1).xlsx | H |  |  | NEW | CITYWALK PHASE-05, PLOT 5.11 | Residential | CITYWALK RESIDENTIAL 1 LLC |  | J — Finishes | J | J03 | J0301 | J3 Finishings | To generator room; WF-17 | 168 | m² | AED | 0 | As per tender query respone 4/200, finish for generator room is changed to WF-20 | 3.01 | Finishes – Wall Finishes | Area (m²) | 85 | AI | ✓ | Unpriced
| Citywalk Plot 5.11 Main Works Contract BOQ (1).xlsx | A |  |  | NEW | CITYWALK PHASE-05, PLOT 5.11 | Residential | CITYWALK RESIDENTIAL 1 LLC |  | J — Finishes | J | J03 | J0301 | J3 Finishings | To parking area; WF-22 | 3876 | m² | AED | 29 | 112404 | 3.01 | Finishes – Wall Finishes | Area (m²) | 85 | AI | ✓ | Priced
| Citywalk Plot 5.11 Main Works Contract BOQ (1).xlsx | B |  |  | NEW | CITYWALK PHASE-05, PLOT 5.11 | Residential | CITYWALK RESIDENTIAL 1 LLC |  | C — Concrete Work | C | C04 | C0406 | C4 Shuttering | To parking area circular column; WF-22 | 44 | m² | AED | 29 | 1276 | 2.01 | Frame / Concrete Work | Volume (m³), Weight (t), Area (m²), Length (m), Enumerated (nr) | 63 | Fuzzy | ⚠ | Priced
| Citywalk Plot 5.11 Main Works Contract BOQ (1).xlsx | C |  |  | NEW | CITYWALK PHASE-05, PLOT 5.11 | Residential | CITYWALK RESIDENTIAL 1 LLC |  | J — Finishes | J | J03 | J0301 | J3 Finishings | To F/S lift; WF-23 | 104 | m² | AED | 30 | 3120 | 3.01 | Finishes – Wall Finishes | Area (m²) | 85 | AI | ✓ | Priced
| Citywalk Plot 5.11 Main Works Contract BOQ (1).xlsx | D |  |  | NEW | CITYWALK PHASE-05, PLOT 5.11 | Residential | CITYWALK RESIDENTIAL 1 LLC |  | J — Finishes | J | J03 | J0301 | J3 Finishings | To lift lobby; C-PA-03 | 10 | m² | AED | 0 | N/A | 3.01 | Finishes – Wall Finishes | Area (m²) | 85 | AI | ✓ | Unpriced
| Citywalk Plot 5.11 Main Works Contract BOQ (1).xlsx | E |  |  | NEW | CITYWALK PHASE-05, PLOT 5.11 | Residential | CITYWALK RESIDENTIAL 1 LLC |  | B — Site Work | B | B24 | B2401 | B24 Tunnel excavation | To MEP shafts | 316 | m² | AED | 0 | N/A as per TQR 154 | 8.01 | Site Works, Drainage, External Services & Landscaping | Volume (m³), Length (m), Area (m²), Enumerated (nr), Item | 66 | Fuzzy | ⚠ | Unpriced
| Citywalk Plot 5.11 Main Works Contract BOQ (1).xlsx | A |  |  | NEW | CITYWALK PHASE-05, PLOT 5.11 | Residential | CITYWALK RESIDENTIAL 1 LLC |  | J — Finishes | J | J03 | J0301 | J3 Finishings | To stair; WF-18 | 134 | m² | AED | 23 | 3082 | 3.01 | Finishes – Wall Finishes | Area (m²) | 85 | AI | ✓ | Priced
| Citywalk Plot 5.11 Main Works Contract BOQ (1).xlsx | B |  |  | NEW | CITYWALK PHASE-05, PLOT 5.11 | Residential | CITYWALK RESIDENTIAL 1 LLC |  | C — Concrete Work | C | C02 | C0201 | C2 Poured concrete | To staircases; WF-18 | 214 | m² | AED | 23 | 4922 | 2.01 | Frame | Volume (m³) | 93 | Rule | ✓ | Priced
| Citywalk Plot 5.11 Main Works Contract BOQ (1).xlsx | C |  |  | NEW | CITYWALK PHASE-05, PLOT 5.11 | Residential | CITYWALK RESIDENTIAL 1 LLC |  | H — Doors And Windows | H | H00 | H0000 |  | To door top board fixed to the wall | 2 | m² | AED | 81 | 162 | 2.06 | Windows and External Doors | Enumerated (nr), Area (m²), Length (m) | 64 | Fuzzy | ⚠ | Priced
| Citywalk Plot 5.11 Main Works Contract BOQ (1).xlsx | D |  |  | NEW | CITYWALK PHASE-05, PLOT 5.11 | Residential | CITYWALK RESIDENTIAL 1 LLC |  | J — Finishes | J | J02 | J0201 | J2 Backgrounds | To gypsum board ceiling | 202 | m² | AED | 23 | 4646 | 3.01 | Internal Finishes | Area (m²), Length (m) | 72 | Fuzzy | ⚠ | Priced
| Citywalk Plot 5.11 Main Works Contract BOQ (1).xlsx | E |  |  | NEW | CITYWALK PHASE-05, PLOT 5.11 | Residential | CITYWALK RESIDENTIAL 1 LLC |  | J — Finishes | J | J05 | J0501 | J5 Suspended ceilings | To bulkheads and light coves | 78 | m² | AED | 23 | 1794 | 3.01 | Internal Finishes | Area (m²), Length (m) | 71 | Fuzzy | ⚠ | Priced
| Citywalk Plot 5.11 Main Works Contract BOQ (1).xlsx | A |  |  | NEW | CITYWALK PHASE-05, PLOT 5.11 | Residential | CITYWALK RESIDENTIAL 1 LLC |  | J — Finishes | J | J02 | J0201 | J2 Backgrounds | To ceiling soffit | 4453 | m² | AED | 35 | 155855 | 3.01 | Internal Finishes | Area (m²), Length (m) | 79 | Fuzzy | ⚠ | Priced
| Citywalk Plot 5.11 Main Works Contract BOQ (1).xlsx | B |  |  | NEW | CITYWALK PHASE-05, PLOT 5.11 | Residential | CITYWALK RESIDENTIAL 1 LLC |  | J — Finishes | J | J02 | J0201 | J2 Backgrounds | To ceiling soffit | 4 | m² | AED | 23 | 92 | 3.01 | Internal Finishes | Area (m²), Length (m) | 79 | Fuzzy | ⚠ | Priced
| Citywalk Plot 5.11 Main Works Contract BOQ (1).xlsx | C |  |  | NEW | CITYWALK PHASE-05, PLOT 5.11 | Residential | CITYWALK RESIDENTIAL 1 LLC |  | J — Finishes | J | J02 | J0201 | J2 Backgrounds | To cement board ceiling | 830 | m² | AED | 23 | 19090 | 3.01 | Internal Finishes | Area (m²), Length (m) | 72 | Fuzzy | ⚠ | Priced
| Citywalk Plot 5.11 Main Works Contract BOQ (1).xlsx | D |  |  | NEW | CITYWALK PHASE-05, PLOT 5.11 | Residential | CITYWALK RESIDENTIAL 1 LLC |  | J — Finishes | J | J05 | J0501 | J5 Suspended ceilings | To bulkheads and light coves | 63 | m² | AED | 23 | 1449 | 3.01 | Internal Finishes | Area (m²), Length (m) | 71 | Fuzzy | ⚠ | Priced
| Citywalk Plot 5.11 Main Works Contract BOQ (1).xlsx | E |  |  | NEW | CITYWALK PHASE-05, PLOT 5.11 | Residential | CITYWALK RESIDENTIAL 1 LLC |  | J — Finishes | J | J02 | J0201 | J2 Backgrounds | To ceiling soffit | 366 | m² | AED | 23 | 8418 | 3.01 | Internal Finishes | Area (m²), Length (m) | 79 | Fuzzy | ⚠ | Priced
| Citywalk Plot 5.11 Main Works Contract BOQ (1).xlsx | F |  |  | NEW | CITYWALK PHASE-05, PLOT 5.11 | Residential | CITYWALK RESIDENTIAL 1 LLC |  | J — Finishes | J | J02 | J0201 | J2 Backgrounds | To ceiling soffit | 255 | m² | AED | 29 | 7395 | 3.01 | Internal Finishes | Area (m²), Length (m) | 79 | Fuzzy | ⚠ | Priced
| Citywalk Plot 5.11 Main Works Contract BOQ (1).xlsx | A |  |  | NEW | CITYWALK PHASE-05, PLOT 5.11 | Residential | CITYWALK RESIDENTIAL 1 LLC |  | J — Finishes | J | J02 | J0201 | J2 Backgrounds | To ceiling soffit | 113 | m² | AED | 23 | 2599 | 3.01 | Internal Finishes | Area (m²), Length (m) | 79 | Fuzzy | ⚠ | Priced
| Citywalk Plot 5.11 Main Works Contract BOQ (1).xlsx | B |  |  | NEW | CITYWALK PHASE-05, PLOT 5.11 | Residential | CITYWALK RESIDENTIAL 1 LLC |  | J — Finishes | J | J02 | J0201 | J2 Backgrounds | To ceiling soffit | 519 | m² | AED | 23 | 11937 | 3.01 | Internal Finishes | Area (m²), Length (m) | 79 | Fuzzy | ⚠ | Priced
| Citywalk Plot 5.11 Main Works Contract BOQ (1).xlsx | C |  |  | NEW | CITYWALK PHASE-05, PLOT 5.11 | Residential | CITYWALK RESIDENTIAL 1 LLC |  | J — Finishes | J | J03 | J0301 | J3 Finishings | To stair soffit | 114 | m² | AED | 23 | 2622 | 3.01 | Finishes – Wall/Ceiling Finishes | Area (m²) | 80 | AI | ⚠ | Priced
| Citywalk Plot 5.11 Main Works Contract BOQ (1).xlsx | D |  |  | NEW | CITYWALK PHASE-05, PLOT 5.11 | Residential | CITYWALK RESIDENTIAL 1 LLC |  | F — Woodwork | F | F02 | F0201 | F2 Structural timbers | To block walls above entrance lobby; Grey colour | 7 | m² | AED | 0 | 0 | 2.01 | Frame / Woodwork | Length (m), Area (m²), Enumerated (nr) | 78 | Fuzzy | ⚠ | Unpriced
| Citywalk Plot 5.11 Main Works Contract BOQ (1).xlsx | E |  |  | NEW | CITYWALK PHASE-05, PLOT 5.11 | Residential | CITYWALK RESIDENTIAL 1 LLC |  | C — Concrete Work | C | C02 | C0201 | C2 Poured concrete | To stepped planter walls; type-W01 | 418 | m² | AED | 45 | 18810 | 2.01 | Upper Floors / Walls | Volume (m³) | 93 | Rule | ✓ | Priced
| Citywalk Plot 5.11 Main Works Contract BOQ (1).xlsx | A |  |  | NEW | CITYWALK PHASE-05, PLOT 5.11 | Residential | CITYWALK RESIDENTIAL 1 LLC |  | B — Site Work | B | B24 | B2401 | B24 Tunnel excavation | Straight arrow | 9 | Nr. | AED | 69 | 621 | 8.01 | Site Works, Drainage, External Services & Landscaping | Volume (m³), Length (m), Area (m²), Enumerated (nr), Item | 72 | Fuzzy | ⚠ | Priced
| Citywalk Plot 5.11 Main Works Contract BOQ (1).xlsx | B |  |  | NEW | CITYWALK PHASE-05, PLOT 5.11 | Residential | CITYWALK RESIDENTIAL 1 LLC |  | K — Accessories | K | K02 | K0204 | K2 Partitions | Right turn arrow | 10 | Nr. | AED | 94 | 940 | 5.12 | Communication & Security – Signage | Number | 82 | AI | ⚠ | Priced
| Citywalk Plot 5.11 Main Works Contract BOQ (1).xlsx | C |  |  | NEW | CITYWALK PHASE-05, PLOT 5.11 | Residential | CITYWALK RESIDENTIAL 1 LLC |  | K — Accessories | K | K02 | K0204 | K2 Partitions | Left turn arrow | 3 | Nr. | AED | 94 | 282 | 5.12 | Communication & Security – Signage | Number | 82 | AI | ⚠ | Priced
| Citywalk Plot 5.11 Main Works Contract BOQ (1).xlsx | D |  |  | NEW | CITYWALK PHASE-05, PLOT 5.11 | Residential | CITYWALK RESIDENTIAL 1 LLC |  | K — Accessories | K | K02 | K0204 | K2 Partitions | Left and right turn arrow | 2 | Nr. | AED | 69 | 138 | 5.12 | Communication & Security – Signage | Number | 82 | AI | ⚠ | Priced
| Citywalk Plot 5.11 Main Works Contract BOQ (1).xlsx | E |  |  | NEW | CITYWALK PHASE-05, PLOT 5.11 | Residential | CITYWALK RESIDENTIAL 1 LLC |  | K — Accessories | K | K02 | K0204 | K2 Partitions | Straight/left arrow | 1 | Nr. | AED | 94 | 94 | 5.12 | Communication & Security – Signage | Number | 82 | AI | ⚠ | Priced
| Citywalk Plot 5.11 Main Works Contract BOQ (1).xlsx | F |  |  | NEW | CITYWALK PHASE-05, PLOT 5.11 | Residential | CITYWALK RESIDENTIAL 1 LLC |  | K — Accessories | K | K02 | K0204 | K2 Partitions | Straight/left/right arrow | 3 | Nr. | AED | 94 | 282 | 5.12 | Communication & Security – Signage | Number | 82 | AI | ⚠ | Priced
| Citywalk Plot 5.11 Main Works Contract BOQ (1).xlsx | G |  |  | NEW | CITYWALK PHASE-05, PLOT 5.11 | Residential | CITYWALK RESIDENTIAL 1 LLC |  | J — Finishes | J | J03 | J0302 | J3 Finishings | Separation lines; 100mm wide | 1403 | m | AED | 13 | 18239 | 3.01 | Finishes – Floor Markings | Length (m) | 80 | AI | ⚠ | Priced
| Citywalk Plot 5.11 Main Works Contract BOQ (1).xlsx | H |  |  | NEW | CITYWALK PHASE-05, PLOT 5.11 | Residential | CITYWALK RESIDENTIAL 1 LLC |  | B — Site Work | B | B12 | B1201 | B12 Filling | Line Marking | 78 | m | AED | 8 | 624 | 8.01 | Site Works, Drainage, External Services & Landscaping | Volume (m³), Length (m), Area (m²), Enumerated (nr), Item | 63 | Fuzzy | ⚠ | Priced
| Citywalk Plot 5.11 Main Works Contract BOQ (1).xlsx | J |  |  | NEW | CITYWALK PHASE-05, PLOT 5.11 | Residential | CITYWALK RESIDENTIAL 1 LLC |  | K — Accessories | K | K02 | K0204 | K2 Partitions | Type CP1-RG01; Disabled Sign | 3 | Nr. | AED | 219 | 657 | 5.12 | Communication & Security – Signage | Number | 85 | AI | ✓ | Priced
| Citywalk Plot 5.11 Main Works Contract BOQ (1).xlsx | K |  |  | NEW | CITYWALK PHASE-05, PLOT 5.11 | Residential | CITYWALK RESIDENTIAL 1 LLC |  | K — Accessories | K | K02 | K0204 | K2 Partitions | Type CP1-RG01 Prefered Parking Sign | 3 | Nr. | AED | 219 | 657 | 5.12 | Communication & Security – Signage | Number | 85 | AI | ✓ | Priced
| Citywalk Plot 5.11 Main Works Contract BOQ (1).xlsx | L |  |  | NEW | CITYWALK PHASE-05, PLOT 5.11 | Residential | CITYWALK RESIDENTIAL 1 LLC |  | K — Accessories | K | K02 | K0204 | K2 Partitions | Parking Lot Sign | 132 | Nr. | AED | 31 | 4092 | 5.12 | Communication & Security – Signage | Number | 85 | AI | ✓ | Priced
| Citywalk Plot 5.11 Main Works Contract BOQ (1).xlsx | M |  |  | NEW | CITYWALK PHASE-05, PLOT 5.11 | Residential | CITYWALK RESIDENTIAL 1 LLC |  | J — Finishes | J | J03 | J0301 | J3 Finishings | Floor paint marking | 2 | m² | AED | 125 | 250 | 3.01 | Internal Finishes | Area (m²), Length (m) | 62 | Fuzzy | ⚠ | Priced
| Citywalk Plot 5.11 Main Works Contract BOQ (1).xlsx | A |  |  | NEW | CITYWALK PHASE-05, PLOT 5.11 | Residential | CITYWALK RESIDENTIAL 1 LLC |  | A — General Requirements | A | A01 | A0101 | Conditions of contract | Allow for any other works which are not included above and which are required to complete the Finishes in accordance with the Specification and the Drawings (Tenderer to list below) | 0 | Item | AED | 0 | 0 | 9.01 | Preliminaries – Contingency | Item | 90 | Rule | ✓ | Unpriced
| Citywalk Plot 5.11 Main Works Contract BOQ (1).xlsx | 1 |  |  | NEW | CITYWALK PHASE-05, PLOT 5.11 | Residential | CITYWALK RESIDENTIAL 1 LLC |  | J — Finishes | J | J05 | J0500 | J5 Suspended ceilings | Spray plaster to exposed ceiling | 613 | m² | AED | 30 | 18390 | 3.01 | Internal Finishes | Area (m²), Length (m) | 71 | Fuzzy | ⚠ | Priced
| Citywalk Plot 5.11 Main Works Contract BOQ (1).xlsx | 2 |  |  | NEW | CITYWALK PHASE-05, PLOT 5.11 | Residential | CITYWALK RESIDENTIAL 1 LLC |  | J — Finishes | J | J03 | J0301 | J3 Finishings | Transition trim to common areas | 15 | m | AED | 81 | 1215 | 3.01 | Finishes – Trim & Transitions | Length (m) | 78 | AI | ⚠ | Priced
| Citywalk Plot 5.11 Main Works Contract BOQ (1).xlsx | 3 |  |  | NEW | CITYWALK PHASE-05, PLOT 5.11 | Residential | CITYWALK RESIDENTIAL 1 LLC |  | F — Woodwork | F | F02 | F0201 | F2 Structural timbers | Wall paint; with pure acrylic external paint finish To block walls above entrance lobby; Grey colour | 13 | m² | AED | 45 | 585 | 2.01 | Frame / Woodwork | Length (m), Area (m²), Enumerated (nr) | 72 | Fuzzy | ⚠ | Priced
| Citywalk Plot 5.11 Main Works Contract BOQ (1).xlsx | 4 |  |  | NEW | CITYWALK PHASE-05, PLOT 5.11 | Residential | CITYWALK RESIDENTIAL 1 LLC |  | F — Woodwork | F | F02 | F0201 | F2 Structural timbers | End trim to Garbage room walls | 37 | m | AED | 61 | 2257 | 2.01 | Frame / Woodwork | Length (m), Area (m²), Enumerated (nr) | 79 | Fuzzy | ⚠ | Priced
| Citywalk Plot 5.11 Main Works Contract BOQ (1).xlsx | 2/J/1/A |  |  | NEW | CITYWALK PHASE-05, PLOT 5.11 | Residential | CITYWALK RESIDENTIAL 1 LLC |  | B — Site Work | B | B09 | B0901 | B9 Excavation | 50mm thick; to receive tiles | -1 | m² | AED | 100 | -100 | 8.01 | Site Works, Drainage, External Services & Landscaping | Volume (m³), Length (m), Area (m²), Enumerated (nr), Item | 62 | Fuzzy | ⚠ | Priced
| Citywalk Plot 5.11 Main Works Contract BOQ (1).xlsx | 2/J/1/B |  |  | NEW | CITYWALK PHASE-05, PLOT 5.11 | Residential | CITYWALK RESIDENTIAL 1 LLC |  | J — Finishes | J | J03 | J0303 | J3 Finishings | 50mm thick; to receive Epoxy Paint | 37 | m² | AED | 100 | 3700 | 3.01 | Finishes – Painting & Coatings | Area (m²) | 82 | AI | ⚠ | Priced
| Citywalk Plot 5.11 Main Works Contract BOQ (1).xlsx | 2/J/1/C |  |  | NEW | CITYWALK PHASE-05, PLOT 5.11 | Residential | CITYWALK RESIDENTIAL 1 LLC |  | J — Finishes | J | J02 | J0201 | J2 Backgrounds | Plaster; to walls receive tiles | -173 | m² | AED | 46 | -7958 | 3.01 | Finishes – Wall | Area (m²) | 88 | Rule | ✓ | Priced
| Citywalk Plot 5.11 Main Works Contract BOQ (1).xlsx | 2/J/1/D |  |  | NEW | CITYWALK PHASE-05, PLOT 5.11 | Residential | CITYWALK RESIDENTIAL 1 LLC |  | J — Finishes | J | J02 | J0201 | J2 Backgrounds | Plaster; to walls receive paint | -890 | m² | AED | 46 | -40940 | 3.01 | Finishes – Wall | Area (m²) | 88 | Rule | ✓ | Priced
| Citywalk Plot 5.11 Main Works Contract BOQ (1).xlsx | 2/J/1/E |  |  | NEW | CITYWALK PHASE-05, PLOT 5.11 | Residential | CITYWALK RESIDENTIAL 1 LLC |  | J — Finishes | J | J02 | J0201 | J2 Backgrounds | Plaster; to walls receive GRP lining | 228 | m² | AED | 46 | 10488 | 3.01 | Finishes – Wall | Area (m²) | 88 | Rule | ✓ | Priced
| Citywalk Plot 5.11 Main Works Contract BOQ (1).xlsx | 2/J/2/A |  |  | NEW | CITYWALK PHASE-05, PLOT 5.11 | Residential | CITYWALK RESIDENTIAL 1 LLC |  | J — Finishes | J | J02 | J0201 | J2 Backgrounds | Plaster; to walls receive galvanized rolled sheet plates and metal sheet coverings | 23 | m² | AED | 46 | 1058 | 3.01 | Finishes – Wall | Area (m²) | 88 | Rule | ✓ | Priced
| Citywalk Plot 5.11 Main Works Contract BOQ (1).xlsx | 2/J/2/B |  |  | NEW | CITYWALK PHASE-05, PLOT 5.11 | Residential | CITYWALK RESIDENTIAL 1 LLC |  | C — Concrete Work | C | C02 | C0201 | C2 Poured concrete | To stepped planter walls; type-W01 | -76 | m² | AED | 62 | -4712 | 2.01 | Upper Floors / Walls | Volume (m³) | 93 | Rule | ✓ | Priced
| Citywalk Plot 5.11 Main Works Contract BOQ (1).xlsx | 2/J/3/A |  |  | NEW | CITYWALK PHASE-05, PLOT 5.11 | Residential | CITYWALK RESIDENTIAL 1 LLC |  | J — Finishes | J | J03 | J0301 | J3 Finishings | Type FF01a; size 300 x 300 x 10mm; to dry area | 1 | m² | AED | 43 | 43 | 3.01 | Finishes – Floor Finishes | Area (m²) | 85 | AI | ✓ | Priced
| Citywalk Plot 5.11 Main Works Contract BOQ (1).xlsx | 2/J/3/B |  |  | NEW | CITYWALK PHASE-05, PLOT 5.11 | Residential | CITYWALK RESIDENTIAL 1 LLC |  | J — Finishes | J | J03 | J0301 | J3 Finishings | Type FF17; size 300 x 300 x 13mm; to Service lobby | 1 | m² | AED | 64 | 64 | 3.01 | Finishes – Floor Finishes | Area (m²) | 85 | AI | ✓ | Priced
| Citywalk Plot 5.11 Main Works Contract BOQ (1).xlsx | 2/J/3/B |  |  | NEW | CITYWALK PHASE-05, PLOT 5.11 | Residential | CITYWALK RESIDENTIAL 1 LLC |  | J — Finishes | J | J03 | J0301 | J3 Finishings | Type FF01b; size 300 x 300 x 10mm; to dry area | -7 | m² | AED | 43 | -301 | 3.01 | Finishes – Floor Finishes | Area (m²) | 85 | AI | ✓ | Priced
| Citywalk Plot 5.11 Main Works Contract BOQ (1).xlsx | 2/J/4/B |  |  | NEW | CITYWALK PHASE-05, PLOT 5.11 | Residential | CITYWALK RESIDENTIAL 1 LLC |  | J — Finishes | J | J03 | J0301 | J3 Finishings | Type FF08; size 300 x 300 x 10mm; to main Garbage Room | 1 | m² | AED | 43 | 43 | 3.01 | Finishes – Floor Finishes | Area (m²) | 85 | AI | ✓ | Priced
| Citywalk Plot 5.11 Main Works Contract BOQ (1).xlsx | 2/J/4/C |  |  | NEW | CITYWALK PHASE-05, PLOT 5.11 | Residential | CITYWALK RESIDENTIAL 1 LLC |  | J — Finishes | J | J03 | J0301 | J3 Finishings | Type C-FL-01; Tundra grey marble floor; to main lobby | -11 | m² | AED | 682 | -7502 | 3.01 | Finishes – Floor Finishes | Area (m²) | 88 | AI | ✓ | Priced
| Citywalk Plot 5.11 Main Works Contract BOQ (1).xlsx | 2/J/5/A |  |  | NEW | CITYWALK PHASE-05, PLOT 5.11 | Residential | CITYWALK RESIDENTIAL 1 LLC |  | J — Finishes | J | J03 | J0301 | J3 Finishings | Type SK-01; 100mm high | -25 | m | AED | 9 | -225 | 3.01 | Finishes – Skirtings & Trims | Length (m) | 85 | AI | ✓ | Priced
| Citywalk Plot 5.11 Main Works Contract BOQ (1).xlsx | 2/J/5/C |  |  | NEW | CITYWALK PHASE-05, PLOT 5.11 | Residential | CITYWALK RESIDENTIAL 1 LLC |  | J — Finishes | J | J03 | J0301 | J3 Finishings | Type C-SK-01 | -9 | m | AED | 57 | -513 | 3.01 | Finishes – Skirtings & Trims | Length (m) | 85 | AI | ✓ | Priced
| Citywalk Plot 5.11 Main Works Contract BOQ (1).xlsx | 2/J/5/D |  |  | NEW | CITYWALK PHASE-05, PLOT 5.11 | Residential | CITYWALK RESIDENTIAL 1 LLC |  | J — Finishes | J | J03 | J0301 | J3 Finishings | Type FF01a; size 300 x 300 x 10mm; to wet area | 1 | m² | AED | 56 | 56 | 3.01 | Finishes – Floor Finishes | Area (m²) | 85 | AI | ✓ | Priced
| Citywalk Plot 5.11 Main Works Contract BOQ (1).xlsx | 2/J/5/E |  |  | NEW | CITYWALK PHASE-05, PLOT 5.11 | Residential | CITYWALK RESIDENTIAL 1 LLC |  | J — Finishes | J | J03 | J0301 | J3 Finishings | Type FF17; size 300 x 300 x 13mm; to Service lobby | 1 | m² | AED | 51 | 51 | 3.01 | Finishes – Floor Finishes | Area (m²) | 85 | AI | ✓ | Priced
| Citywalk Plot 5.11 Main Works Contract BOQ (1).xlsx | A |  |  | NEW | CITYWALK PHASE-05, PLOT 5.11 | Residential | CITYWALK RESIDENTIAL 1 LLC |  | A — General Requirements | A | A01 | A0101 | Conditions of contract | Allow for any other works which are not included above and which are required to complete the Finishes in accordance with the Specification and the Drawings (Tenderer to list below) | 0 | Item | AED | 0 | 0 | 9.01 | Preliminaries – Contingency | Item | 90 | Rule | ✓ | Unpriced
| Citywalk Plot 5.11 Main Works Contract BOQ (1).xlsx | 2/J/5/E |  |  | NEW | CITYWALK PHASE-05, PLOT 5.11 | Residential | CITYWALK RESIDENTIAL 1 LLC |  | J — Finishes | J | J03 | J0301 | J3 Finishings | Type FF01b; size 300 x 300 x 10mm; to wet area | -7 | m² | AED | 56 | -392 | 3.01 | Finishes – Floor Finishes | Area (m²) | 85 | AI | ✓ | Priced
| Citywalk Plot 5.11 Main Works Contract BOQ (1).xlsx | 2/J/6/B |  |  | NEW | CITYWALK PHASE-05, PLOT 5.11 | Residential | CITYWALK RESIDENTIAL 1 LLC |  | J — Finishes | J | J03 | J0301 | J3 Finishings | Type FF08; size 300 x 300 x 10mm; to main Garbage Room | 1 | m² | AED | 56 | 56 | 3.01 | Finishes – Floor Finishes | Area (m²) | 85 | AI | ✓ | Priced
| Citywalk Plot 5.11 Main Works Contract BOQ (1).xlsx | 2/J/6/C |  |  | NEW | CITYWALK PHASE-05, PLOT 5.11 | Residential | CITYWALK RESIDENTIAL 1 LLC |  | J — Finishes | J | J03 | J0301 | J3 Finishings | Type C-FL-01; Tundra grey marble floor; to main lobby | -11 | m² | AED | 93 | -1023 | 3.01 | Finishes – Floor Finishes | Area (m²) | 88 | AI | ✓ | Priced
| Citywalk Plot 5.11 Main Works Contract BOQ (1).xlsx | 2/J/6/D |  |  | NEW | CITYWALK PHASE-05, PLOT 5.11 | Residential | CITYWALK RESIDENTIAL 1 LLC |  | J — Finishes | J | J03 | J0301 | J3 Finishings | Type A-TH-01; 130mm wide; to apartment | -2 | m | AED | 69 | -138 | 3.01 | Finishes – Trims & Thresholds | Length (m) | 82 | AI | ⚠ | Priced
| Citywalk Plot 5.11 Main Works Contract BOQ (1).xlsx | 2/J/6/E |  |  | NEW | CITYWALK PHASE-05, PLOT 5.11 | Residential | CITYWALK RESIDENTIAL 1 LLC |  | J — Finishes | J | J03 | J0301 | J3 Finishings | Type SK-01; 100mm high | -25 | m | AED | 13 | -325 | 3.01 | Finishes – Skirtings & Trims | Length (m) | 85 | AI | ✓ | Priced
| Citywalk Plot 5.11 Main Works Contract BOQ (1).xlsx | 2/J/7/A |  |  | NEW | CITYWALK PHASE-05, PLOT 5.11 | Residential | CITYWALK RESIDENTIAL 1 LLC |  | J — Finishes | J | J03 | J0301 | J3 Finishings | Type C-SK-01 | -9 | m | AED | 25 | -225 | 3.01 | Finishes – Skirtings & Trims | Length (m) | 85 | AI | ✓ | Priced
| Citywalk Plot 5.11 Main Works Contract BOQ (1).xlsx | 2/J/7/C |  |  | NEW | CITYWALK PHASE-05, PLOT 5.11 | Residential | CITYWALK RESIDENTIAL 1 LLC |  | R — Electrical Engineering Installations | R | R02 | R0201 | R2 Main circuits | To main lobby | -44 | m² | AED | 135 | -5940 | 5.08 | Electrical Engineering Installations | Length (m), Enumerated (nr), Item | 65 | Fuzzy | ⚠ | Priced
| Citywalk Plot 5.11 Main Works Contract BOQ (1).xlsx | 2/J/7/E |  |  | NEW | CITYWALK PHASE-05, PLOT 5.11 | Residential | CITYWALK RESIDENTIAL 1 LLC |  | J — Finishes | J | J03 | J0301 | J3 Finishings | To garbage room | 0 | m² | AED | 43 | 0 | 3.01 | Finishes – Wall Finishes | Area (m²) | 80 | AI | ⚠ | Rate Only
| Citywalk Plot 5.11 Main Works Contract BOQ (1).xlsx | 2/J/8/A |  |  | NEW | CITYWALK PHASE-05, PLOT 5.11 | Residential | CITYWALK RESIDENTIAL 1 LLC |  | R — Electrical Engineering Installations | R | R02 | R0201 | R2 Main circuits | To main lobby | -47 | m² | AED | 58 | -2726 | 5.08 | Electrical Engineering Installations | Length (m), Enumerated (nr), Item | 65 | Fuzzy | ⚠ | Priced
| Citywalk Plot 5.11 Main Works Contract BOQ (1).xlsx | 2/J/8/F |  |  | NEW | CITYWALK PHASE-05, PLOT 5.11 | Residential | CITYWALK RESIDENTIAL 1 LLC |  | J — Finishes | J | J03 | J0301 | J3 Finishings | To service Lobby; WF-16 | 25 | m² | AED | 1250 | 31250 | 3.01 | Finishes – Wall Finishes | Area (m²) | 80 | AI | ⚠ | Priced
| Citywalk Plot 5.11 Main Works Contract BOQ (1).xlsx | 2/J/9/D |  |  | NEW | CITYWALK PHASE-05, PLOT 5.11 | Residential | CITYWALK RESIDENTIAL 1 LLC |  | J — Finishes | J | J03 | J0301 | J3 Finishings | To lift lobby | -9 | m² | AED | 1100 | -9900 | 3.01 | Finishes – Wall Finishes | Area (m²) | 85 | AI | ✓ | Priced
| Citywalk Plot 5.11 Main Works Contract BOQ (1).xlsx | 2/J/9/E |  |  | NEW | CITYWALK PHASE-05, PLOT 5.11 | Residential | CITYWALK RESIDENTIAL 1 LLC |  | R — Electrical Engineering Installations | R | R02 | R0201 | R2 Main circuits | To main lobby | -2 | m² | AED | 1100 | -2200 | 5.08 | Electrical Engineering Installations | Length (m), Enumerated (nr), Item | 65 | Fuzzy | ⚠ | Priced
| Citywalk Plot 5.11 Main Works Contract BOQ (1).xlsx | 2/J/10/B |  |  | NEW | CITYWALK PHASE-05, PLOT 5.11 | Residential | CITYWALK RESIDENTIAL 1 LLC |  | J — Finishes | J | J05 | J0501 | J5 Suspended ceilings | To ceilings; ceiling drop over 500mm but not exceeding 1000mm | -5 | m² | AED | 100 | -500 | 3.01 | Internal Finishes | Area (m²), Length (m) | 77 | Fuzzy | ⚠ | Priced
| Citywalk Plot 5.11 Main Works Contract BOQ (1).xlsx | 2/J/10/C |  |  | NEW | CITYWALK PHASE-05, PLOT 5.11 | Residential | CITYWALK RESIDENTIAL 1 LLC |  | J — Finishes | J | J05 | J0501 | J5 Suspended ceilings | Bulkhead; 200mm high | -40 | m² | AED | 25 | -1000 | 3.01 | Finishes – Gypsum Bulkhead | Length (m) | 95 | Rule | ✓ | Priced
| Citywalk Plot 5.11 Main Works Contract BOQ (1).xlsx | 2/J/10/D |  |  | NEW | CITYWALK PHASE-05, PLOT 5.11 | Residential | CITYWALK RESIDENTIAL 1 LLC |  | J — Finishes | J | J05 | J0501 | J5 Suspended ceilings | Bulkhead; 300mm high | 5 | m | AED | 38 | 190 | 3.01 | Finishes – Gypsum Bulkhead | Length (m) | 95 | Rule | ✓ | Priced
| Citywalk Plot 5.11 Main Works Contract BOQ (1).xlsx | 2/J/10/E |  |  | NEW | CITYWALK PHASE-05, PLOT 5.11 | Residential | CITYWALK RESIDENTIAL 1 LLC |  | K — Accessories | K | K01 | K0106 | K1 Generally | Cove light; 150 x 100mm | -19 | m | AED | 63 | -1197 | 3.01 | Finishes – Lighting Features | Number | 78 | AI | ⚠ | Priced
| Citywalk Plot 5.11 Main Works Contract BOQ (1).xlsx | 2/J/11/C |  |  | NEW | CITYWALK PHASE-05, PLOT 5.11 | Residential | CITYWALK RESIDENTIAL 1 LLC |  | J — Finishes | J | J05 | J0501 | J5 Suspended ceilings | To ceilings; ceiling drop over 2500mm but not exceeding 3000mm | -4 | m² | AED | 110 | -440 | 3.01 | Internal Finishes | Area (m²), Length (m) | 76 | Fuzzy | ⚠ | Priced
| Citywalk Plot 5.11 Main Works Contract BOQ (1).xlsx | A |  |  | NEW | CITYWALK PHASE-05, PLOT 5.11 | Residential | CITYWALK RESIDENTIAL 1 LLC |  | A — General Requirements | A | A01 | A0101 | Conditions of contract | Allow for any other works which are not included above and which are required to complete the Finishes in accordance with the Specification and the Drawings (Tenderer to list below) | 0 | Item | AED | 0 | 0 | 9.01 | Preliminaries – Contingency | Item | 90 | Rule | ✓ | Unpriced
| Citywalk Plot 5.11 Main Works Contract BOQ (1).xlsx | 2/J/11/D |  |  | NEW | CITYWALK PHASE-05, PLOT 5.11 | Residential | CITYWALK RESIDENTIAL 1 LLC |  | J — Finishes | J | J05 | J0501 | J5 Suspended ceilings | To ceilings; ceiling drop over 2000mm but not exceeding 2500mm | 72 | m² | AED | 183 | 13176 | 3.01 | Internal Finishes | Area (m²), Length (m) | 76 | Fuzzy | ⚠ | Priced
| Citywalk Plot 5.11 Main Works Contract BOQ (1).xlsx | 2/J/11/E |  |  | NEW | CITYWALK PHASE-05, PLOT 5.11 | Residential | CITYWALK RESIDENTIAL 1 LLC |  | J — Finishes | J | J05 | J0501 | J5 Suspended ceilings | Bulkhead; 300mm high | 6 | m | AED | 44 | 264 | 3.01 | Finishes – Gypsum Bulkhead | Length (m) | 95 | Rule | ✓ | Priced
| Citywalk Plot 5.11 Main Works Contract BOQ (1).xlsx | 2/J/11/F |  |  | NEW | CITYWALK PHASE-05, PLOT 5.11 | Residential | CITYWALK RESIDENTIAL 1 LLC |  | K — Accessories | K | K01 | K0106 | K1 Generally | Cove light; 150 x 100mm | 26 | m | AED | 88 | 2288 | 3.01 | Finishes – Lighting Features | Number | 78 | AI | ⚠ | Priced
| Citywalk Plot 5.11 Main Works Contract BOQ (1).xlsx | 2/J/11/J |  |  | NEW | CITYWALK PHASE-05, PLOT 5.11 | Residential | CITYWALK RESIDENTIAL 1 LLC |  | J — Finishes | J | J05 | J0501 | J5 Suspended ceilings | To ceilings; ceiling drop over 2500mm but not exceeding 3000mm | 1 | m² | AED | 350 | 350 | 3.01 | Internal Finishes | Area (m²), Length (m) | 76 | Fuzzy | ⚠ | Priced
| Citywalk Plot 5.11 Main Works Contract BOQ (1).xlsx | 2/J/12/A |  |  | NEW | CITYWALK PHASE-05, PLOT 5.11 | Residential | CITYWALK RESIDENTIAL 1 LLC |  | N — Special Construction | N | N01 | N0101 | N1 Generally | Type FF10; to floors | -93 | m² | AED | 73 | -6789 | 8.01 | Special Construction – Water Feature | Area (m²) | 88 | Rule | ✓ | Priced
| Citywalk Plot 5.11 Main Works Contract BOQ (1).xlsx | 2/J/12/B |  |  | NEW | CITYWALK PHASE-05, PLOT 5.11 | Residential | CITYWALK RESIDENTIAL 1 LLC |  | J — Finishes | J | J03 | J0301 | J3 Finishings | Type FF11; to Parking & driveway | 616 | m² | AED | 69 | 42504 | 3.01 | Finishes – Floor Finishes | Area (m²) | 85 | AI | ✓ | Priced
| Citywalk Plot 5.11 Main Works Contract BOQ (1).xlsx | 2/J/13/A |  |  | NEW | CITYWALK PHASE-05, PLOT 5.11 | Residential | CITYWALK RESIDENTIAL 1 LLC |  | N — Special Construction | N | N01 | N0101 | N1 Generally | Type FF11b; to floors | -135 | m² | AED | 58 | -7830 | 8.01 | Special Construction – Water Feature | Area (m²) | 88 | Rule | ✓ | Priced
| Citywalk Plot 5.11 Main Works Contract BOQ (1).xlsx | 2/J/13/B |  |  | NEW | CITYWALK PHASE-05, PLOT 5.11 | Residential | CITYWALK RESIDENTIAL 1 LLC |  | B — Site Work | B | B09 | B0901 | B9 Excavation | Type FF12 | 103 | m² | AED | 73 | 7519 | 8.01 | Site Works, Drainage, External Services & Landscaping | Volume (m³), Length (m), Area (m²), Enumerated (nr), Item | 62 | Fuzzy | ⚠ | Priced
| Citywalk Plot 5.11 Main Works Contract BOQ (1).xlsx | 2/J/13/C |  |  | NEW | CITYWALK PHASE-05, PLOT 5.11 | Residential | CITYWALK RESIDENTIAL 1 LLC |  | B — Site Work | B | B09 | B0901 | B9 Excavation | Type FF13 | -29 | m² | AED | 73 | -2117 | 8.01 | Site Works, Drainage, External Services & Landscaping | Volume (m³), Length (m), Area (m²), Enumerated (nr), Item | 62 | Fuzzy | ⚠ | Priced
| Citywalk Plot 5.11 Main Works Contract BOQ (1).xlsx | 2/J/13/D |  |  | NEW | CITYWALK PHASE-05, PLOT 5.11 | Residential | CITYWALK RESIDENTIAL 1 LLC |  | J — Finishes | J | J03 | J0301 | J3 Finishings | Type FF16; to stairs | 42 | m² | AED | 73 | 3066 | 3.01 | Finishes – Floor Finishes | Area (m²) | 85 | AI | ✓ | Priced
| Citywalk Plot 5.11 Main Works Contract BOQ (1).xlsx | 2/J/13/E |  |  | NEW | CITYWALK PHASE-05, PLOT 5.11 | Residential | CITYWALK RESIDENTIAL 1 LLC |  | J — Finishes | J | J03 | J0301 | J3 Finishings | Type SK-04; 100mm high | 42 | m | AED | 24 | 1008 | 3.01 | Finishes – Skirtings & Trims | Length (m) | 85 | AI | ✓ | Priced
| Citywalk Plot 5.11 Main Works Contract BOQ (1).xlsx | 2/J/13/F |  |  | NEW | CITYWALK PHASE-05, PLOT 5.11 | Residential | CITYWALK RESIDENTIAL 1 LLC |  | J — Finishes | J | J05 | J0502 | J5 Suspended ceilings | Type SK-06; 100mm high | 49 | m | AED | 24 | 1176 | 3.01 | Finishes – Road/Pavement Markings | Linear metre (m) | 72 | AI | ⚠ | Priced
| Citywalk Plot 5.11 Main Works Contract BOQ (1).xlsx | 2/J/14/A |  |  | NEW | CITYWALK PHASE-05, PLOT 5.11 | Residential | CITYWALK RESIDENTIAL 1 LLC |  | J — Finishes | J | J02 | J0201 | J2 Backgrounds | To walls BOH toilets and Janitor room; WF-05 | 6 | m² | AED | 4 | 24 | 3.01 | Finishes – Wall | Area (m²) | 88 | Rule | ✓ | Priced
| Citywalk Plot 5.11 Main Works Contract BOQ (1).xlsx | 2/J/14/ |  |  | NEW | CITYWALK PHASE-05, PLOT 5.11 | Residential | CITYWALK RESIDENTIAL 1 LLC |  | J — Finishes | J | J02 | J0201 | J2 Backgrounds | To walls garbage room; WF-06 | 6 | m² | AED | 4 | 24 | 3.01 | Finishes – Wall | Area (m²) | 88 | Rule | ✓ | Priced
| Citywalk Plot 5.11 Main Works Contract BOQ (1).xlsx | 2/J/14/C |  |  | NEW | CITYWALK PHASE-05, PLOT 5.11 | Residential | CITYWALK RESIDENTIAL 1 LLC |  | J — Finishes | J | J02 | J0201 | J2 Backgrounds | To walls service lobby; WF-16 | -6 | m² | AED | 4 | -24 | 3.01 | Finishes – Wall | Area (m²) | 88 | Rule | ✓ | Priced
| Citywalk Plot 5.11 Main Works Contract BOQ (1).xlsx | 2/J/14/D |  |  | NEW | CITYWALK PHASE-05, PLOT 5.11 | Residential | CITYWALK RESIDENTIAL 1 LLC |  | J — Finishes | J | J02 | J0201 | J2 Backgrounds | To walls WM room; WF-19 | 6 | m² | AED | 4 | 24 | 3.01 | Finishes – Wall | Area (m²) | 88 | Rule | ✓ | Priced
| Citywalk Plot 5.11 Main Works Contract BOQ (1).xlsx | 2/J/14/E |  |  | NEW | CITYWALK PHASE-05, PLOT 5.11 | Residential | CITYWALK RESIDENTIAL 1 LLC |  | Q — Mechanical Engineering Installations | Q | Q03 | Q0301 | Q3 Ductwork | To bulk waste; WF-15 | 1 | m² | AED | 23 | 23 | 5.06 | Mechanical Engineering Installations | Length (m), Weight (t), Area (m²), Enumerated (nr), Item | 68 | Fuzzy | ⚠ | Priced
| Citywalk Plot 5.11 Main Works Contract BOQ (1).xlsx | 2/J/14/F |  |  | NEW | CITYWALK PHASE-05, PLOT 5.11 | Residential | CITYWALK RESIDENTIAL 1 LLC |  | B — Site Work | B | B09 | B0902 | B9 Excavation | To service areas and corridors; WF-20 | -92 | m² | AED | 23 | -2116 | 8.01 | Site Works, Drainage, External Services & Landscaping | Volume (m³), Length (m), Area (m²), Enumerated (nr), Item | 60 | Fuzzy | ⚠ | Priced
| Citywalk Plot 5.11 Main Works Contract BOQ (1).xlsx | 2/J/15/A |  |  | NEW | CITYWALK PHASE-05, PLOT 5.11 | Residential | CITYWALK RESIDENTIAL 1 LLC |  | J — Finishes | J | J05 | J0502 | J5 Suspended ceilings | To parking area; WF-22 | -360 | m² | AED | 29 | -10440 | 8.01 | External Works – Parking Area Markings | Area (m²) | 75 | AI | ⚠ | Priced
| Citywalk Plot 5.11 Main Works Contract BOQ (1).xlsx | 2/J/15/C |  |  | NEW | CITYWALK PHASE-05, PLOT 5.11 | Residential | CITYWALK RESIDENTIAL 1 LLC |  | P — Conveying Systems | P | P03 | P0301 | P3 Work incidental to conveying systems | To F/S lift; WF-23 | 215 | m² | AED | 30 | 6450 | 5.10 | Lift and Conveyor Installations | Enumerated (nr), Item | 53 | Fuzzy | ⚠ | Priced
| Citywalk Plot 5.11 Main Works Contract BOQ (1).xlsx | A |  |  | NEW | CITYWALK PHASE-05, PLOT 5.11 | Residential | CITYWALK RESIDENTIAL 1 LLC |  | A — General Requirements | A | A01 | A0101 | Conditions of contract | Allow for any other works which are not included above and which are required to complete the Finishes in accordance with the Specification and the Drawings (Tenderer to list below) | 0 | Item | AED | 0 | 0 | 9.01 | Preliminaries – Contingency | Item | 90 | Rule | ✓ | Unpriced
| Citywalk Plot 5.11 Main Works Contract BOQ (1).xlsx | 2/J/16/B |  |  | NEW | CITYWALK PHASE-05, PLOT 5.11 | Residential | CITYWALK RESIDENTIAL 1 LLC |  | C — Concrete Work | C | C02 | C0201 | C2 Poured concrete | To staircases; WF-18 | 8 | m² | AED | 23 | 184 | 2.01 | Frame | Volume (m³) | 93 | Rule | ✓ | Priced
| Citywalk Plot 5.11 Main Works Contract BOQ (1).xlsx | 2/J/16/D |  |  | NEW | CITYWALK PHASE-05, PLOT 5.11 | Residential | CITYWALK RESIDENTIAL 1 LLC |  | J — Finishes | J | J02 | J0201 | J2 Backgrounds | To gypsum board ceiling | -6 | m² | AED | 23 | -138 | 3.01 | Internal Finishes | Area (m²), Length (m) | 72 | Fuzzy | ⚠ | Priced
| Citywalk Plot 5.11 Main Works Contract BOQ (1).xlsx | 2/J/17/A |  |  | NEW | CITYWALK PHASE-05, PLOT 5.11 | Residential | CITYWALK RESIDENTIAL 1 LLC |  | J — Finishes | J | J02 | J0201 | J2 Backgrounds | To ceiling soffit | 69 | m² | AED | 35 | 2415 | 3.01 | Internal Finishes | Area (m²), Length (m) | 79 | Fuzzy | ⚠ | Priced
| Citywalk Plot 5.11 Main Works Contract BOQ (1).xlsx | 2/J/17/B |  |  | NEW | CITYWALK PHASE-05, PLOT 5.11 | Residential | CITYWALK RESIDENTIAL 1 LLC |  | J — Finishes | J | J02 | J0201 | J2 Backgrounds | To ceiling soffit | 18 | m² | AED | 23 | 414 | 3.01 | Internal Finishes | Area (m²), Length (m) | 79 | Fuzzy | ⚠ | Priced
| Citywalk Plot 5.11 Main Works Contract BOQ (1).xlsx | 2/J/17/C |  |  | NEW | CITYWALK PHASE-05, PLOT 5.11 | Residential | CITYWALK RESIDENTIAL 1 LLC |  | J — Finishes | J | J02 | J0201 | J2 Backgrounds | To cement board ceiling | 72 | m² | AED | 23 | 1656 | 3.01 | Internal Finishes | Area (m²), Length (m) | 72 | Fuzzy | ⚠ | Priced
| Citywalk Plot 5.11 Main Works Contract BOQ (1).xlsx | 2/J/17/D |  |  | NEW | CITYWALK PHASE-05, PLOT 5.11 | Residential | CITYWALK RESIDENTIAL 1 LLC |  | J — Finishes | J | J05 | J0501 | J5 Suspended ceilings | To bulkheads and light coves | 2 | m² | AED | 23 | 46 | 3.01 | Internal Finishes | Area (m²), Length (m) | 71 | Fuzzy | ⚠ | Priced
| Citywalk Plot 5.11 Main Works Contract BOQ (1).xlsx | 2/J/17/E |  |  | NEW | CITYWALK PHASE-05, PLOT 5.11 | Residential | CITYWALK RESIDENTIAL 1 LLC |  | J — Finishes | J | J02 | J0201 | J2 Backgrounds | To ceiling soffit | 592 | m² | AED | 23 | 13616 | 3.01 | Internal Finishes | Area (m²), Length (m) | 79 | Fuzzy | ⚠ | Priced
| Citywalk Plot 5.11 Main Works Contract BOQ (1).xlsx | 2/J/17/F |  |  | NEW | CITYWALK PHASE-05, PLOT 5.11 | Residential | CITYWALK RESIDENTIAL 1 LLC |  | J — Finishes | J | J02 | J0201 | J2 Backgrounds | To ceiling soffit | 3 | m² | AED | 29 | 87 | 3.01 | Internal Finishes | Area (m²), Length (m) | 79 | Fuzzy | ⚠ | Priced
| Citywalk Plot 5.11 Main Works Contract BOQ (1).xlsx | 2/J/18/A |  |  | NEW | CITYWALK PHASE-05, PLOT 5.11 | Residential | CITYWALK RESIDENTIAL 1 LLC |  | J — Finishes | J | J02 | J0201 | J2 Backgrounds | To ceiling soffit | 4 | m² | AED | 23 | 92 | 3.01 | Internal Finishes | Area (m²), Length (m) | 79 | Fuzzy | ⚠ | Priced
| Citywalk Plot 5.11 Main Works Contract BOQ (1).xlsx | 2/J/18/B |  |  | NEW | CITYWALK PHASE-05, PLOT 5.11 | Residential | CITYWALK RESIDENTIAL 1 LLC |  | J — Finishes | J | J02 | J0201 | J2 Backgrounds | To ceiling soffit | -206 | m² | AED | 23 | -4738 | 3.01 | Internal Finishes | Area (m²), Length (m) | 79 | Fuzzy | ⚠ | Priced
| Citywalk Plot 5.11 Main Works Contract BOQ (1).xlsx | 2/J/18/C |  |  | NEW | CITYWALK PHASE-05, PLOT 5.11 | Residential | CITYWALK RESIDENTIAL 1 LLC |  | J — Finishes | J | J02 | J0201 | J2 Backgrounds | To stair soffit | 19 | m² | AED | 23 | 437 | 3.01 | Finishes – Ceiling Treatments | Area (m²) | 70 | AI | ⚠ | Priced
| Citywalk Plot 5.11 Main Works Contract BOQ (1).xlsx | 2/J/18/E |  |  | NEW | CITYWALK PHASE-05, PLOT 5.11 | Residential | CITYWALK RESIDENTIAL 1 LLC |  | C — Concrete Work | C | C02 | C0201 | C2 Poured concrete | To stepped planter walls; type-W01 | -89 | m² | AED | 45 | -4005 | 2.01 | Upper Floors / Walls | Volume (m³) | 93 | Rule | ✓ | Priced
| Citywalk Plot 5.11 Main Works Contract BOQ (1).xlsx | 2/J/19/A |  |  | NEW | CITYWALK PHASE-05, PLOT 5.11 | Residential | CITYWALK RESIDENTIAL 1 LLC |  | B — Site Work | B | B24 | B2401 | B24 Tunnel excavation | Straight arrow | 2 | Nr. | AED | 69 | 138 | 8.01 | Site Works, Drainage, External Services & Landscaping | Volume (m³), Length (m), Area (m²), Enumerated (nr), Item | 72 | Fuzzy | ⚠ | Priced
| Citywalk Plot 5.11 Main Works Contract BOQ (1).xlsx | 2/J/19/B |  |  | NEW | CITYWALK PHASE-05, PLOT 5.11 | Residential | CITYWALK RESIDENTIAL 1 LLC |  | J — Finishes | J | J05 | J0502 | J5 Suspended ceilings | Right turn arrow | -1 | Nr. | AED | 94 | -94 | 8.01 | External Works – Road Markings – Directional Arrows | Item | 76 | AI | ⚠ | Priced
| Citywalk Plot 5.11 Main Works Contract BOQ (1).xlsx | 2/J/19/C |  |  | NEW | CITYWALK PHASE-05, PLOT 5.11 | Residential | CITYWALK RESIDENTIAL 1 LLC |  | J — Finishes | J | J05 | J0502 | J5 Suspended ceilings | Left turn arrow | -1 | Nr. | AED | 94 | -94 | 8.01 | External Works – Road Markings – Directional Arrows | Item | 76 | AI | ⚠ | Priced
| Citywalk Plot 5.11 Main Works Contract BOQ (1).xlsx | 2/J/19/D |  |  | NEW | CITYWALK PHASE-05, PLOT 5.11 | Residential | CITYWALK RESIDENTIAL 1 LLC |  | J — Finishes | J | J05 | J0502 | J5 Suspended ceilings | Left and right turn arrow | -1 | Nr. | AED | 69 | -69 | 8.01 | External Works – Road Markings – Directional Arrows | Item | 76 | AI | ⚠ | Priced
| Citywalk Plot 5.11 Main Works Contract BOQ (1).xlsx | 2/J/19/G |  |  | NEW | CITYWALK PHASE-05, PLOT 5.11 | Residential | CITYWALK RESIDENTIAL 1 LLC |  | J — Finishes | J | J05 | J0502 | J5 Suspended ceilings | Separation lines; 100mm wide | 22 | m | AED | 13 | 286 | 8.01 | External Works – Road Markings – Line Markings | Linear metre (m) | 77 | AI | ⚠ | Priced
| Citywalk Plot 5.11 Main Works Contract BOQ (1).xlsx | 2/J/19/L |  |  | NEW | CITYWALK PHASE-05, PLOT 5.11 | Residential | CITYWALK RESIDENTIAL 1 LLC |  | K — Accessories | K | K02 | K0201 | K2 Partitions | Parking Lot Sign | -1 | Nr. | AED | 31 | -31 | 8.01 | External Works – Signage & Safety Equipment | Item | 73 | AI | ⚠ | Priced
| Citywalk Plot 5.11 Main Works Contract BOQ (1).xlsx | A |  |  | NEW | CITYWALK PHASE-05, PLOT 5.11 | Residential | CITYWALK RESIDENTIAL 1 LLC |  | B — Site Work | B | B09 | B0901 | B9 Excavation | To basement; EWT-04 | 130 | m² | AED | 156 | 20280 | 8.01 | Site Works, Drainage, External Services & Landscaping | Volume (m³), Length (m), Area (m²), Enumerated (nr), Item | 62 | Fuzzy | ⚠ | Priced
| Citywalk Plot 5.11 Main Works Contract BOQ (1).xlsx | B |  |  | NEW | CITYWALK PHASE-05, PLOT 5.11 | Residential | CITYWALK RESIDENTIAL 1 LLC |  | R — Electrical Engineering Installations | R | R01 | R0102 | R1 Generally | To ground floor; EWT-04 | 112 | m² | AED | 156 | 17472 | 5.08 | Electrical Engineering Installations | Length (m), Enumerated (nr), Item | 68 | Fuzzy | ⚠ | Priced
| Citywalk Plot 5.11 Main Works Contract BOQ (1).xlsx | A |  |  | NEW | CITYWALK PHASE-05, PLOT 5.11 | Residential | CITYWALK RESIDENTIAL 1 LLC |  | K — Accessories | K | K02 | K0201 | K2 Partitions | Type IDI-1D02; floor level identification sign + FEP +in case of fire | 4 | Nr. | AED | 1394 | 5576 | 4.01 | Accessories – Internal Signage | Number | 75 | AI | ⚠ | Priced
| Citywalk Plot 5.11 Main Works Contract BOQ (1).xlsx | B |  |  | NEW | CITYWALK PHASE-05, PLOT 5.11 | Residential | CITYWALK RESIDENTIAL 1 LLC |  | K — Accessories | K | K02 | K0201 | K2 Partitions | Type IDI-1D04; room identification sign (BOH) | 35 | Nr. | AED | 138 | 4830 | 4.01 | Accessories – Internal Signage | Number | 75 | AI | ⚠ | Priced
| Citywalk Plot 5.11 Main Works Contract BOQ (1).xlsx | C |  |  | NEW | CITYWALK PHASE-05, PLOT 5.11 | Residential | CITYWALK RESIDENTIAL 1 LLC |  | K — Accessories | K | K02 | K0201 | K2 Partitions | Type IDI-ID07; amenity identification sign | 1 | Nr. | AED | 531 | 531 | 4.01 | Accessories – Internal Signage | Number | 75 | AI | ⚠ | Priced
| Citywalk Plot 5.11 Main Works Contract BOQ (1).xlsx | D |  |  | NEW | CITYWALK PHASE-05, PLOT 5.11 | Residential | CITYWALK RESIDENTIAL 1 LLC |  | C — Concrete Work | C | C02 | C0201 | C2 Poured concrete | Type IDI-1D09; staircase identification sign | 6 | Nr. | AED | 531 | 3186 | 2.01 | Frame | Volume (m³) | 93 | Rule | ✓ | Priced
| Citywalk Plot 5.11 Main Works Contract BOQ (1).xlsx | E |  |  | NEW | CITYWALK PHASE-05, PLOT 5.11 | Residential | CITYWALK RESIDENTIAL 1 LLC |  | C — Concrete Work | C | C02 | C0201 | C2 Poured concrete | Type IDI-1D10; staircase level identification sign | 6 | Nr. | AED | 269 | 1614 | 2.01 | Frame | Volume (m³) | 93 | Rule | ✓ | Priced
| Citywalk Plot 5.11 Main Works Contract BOQ (1).xlsx | F |  |  | NEW | CITYWALK PHASE-05, PLOT 5.11 | Residential | CITYWALK RESIDENTIAL 1 LLC |  | K — Accessories | K | K02 | K0201 | K2 Partitions | Type IDI-1D11; FHC identification sign | 8 | Nr. | AED | 406 | 3248 | 4.01 | Accessories – Internal Signage | Number | 75 | AI | ⚠ | Priced
| Citywalk Plot 5.11 Main Works Contract BOQ (1).xlsx | G |  |  | NEW | CITYWALK PHASE-05, PLOT 5.11 | Residential | CITYWALK RESIDENTIAL 1 LLC |  | P — Conveying Systems | P | P03 | P0303 | P3 Work incidental to conveying systems | Type IDI-1D12; service / fire lift identification sign + in case of fire | 2 | Nr. | AED | 281 | 562 | 5.10 | Lift and Conveyor Installations | Enumerated (nr), Item | 63 | Fuzzy | ⚠ | Priced
| Citywalk Plot 5.11 Main Works Contract BOQ (1).xlsx | H |  |  | NEW | CITYWALK PHASE-05, PLOT 5.11 | Residential | CITYWALK RESIDENTIAL 1 LLC |  | K — Accessories | K | K02 | K0202 | K2 Partitions | Type IDE-1D01.1; Building identification sign (N1) | 1 | Nr. | AED | 26246 | 26246 | 4.01 | Accessories – External Signage | Number | 80 | AI | ⚠ | Priced
| Citywalk Plot 5.11 Main Works Contract BOQ (1).xlsx | J |  |  | NEW | CITYWALK PHASE-05, PLOT 5.11 | Residential | CITYWALK RESIDENTIAL 1 LLC |  | K — Accessories | K | K02 | K0202 | K2 Partitions | Type IDE-1D02.1; Building entrance sign (N1) | 1 | Nr. | AED | 26246 | 26246 | 4.01 | Accessories – External Signage | Number | 80 | AI | ⚠ | Priced
| Citywalk Plot 5.11 Main Works Contract BOQ (1).xlsx | A |  |  | NEW | CITYWALK PHASE-05, PLOT 5.11 | Residential | CITYWALK RESIDENTIAL 1 LLC |  | K — Accessories | K | K02 | K0202 | K2 Partitions | Type IDE-1D03; Feature wall identification sign (N1) | 1 | Nr. | AED | 1911 | 1911 | 4.01 | Accessories – External Signage | Number | 80 | AI | ⚠ | Priced
| Citywalk Plot 5.11 Main Works Contract BOQ (1).xlsx | B |  |  | NEW | CITYWALK PHASE-05, PLOT 5.11 | Residential | CITYWALK RESIDENTIAL 1 LLC |  | K — Accessories | K | K01 | K0105 | K1 Generally | Type IDI-RG01; fire evacuation plan sign | 4 | Nr. | AED | 406 | 1624 | 5.11 | Fire & Lightning Protection – Fire Safety Signs | Number | 85 | AI | ✓ | Priced
| Citywalk Plot 5.11 Main Works Contract BOQ (1).xlsx | C |  |  | NEW | CITYWALK PHASE-05, PLOT 5.11 | Residential | CITYWALK RESIDENTIAL 1 LLC |  | K — Accessories | K | K01 | K0105 | K1 Generally | Type IDI-RG03; warning sign | 1 | Nr. | AED | 206 | 206 | 5.11 | Fire & Lightning Protection – Warning Signs | Number | 80 | AI | ⚠ | Priced
| Citywalk Plot 5.11 Main Works Contract BOQ (1).xlsx | D |  |  | NEW | CITYWALK PHASE-05, PLOT 5.11 | Residential | CITYWALK RESIDENTIAL 1 LLC |  | K — Accessories | K | K01 | K0105 | K1 Generally | Type IDI-RG04; no smoking sign | 2 | Nr. | AED | 206 | 412 | 5.11 | Fire & Lightning Protection – Regulatory Signs | Number | 80 | AI | ⚠ | Priced
| Citywalk Plot 5.11 Main Works Contract BOQ (1).xlsx | E |  |  | NEW | CITYWALK PHASE-05, PLOT 5.11 | Residential | CITYWALK RESIDENTIAL 1 LLC |  | K — Accessories | K | K01 | K0105 | K1 Generally | Type IDI-RG05; in case of fire sign | 2 | Nr. | AED | 1106 | 2212 | 5.11 | Fire & Lightning Protection – Fire Safety Signs | Number | 85 | AI | ✓ | Priced
| Citywalk Plot 5.11 Main Works Contract BOQ (1).xlsx | F |  |  | NEW | CITYWALK PHASE-05, PLOT 5.11 | Residential | CITYWALK RESIDENTIAL 1 LLC |  | P — Conveying Systems | P | P02 | P0201 | P2 Sundries | Type CPI-ID02; lift lobby identification sign | 1 | Nr. | AED | 206 | 206 | 5.10 | Lift and Conveyor Installations | Enumerated (nr), Item | 60 | Fuzzy | ⚠ | Priced
| Citywalk Plot 5.11 Main Works Contract BOQ (1).xlsx | G |  |  | NEW | CITYWALK PHASE-05, PLOT 5.11 | Residential | CITYWALK RESIDENTIAL 1 LLC |  | K — Accessories | K | K02 | K0201 | K2 Partitions | Type CPI-ID03; bay number identification sign | 132 | Nr. | AED | 169 | 22308 | 4.01 | Accessories – Parking Signage | Number | 75 | AI | ⚠ | Priced
| Citywalk Plot 5.11 Main Works Contract BOQ (1).xlsx | H |  |  | NEW | CITYWALK PHASE-05, PLOT 5.11 | Residential | CITYWALK RESIDENTIAL 1 LLC |  | K — Accessories | K | K02 | K0201 | K2 Partitions | Type CPI-ID04; bicycle parking sign | 1 | Nr. | AED | 619 | 619 | 4.01 | Accessories – Parking Signage | Number | 75 | AI | ⚠ | Priced
| Citywalk Plot 5.11 Main Works Contract BOQ (1).xlsx | J |  |  | NEW | CITYWALK PHASE-05, PLOT 5.11 | Residential | CITYWALK RESIDENTIAL 1 LLC |  | K — Accessories | K | K02 | K0201 | K2 Partitions | Type CPI-DR01; parking directional sign | 11 | Nr. | AED | 2475 | 27225 | 4.01 | Accessories – Parking Signage | Number | 75 | AI | ⚠ | Priced
| Citywalk Plot 5.11 Main Works Contract BOQ (1).xlsx | K |  |  | NEW | CITYWALK PHASE-05, PLOT 5.11 | Residential | CITYWALK RESIDENTIAL 1 LLC |  | K — Accessories | K | K02 | K0201 | K2 Partitions | Type CPI-ID01; parking entrance ID sign with max. height limit | 1 | Nr. | AED | 7938 | 7938 | 4.01 | Accessories – Parking Signage | Number | 80 | AI | ⚠ | Priced
| Citywalk Plot 5.11 Main Works Contract BOQ (1).xlsx | L |  |  | NEW | CITYWALK PHASE-05, PLOT 5.11 | Residential | CITYWALK RESIDENTIAL 1 LLC |  | K — Accessories | K | K02 | K0201 | K2 Partitions | Type CPI-RG01; parking area specific sign | 6 | Nr. | AED | 481 | 2886 | 4.01 | Accessories – Parking Signage | Number | 75 | AI | ⚠ | Priced
| Citywalk Plot 5.11 Main Works Contract BOQ (1).xlsx | M |  |  | NEW | CITYWALK PHASE-05, PLOT 5.11 | Residential | CITYWALK RESIDENTIAL 1 LLC |  | K — Accessories | K | K02 | K0201 | K2 Partitions | Type CPI-RG02; parking area disclaimer sign | 2 | Nr. | AED | 1206 | 2412 | 4.01 | Accessories – Parking Signage | Number | 75 | AI | ⚠ | Priced
| Citywalk Plot 5.11 Main Works Contract BOQ (1).xlsx | A |  |  | NEW | CITYWALK PHASE-05, PLOT 5.11 | Residential | CITYWALK RESIDENTIAL 1 LLC |  | K — Accessories | K | K02 | K0202 | K2 Partitions | Type IDE-DR01; free standing directional sign | 2 | Nr. | AED | 14110 | 28220 | 4.01 | Accessories – External Signage | Number | 80 | AI | ⚠ | Priced
| Citywalk Plot 5.11 Main Works Contract BOQ (1).xlsx | B |  |  | NEW | CITYWALK PHASE-05, PLOT 5.11 | Residential | CITYWALK RESIDENTIAL 1 LLC |  | A — General Requirements | A | A09 | A0901 | Sundry items | Type IDE-RG01; facility rules and regulations sign | 3 | Nr. | AED | 8335 | 25005 | 9.01 | Preliminaries / General Requirements | Item | 66 | Fuzzy | ⚠ | Priced
| Citywalk Plot 5.11 Main Works Contract BOQ (1).xlsx | C |  |  | NEW | CITYWALK PHASE-05, PLOT 5.11 | Residential | CITYWALK RESIDENTIAL 1 LLC |  | K — Accessories | K | K02 | K0202 | K2 Partitions | Type IDE-RG02; pool depth/ no diving sign | 1 | Nr. | AED | 558 | 558 | 4.01 | Accessories – External Signage | Number | 80 | AI | ⚠ | Priced
| Citywalk Plot 5.11 Main Works Contract BOQ (1).xlsx | A |  |  | NEW | CITYWALK PHASE-05, PLOT 5.11 | Residential | CITYWALK RESIDENTIAL 1 LLC |  | A — General Requirements | A | A01 | A0101 | Conditions of contract | Allow for any other works which are not included above and which are required to complete the Accessories in accordance with the Specification and the Drawings (Tenderer to list below) | 0 | Item | AED | 0 | 0 | 9.01 | Preliminaries – Contingency | Item | 90 | Rule | ✓ | Unpriced
| Citywalk Plot 5.11 Main Works Contract BOQ (1).xlsx | A |  |  | NEW | CITYWALK PHASE-05, PLOT 5.11 | Residential | CITYWALK RESIDENTIAL 1 LLC |  | M — Furnishings | M | M05 | M0501 |  | Bee rocking; PE08 | 1 | Nr. | AED | 6555 | 6555 | 4.01 | Furnishings & Equipment – Play Equipment | Item | 75 | AI | ⚠ | Priced
| Citywalk Plot 5.11 Main Works Contract BOQ (1).xlsx | B |  |  | NEW | CITYWALK PHASE-05, PLOT 5.11 | Residential | CITYWALK RESIDENTIAL 1 LLC |  | M — Furnishings | M | M05 | M0501 |  | Climbing spider thekla; PE04 | 1 | Nr. | AED | 42455 | 42455 | 4.01 | Furnishings & Equipment – Play Equipment | Item | 75 | AI | ⚠ | Priced
| Citywalk Plot 5.11 Main Works Contract BOQ (1).xlsx | C |  |  | NEW | CITYWALK PHASE-05, PLOT 5.11 | Residential | CITYWALK RESIDENTIAL 1 LLC |  | M — Furnishings | M | M05 | M0501 |  | Custom double bird house with slide; PE01 | 1 | Nr. | AED | 43656 | 43656 | 4.01 | Furnishings & Equipment – Play Equipment | Item | 78 | AI | ⚠ | Priced
| Citywalk Plot 5.11 Main Works Contract BOQ (1).xlsx | D |  |  | NEW | CITYWALK PHASE-05, PLOT 5.11 | Residential | CITYWALK RESIDENTIAL 1 LLC |  | M — Furnishings | M | M05 | M0501 |  | Grass hopper rocking; PE07 | 1 | Nr. | AED | 6555 | 6555 | 4.01 | Furnishings & Equipment – Play Equipment | Item | 75 | AI | ⚠ | Priced
| Citywalk Plot 5.11 Main Works Contract BOQ (1).xlsx | E |  |  | NEW | CITYWALK PHASE-05, PLOT 5.11 | Residential | CITYWALK RESIDENTIAL 1 LLC |  | M — Furnishings | M | M05 | M0501 |  | Small play hut; PE05 | 1 | Nr. | AED | 16333 | 16333 | 4.01 | Furnishings & Equipment – Play Equipment | Item | 76 | AI | ⚠ | Priced
| Citywalk Plot 5.11 Main Works Contract BOQ (1).xlsx | F |  |  | NEW | CITYWALK PHASE-05, PLOT 5.11 | Residential | CITYWALK RESIDENTIAL 1 LLC |  | M — Furnishings | M | M05 | M0501 |  | Wooden birdhouse/ birdfeeder; PE13 | 9 | Nr. | AED | 2704 | 24336 | 4.01 | Furnishings & Equipment – Play Equipment | Item | 72 | AI | ⚠ | Priced
| Citywalk Plot 5.11 Main Works Contract BOQ (1).xlsx | G |  |  | NEW | CITYWALK PHASE-05, PLOT 5.11 | Residential | CITYWALK RESIDENTIAL 1 LLC |  | M — Furnishings | M | M05 | M0501 |  | Wooden birdhouse/ birdfeeder; PE14 | 1 | Nr. | AED | 3824 | 3824 | 4.01 | Furnishings & Equipment – Play Equipment | Item | 72 | AI | ⚠ | Priced
| Citywalk Plot 5.11 Main Works Contract BOQ (1).xlsx | H |  |  | NEW | CITYWALK PHASE-05, PLOT 5.11 | Residential | CITYWALK RESIDENTIAL 1 LLC |  | M — Furnishings | M | M05 | M0501 |  | Wooden log kids table-stool set; PE11 | 1 | Nr. | AED | 6555 | 6555 | 4.01 | Furnishings & Equipment – Play Equipment | Item | 77 | AI | ⚠ | Priced
| Citywalk Plot 5.11 Main Works Contract BOQ (1).xlsx | J |  |  | NEW | CITYWALK PHASE-05, PLOT 5.11 | Residential | CITYWALK RESIDENTIAL 1 LLC |  | M — Furnishings | M | M05 | M0501 |  | Wooden log seat; PE12 | 4 | Nr. | AED | 4316 | 17264 | 4.01 | Furnishings & Equipment – Play Equipment | Item | 76 | AI | ⚠ | Priced
| Citywalk Plot 5.11 Main Works Contract BOQ (1).xlsx | K |  |  | NEW | CITYWALK PHASE-05, PLOT 5.11 | Residential | CITYWALK RESIDENTIAL 1 LLC |  | M — Furnishings | M | M05 | M0501 |  | Wooden log steppies; PE10 | 9 | Nr. | AED | 10871 | 97839 | 4.01 | Furnishings & Equipment – Play Equipment | Item | 75 | AI | ⚠ | Priced
| Citywalk Plot 5.11 Main Works Contract BOQ (1).xlsx | L |  |  | NEW | CITYWALK PHASE-05, PLOT 5.11 | Residential | CITYWALK RESIDENTIAL 1 LLC |  | M — Furnishings | M | M05 | M0501 |  | Wooden tee-pee; PE09 | 1 | Nr. | AED | 37145 | 37145 | 4.01 | Furnishings & Equipment – Play Equipment | Item | 77 | AI | ⚠ | Priced
| Citywalk Plot 5.11 Main Works Contract BOQ (1).xlsx | M |  |  | NEW | CITYWALK PHASE-05, PLOT 5.11 | Residential | CITYWALK RESIDENTIAL 1 LLC |  | M — Furnishings | M | M05 | M0501 |  | Wooden 2 seater see-saw; PE03 | 1 | Nr. | AED | 13056 | 13056 | 4.01 | Furnishings & Equipment – Play Equipment | Item | 78 | AI | ⚠ | Priced
| Citywalk Plot 5.11 Main Works Contract BOQ (1).xlsx | N |  |  | NEW | CITYWALK PHASE-05, PLOT 5.11 | Residential | CITYWALK RESIDENTIAL 1 LLC |  | M — Furnishings | M | M05 | M0501 |  | 2m stump; PE06 | 14 | Nr. | AED | 14148 | 198072 | 4.01 | Furnishings & Equipment – Play Equipment | Item | 74 | AI | ⚠ | Priced
| Citywalk Plot 5.11 Main Works Contract BOQ (1).xlsx | P |  |  | NEW | CITYWALK PHASE-05, PLOT 5.11 | Residential | CITYWALK RESIDENTIAL 1 LLC |  | M — Furnishings | M | M05 | M0501 |  | Wooden owl sculpture; PE15 | 1 | Nr. | AED | 20485 | 20485 | 4.01 | Furnishings & Equipment – Play Equipment | Item | 73 | AI | ⚠ | Priced
| Citywalk Plot 5.11 Main Works Contract BOQ (1).xlsx | Q |  |  | NEW | CITYWALK PHASE-05, PLOT 5.11 | Residential | CITYWALK RESIDENTIAL 1 LLC |  | M — Furnishings | M | M05 | M0501 |  | Wooden parrot sculpture; PE16 | 1 | Nr. | AED | 17207 | 17207 | 4.01 | Furnishings & Equipment – Play Equipment | Item | 73 | AI | ⚠ | Priced
| Citywalk Plot 5.11 Main Works Contract BOQ (1).xlsx | A |  |  | NEW | CITYWALK PHASE-05, PLOT 5.11 | Residential | CITYWALK RESIDENTIAL 1 LLC |  | A — General Requirements | A | A01 | A0101 | Conditions of contract | Allow for any other works which are not included above and which are required to complete the Equipment in accordance with the Specification and the Drawings (Tenderer to list below) | 0 | Item | AED |  |  | 9.01 | Preliminaries – Contingency | Item | 90 | Rule | ✓ | Unpriced
| Citywalk Plot 5.11 Main Works Contract BOQ (1).xlsx | A |  |  | NEW | CITYWALK PHASE-05, PLOT 5.11 | Residential | CITYWALK RESIDENTIAL 1 LLC |  | H — Doors And Windows | H | H07 | H0701 |  | 8200mm high; C-DP-01; Ground floor | 11 | m | AED | 12308 | 135388 | 2.06 | Windows & External Doors – Blinds & Shading | Number | 85 | AI | ✓ | Priced
| Citywalk Plot 5.11 Main Works Contract BOQ (1).xlsx | B |  |  | NEW | CITYWALK PHASE-05, PLOT 5.11 | Residential | CITYWALK RESIDENTIAL 1 LLC |  | K — Accessories | K | K01 | K0101 | K1 Generally | Waste bin - 1100 Liter capacity - green color (GR-01) | 6 | Nr. | AED | 2575 | 15450 | 4.01 | FF&E – Waste Management & Storage | Number | 80 | AI | ⚠ | Priced
| Citywalk Plot 5.11 Main Works Contract BOQ (1).xlsx | C |  |  | NEW | CITYWALK PHASE-05, PLOT 5.11 | Residential | CITYWALK RESIDENTIAL 1 LLC |  | K — Accessories | K | K01 | K0101 | K1 Generally | Waste bin - 1100 Liter capacity - black color (GR-02) | 5 | Nr. | AED | 2575 | 12875 | 4.01 | FF&E – Waste Management & Storage | Number | 80 | AI | ⚠ | Priced
| Citywalk Plot 5.11 Main Works Contract BOQ (1).xlsx | D |  |  | NEW | CITYWALK PHASE-05, PLOT 5.11 | Residential | CITYWALK RESIDENTIAL 1 LLC |  | K — Accessories | K | K02 | K0203 | K2 Partitions | Hand wash sink unit (GR-03); including all necessary supports and fixings | 1 | Nr. | AED | 2961 | 2961 | 5.01 | Sanitary Appliances – Wash Basins | Number | 82 | AI | ⚠ | Priced
| Citywalk Plot 5.11 Main Works Contract BOQ (1).xlsx | E |  |  | NEW | CITYWALK PHASE-05, PLOT 5.11 | Residential | CITYWALK RESIDENTIAL 1 LLC |  | K — Accessories | K | K01 | K0101 | K1 Generally | Garbage storing table (GR-04); size: 1680 x 700mm | 1 | Nr. | AED | 9013 | 9013 | 4.01 | FF&E – Storage & Work Surfaces | Number | 75 | AI | ⚠ | Priced
| Citywalk Plot 5.11 Main Works Contract BOQ (1).xlsx | F |  |  | NEW | CITYWALK PHASE-05, PLOT 5.11 | Residential | CITYWALK RESIDENTIAL 1 LLC |  | Q — Mechanical Engineering Installations | Q | Q07 | Q0703 | Q7 Insulation, including linings and protective coverings | Pre spray rinse unit (GR-05); including all fixings | 1 | Nr. | AED | 3219 | 3219 | 5.06 | Mechanical Engineering Installations | Length (m), Weight (t), Area (m²), Enumerated (nr), Item | 61 | Fuzzy | ⚠ | Priced
| Citywalk Plot 5.11 Main Works Contract BOQ (1).xlsx | G |  |  | NEW | CITYWALK PHASE-05, PLOT 5.11 | Residential | CITYWALK RESIDENTIAL 1 LLC |  | F — Woodwork | F | F03 | F0301 | F3 Boarding and flooring | Upright storage cabinet (GR-06); including all necessary supports and fixings as per drawing | 2 | Nr. | AED | 6438 | 12876 | 2.01 | Frame / Woodwork | Length (m), Area (m²), Enumerated (nr) | 65 | Fuzzy | ⚠ | Priced
| Citywalk Plot 5.11 Main Works Contract BOQ (1).xlsx | H |  |  | NEW | CITYWALK PHASE-05, PLOT 5.11 | Residential | CITYWALK RESIDENTIAL 1 LLC |  | Q — Mechanical Engineering Installations | Q | Q07 | Q0700 | Q7 Insulation, including linings and protective coverings | Flushing hose reel (GR-07); including all necessary supports and fixings as per drawing | 1 | Nr. | AED | 3219 | 3219 | 5.06 | Mechanical Engineering Installations | Length (m), Weight (t), Area (m²), Enumerated (nr), Item | 71 | Fuzzy | ⚠ | Priced
| Citywalk Plot 5.11 Main Works Contract BOQ (1).xlsx | A |  |  | NEW | CITYWALK PHASE-05, PLOT 5.11 | Residential | CITYWALK RESIDENTIAL 1 LLC |  | Q — Mechanical Engineering Installations | Q | Q03 | Q0303 | Q3 Ductwork | Drain trough grating (GR-08); Size 1700 x 1300mm | 1 | Nr. | AED | 2704 | 2704 | 5.06 | Mechanical Engineering Installations | Length (m), Weight (t), Area (m²), Enumerated (nr), Item | 60 | Fuzzy | ⚠ | Priced
| Citywalk Plot 5.11 Main Works Contract BOQ (1).xlsx | B |  |  | NEW | CITYWALK PHASE-05, PLOT 5.11 | Residential | CITYWALK RESIDENTIAL 1 LLC |  | K — Accessories | K | K01 | K0101 | K1 Generally | Insect-O-cutter (GR-09) | 1 | Nr. | AED | 3219 | 3219 | 4.01 | FF&E – Specialized Fittings | Number | 70 | AI | ⚠ | Priced
| Citywalk Plot 5.11 Main Works Contract BOQ (1).xlsx | C |  |  | NEW | CITYWALK PHASE-05, PLOT 5.11 | Residential | CITYWALK RESIDENTIAL 1 LLC |  | M — Furnishings | M | M02 | M0200 | M2 Curtain track | Air curtain (GR-10); 1200mm long | 2 | Nr. | AED | 0 | Included in MEP | 4.01 | Furnishings | Enumerated (nr), Length (m), Item | 67 | Fuzzy | ⚠ | Unpriced
| Citywalk Plot 5.11 Main Works Contract BOQ (1).xlsx | D |  |  | NEW | CITYWALK PHASE-05, PLOT 5.11 | Residential | CITYWALK RESIDENTIAL 1 LLC |  | H — Doors And Windows | H | H02 | H0201 | H2 Windows | Garbage chute system (GR-11) complete; 300mm diameter tubes; garbage chute with access door at each floor and vents; connected to the surrounding shaft structure through anti-vibration mounts; the chute wrapped with minimum 4mm thick Mass Loaded Vinyl (MLV) membrane to minimize noise transfer, minimum 4kg/m2 to be used; including all necessary supports and fixings | 78 | m | AED | 2056 | 160368 | 2.06 | Windows and External Doors | Enumerated (nr), Area (m²), Length (m) | 63 | Fuzzy | ⚠ | Priced
| Citywalk Plot 5.11 Main Works Contract BOQ (1).xlsx | E |  |  | NEW | CITYWALK PHASE-05, PLOT 5.11 | Residential | CITYWALK RESIDENTIAL 1 LLC |  | H — Doors And Windows | H | H01 | H0100 | H1 Doors | Intake doors (GT-11); S/S grade 304; including all necessary supports and fixings | 2 | Nr. | AED | 0 | Included | 2.06 | Windows and External Doors | Enumerated (nr), Area (m²), Length (m) | 79 | Fuzzy | ⚠ | Unpriced
| Citywalk Plot 5.11 Main Works Contract BOQ (1).xlsx | F |  |  | NEW | CITYWALK PHASE-05, PLOT 5.11 | Residential | CITYWALK RESIDENTIAL 1 LLC |  | B — Site Work | B | B23 | B2301 | B23 Railway work | Rubber guard rails | 31 | m | AED | 89 | 2759 | 8.01 | Site Works, Drainage, External Services & Landscaping | Volume (m³), Length (m), Area (m²), Enumerated (nr), Item | 77 | Fuzzy | ⚠ | Priced
| Citywalk Plot 5.11 Main Works Contract BOQ (1).xlsx | G |  |  | NEW | CITYWALK PHASE-05, PLOT 5.11 | Residential | CITYWALK RESIDENTIAL 1 LLC |  | Q — Mechanical Engineering Installations | Q | Q06 | Q0600 | Q6 Connections to supply mains | Size 800 x 800mm; to domestic water pump room | 2 | Nr. | AED | 1875 | 3750 | 5.06 | Mechanical Engineering Installations | Length (m), Weight (t), Area (m²), Enumerated (nr), Item | 61 | Fuzzy | ⚠ | Priced
| Citywalk Plot 5.11 Main Works Contract BOQ (1).xlsx | H |  |  | NEW | CITYWALK PHASE-05, PLOT 5.11 | Residential | CITYWALK RESIDENTIAL 1 LLC |  | Q — Mechanical Engineering Installations | Q | Q03 | Q0301 | Q3 Ductwork | Cat ladder Type 1; 600 x 2300mm high; to domestic water pump room | 2 | Nr. | AED | 2156 | 4312 | 5.06 | Mechanical Engineering Installations | Length (m), Weight (t), Area (m²), Enumerated (nr), Item | 63 | Fuzzy | ⚠ | Priced
| Citywalk Plot 5.11 Main Works Contract BOQ (1).xlsx | A |  |  | NEW | CITYWALK PHASE-05, PLOT 5.11 | Residential | CITYWALK RESIDENTIAL 1 LLC |  | K — Accessories | K | K01 | K0102 | K1 Generally | Cat ladder Type 2; 600 x 2300mm high; to Fire/domestic water tank 01 and 02 | 2 | Nr. | AED | 2906 | 5812 | 4.01 | FF&E – Access Equipment & Ladders | Number | 78 | AI | ⚠ | Priced
| Citywalk Plot 5.11 Main Works Contract BOQ (1).xlsx | B |  |  | NEW | CITYWALK PHASE-05, PLOT 5.11 | Residential | CITYWALK RESIDENTIAL 1 LLC |  | Q — Mechanical Engineering Installations | Q | Q03 | Q0303 | Q3 Ductwork | Size 900mm high; to domestic water pump room | 2 | Nr. | AED | 1250 | 2500 | 5.06 | Mechanical Engineering Installations | Length (m), Weight (t), Area (m²), Enumerated (nr), Item | 62 | Fuzzy | ⚠ | Priced
| Citywalk Plot 5.11 Main Works Contract BOQ (1).xlsx | C |  |  | NEW | CITYWALK PHASE-05, PLOT 5.11 | Residential | CITYWALK RESIDENTIAL 1 LLC |  | K — Accessories | K | K01 | K0102 | K1 Generally | Ladder Type 2 to lift pit; 3100mm high | 3 | Nr. | AED | 2906 | 8718 | 4.01 | FF&E – Access Equipment & Ladders | Number | 78 | AI | ⚠ | Priced
| Citywalk Plot 5.11 Main Works Contract BOQ (1).xlsx | D |  |  | NEW | CITYWALK PHASE-05, PLOT 5.11 | Residential | CITYWALK RESIDENTIAL 1 LLC |  | K — Accessories | K | K01 | K0102 | K1 Generally | Size 2350 x 4500mm high; to lift pit | 1 | Nr. | AED | 13219 | 13219 | 4.01 | FF&E – Access Equipment & Platforms | Number | 75 | AI | ⚠ | Priced
| Citywalk Plot 5.11 Main Works Contract BOQ (1).xlsx | E |  |  | NEW | CITYWALK PHASE-05, PLOT 5.11 | Residential | CITYWALK RESIDENTIAL 1 LLC |  | C — Concrete Work | C | C05 | C0500 | C5 Precast concrete | Precast wheel stoppers; 1800 x 200 x 100mm; fixed to the floor slab; painted yellow | 110 | Nr. | AED | 149 | 16390 | 2.01 | Frame / Concrete Work | Volume (m³), Weight (t), Area (m²), Length (m), Enumerated (nr) | 78 | Fuzzy | ⚠ | Priced
| Citywalk Plot 5.11 Main Works Contract BOQ (1).xlsx | F |  |  | NEW | CITYWALK PHASE-05, PLOT 5.11 | Residential | CITYWALK RESIDENTIAL 1 LLC |  | K — Accessories | K | K01 | K0103 | K1 Generally | Speed hump; 3000 x 400 x 50mm high; high impact resistance extruded rubber; alternate black and yellow colour; including 2nr "cats eyes" reflectors on longer sides and 2nr end caps on shorter sides; fixed with stainless steel bolt anchors | 1 | Nr. | AED | 545 | 545 | 8.01 | External Works – Traffic Control & Safety | Number | 85 | AI | ✓ | Priced
| Citywalk Plot 5.11 Main Works Contract BOQ (1).xlsx | A |  |  | NEW | CITYWALK PHASE-05, PLOT 5.11 | Residential | CITYWALK RESIDENTIAL 1 LLC |  | K — Accessories | K | K01 | K0103 | K1 Generally | Speed hump; 3500 x 400 x 50mm high; high impact resistance extruded rubber; alternate black and yellow colour; including 2nr "cats eyes" reflectors on longer sides and 2nr end caps on shorter sides; fixed with stainless steel bolt anchors | 1 | Nr. | AED | 625 | 625 | 8.01 | External Works – Traffic Control & Safety | Number | 85 | AI | ✓ | Priced
| Citywalk Plot 5.11 Main Works Contract BOQ (1).xlsx | B |  |  | NEW | CITYWALK PHASE-05, PLOT 5.11 | Residential | CITYWALK RESIDENTIAL 1 LLC |  | K — Accessories | K | K01 | K0103 | K1 Generally | Speed hump; 5500 x 400 x 50mm high; high impact resistance extruded rubber; alternate black and yellow colour; including 2nr "cats eyes" reflectors on longer sides and 2nr end caps on shorter sides; fixed with stainless steel bolt anchors | 2 | Nr. | AED | 868 | 1736 | 8.01 | External Works – Traffic Control & Safety | Number | 85 | AI | ✓ | Priced
| Citywalk Plot 5.11 Main Works Contract BOQ (1).xlsx | C |  |  | NEW | CITYWALK PHASE-05, PLOT 5.11 | Residential | CITYWALK RESIDENTIAL 1 LLC |  | K — Accessories | K | K01 | K0103 | K1 Generally | Speed hump; 6000 x 400 x 75mm high; high impact resistance extruded rubber; alternate black and yellow colour; including 2nr "cats eyes" reflectors on longer sides and 2nr end caps on shorter sides; fixed with stainless steel bolt anchors | 1 | Nr. | AED | 1028 | 1028 | 8.01 | External Works – Traffic Control & Safety | Number | 85 | AI | ✓ | Priced
| Citywalk Plot 5.11 Main Works Contract BOQ (1).xlsx | D |  |  | NEW | CITYWALK PHASE-05, PLOT 5.11 | Residential | CITYWALK RESIDENTIAL 1 LLC |  | C — Concrete Work | C | C01 | C0102 | C1 Generally | Column guards; 1000mm high; heavy-duty assembly in high impact-resistant neoprene profile with yellow reflective strips; mechanically anchored to the corner of wall/column; galvanized clip inserts anchored to wall as required | 286 | Nr. | AED | 56 | 16016 | 2.01 | Frame / Concrete Work | Volume (m³), Weight (t), Area (m²), Length (m), Enumerated (nr) | 67 | Fuzzy | ⚠ | Priced
| Citywalk Plot 5.11 Main Works Contract BOQ (1).xlsx | E |  |  | NEW | CITYWALK PHASE-05, PLOT 5.11 | Residential | CITYWALK RESIDENTIAL 1 LLC |  | C — Concrete Work | C | C01 | C0102 | C1 Generally | Circular column guards; 1000mm high; heavy-duty assembly in high impact-resistant neoprene profile with yellow reflective strips; mechanically anchored to the corner of wall/column; galvanized clip inserts anchored to wall as required | 12 | Nr. | AED | 98 | 1176 | 2.01 | Frame / Concrete Work | Volume (m³), Weight (t), Area (m²), Length (m), Enumerated (nr) | 66 | Fuzzy | ⚠ | Priced
| Citywalk Plot 5.11 Main Works Contract BOQ (1).xlsx | F |  |  | NEW | CITYWALK PHASE-05, PLOT 5.11 | Residential | CITYWALK RESIDENTIAL 1 LLC |  | K — Accessories | K | K01 | K0103 | K1 Generally | Bike Rack | 8 | Nr. | AED | 938 | 7504 | 8.01 | External Works – Parking Accessories | Number | 82 | AI | ⚠ | Priced
| Citywalk Plot 5.11 Main Works Contract BOQ (1).xlsx | G |  |  | NEW | CITYWALK PHASE-05, PLOT 5.11 | Residential | CITYWALK RESIDENTIAL 1 LLC |  | K — Accessories | K | K01 | K0103 | K1 Generally | Crash guard alongside the ramp | 122 | m | AED | 89 | 10858 | 4.01 | FF&E – Safety & Protection | Length (m) | 78 | AI | ⚠ | Priced
| Citywalk Plot 5.11 Main Works Contract BOQ (1).xlsx | H |  |  | NEW | CITYWALK PHASE-05, PLOT 5.11 | Residential | CITYWALK RESIDENTIAL 1 LLC |  | B — Site Work | B | B24 | B2401 | B24 Tunnel excavation | Curved crash guard alongside the ramp | 39 | m | AED | 100 | 3900 | 8.01 | Site Works, Drainage, External Services & Landscaping | Volume (m³), Length (m), Area (m²), Enumerated (nr), Item | 64 | Fuzzy | ⚠ | Priced
| Citywalk Plot 5.11 Main Works Contract BOQ (1).xlsx | A |  |  | NEW | CITYWALK PHASE-05, PLOT 5.11 | Residential | CITYWALK RESIDENTIAL 1 LLC |  | K — Accessories | K | K01 | K0102 | K1 Generally | Grating cover; 300mm wide; heavy-duty cast iron; continuous metal frames and support for grating | 15 | m | AED | 1063 | 15945 | 4.01 | FF&E – Floor Covers & Gratings | Length (m) | 80 | AI | ⚠ | Priced
| Citywalk Plot 5.11 Main Works Contract BOQ (1).xlsx | B |  |  | NEW | CITYWALK PHASE-05, PLOT 5.11 | Residential | CITYWALK RESIDENTIAL 1 LLC |  | K — Accessories | K | K02 | K0201 | K2 Partitions | Traffic mirror; stainless steel; including highly polished stainless steel convex mirror face | 1 | Item | AED | 443 | 443 | 3.01 | Accessories – Mirror | Enumerated (nr) | 93 | Rule | ✓ | Priced
| Citywalk Plot 5.11 Main Works Contract BOQ (1).xlsx | C |  |  | NEW | CITYWALK PHASE-05, PLOT 5.11 | Residential | CITYWALK RESIDENTIAL 1 LLC |  | K — Accessories | K | K01 | K0101 | K1 Generally | PVC/Rubber crash rails at BOH corridors | 1 | Item | AED | 2670 | 2670 | 4.01 | FF&E – Protection Fittings | Length (m) | 75 | AI | ⚠ | Priced
| Citywalk Plot 5.11 Main Works Contract BOQ (1).xlsx | D |  |  | NEW | CITYWALK PHASE-05, PLOT 5.11 | Residential | CITYWALK RESIDENTIAL 1 LLC |  | C — Concrete Work | C | C02 | C0200 | C2 Poured concrete | Built-up concrete kerb; to edges of parking islands | 1 | Item | AED | 17181 | 17181 | 2.01 | Frame / Concrete Work | Volume (m³), Weight (t), Area (m²), Length (m), Enumerated (nr) | 79 | Fuzzy | ⚠ | Priced
| Citywalk Plot 5.11 Main Works Contract BOQ (1).xlsx | E |  |  | NEW | CITYWALK PHASE-05, PLOT 5.11 | Residential | CITYWALK RESIDENTIAL 1 LLC |  | K — Accessories | K | K02 | K0201 | K2 Partitions | Mirror | 1 | Nr. | AED | 625 | 625 | 3.01 | Accessories – Mirror | Enumerated (nr) | 93 | Rule | ✓ | Priced
| Citywalk Plot 5.11 Main Works Contract BOQ (1).xlsx | F |  |  | NEW | CITYWALK PHASE-05, PLOT 5.11 | Residential | CITYWALK RESIDENTIAL 1 LLC |  | L — Equipment | L | L01 | L0101 | L1 Generally | IDLO-1; 3x10W LED decorative pendent light, IP20 | 1 | Nr. | AED | 12750 | 12750 | 5.08 | Electrical Installations – Light Fittings Supply | Number | 88 | AI | ✓ | Priced
| Citywalk Plot 5.11 Main Works Contract BOQ (1).xlsx | G |  |  | NEW | CITYWALK PHASE-05, PLOT 5.11 | Residential | CITYWALK RESIDENTIAL 1 LLC |  | L — Equipment | L | L01 | L0101 | L1 Generally | IDLO-4; black fishing arched floor lamp, 197cm height x 167cm width, black metal finish | 1 | Nr. | AED | 2550 | 2550 | 5.08 | Electrical Installations – Light Fittings Supply | Number | 88 | AI | ✓ | Priced
| Citywalk Plot 5.11 Main Works Contract BOQ (1).xlsx | H |  |  | NEW | CITYWALK PHASE-05, PLOT 5.11 | Residential | CITYWALK RESIDENTIAL 1 LLC |  | L — Equipment | L | L01 | L0101 | L1 Generally | IDLO-1; 3x10W LED decorative pendent light, IP20 | 1 | Nr. | AED | 50 | 50 | 5.08 | Electrical Installations – Light Fittings Installation | Number | 88 | AI | ✓ | Priced
| Citywalk Plot 5.11 Main Works Contract BOQ (1).xlsx | J |  |  | NEW | CITYWALK PHASE-05, PLOT 5.11 | Residential | CITYWALK RESIDENTIAL 1 LLC |  | L — Equipment | L | L01 | L0101 | L1 Generally | IDLO-4; black fishing arched floor lamp, 197cm height x 167cm width, black metal finish | 1 | Nr. | AED | 50 | 50 | 5.08 | Electrical Installations – Light Fittings Installation | Number | 88 | AI | ✓ | Priced
| Citywalk Plot 5.11 Main Works Contract BOQ (1).xlsx | A |  |  | NEW | CITYWALK PHASE-05, PLOT 5.11 | Residential | CITYWALK RESIDENTIAL 1 LLC |  | E — Metalwork | E | E03 | E0301 | E3 Non-structural metalwork | C-AC-03; 1200 x 1200mm high | 1 | Nr. | AED | 3235 | 3235 | 3.01 | Metalwork – Handrail / Balustrade | Length (m) | 90 | Rule | ✓ | Priced
| Citywalk Plot 5.11 Main Works Contract BOQ (1).xlsx | B |  |  | NEW | CITYWALK PHASE-05, PLOT 5.11 | Residential | CITYWALK RESIDENTIAL 1 LLC |  | M — Furnishings | M | M01 | M0101 | M1 Generally | C-AC-01; 1200 x 2400mm high | 1 | Nr. | AED | 3705 | 3705 | 4.01 | FF&E – Artwork & Decoration | Number | 85 | AI | ✓ | Priced
| Citywalk Plot 5.11 Main Works Contract BOQ (1).xlsx | C |  |  | NEW | CITYWALK PHASE-05, PLOT 5.11 | Residential | CITYWALK RESIDENTIAL 1 LLC |  | M — Furnishings | M | M01 | M0101 | M1 Generally | C-AC-05; 1800 x 4800mm high | 1 | Nr. | AED | 7885 | 7885 | 4.01 | FF&E – Artwork & Decoration | Number | 85 | AI | ✓ | Priced
| Citywalk Plot 5.11 Main Works Contract BOQ (1).xlsx | D |  |  | NEW | CITYWALK PHASE-05, PLOT 5.11 | Residential | CITYWALK RESIDENTIAL 1 LLC |  | M — Furnishings | M | M01 | M0101 | M1 Generally | C-AC-07A; 1200 x 2400mm high | 1 | Nr. | AED | 3705 | 3705 | 4.01 | FF&E – Artwork & Decoration | Number | 85 | AI | ✓ | Priced
| Citywalk Plot 5.11 Main Works Contract BOQ (1).xlsx | E |  |  | NEW | CITYWALK PHASE-05, PLOT 5.11 | Residential | CITYWALK RESIDENTIAL 1 LLC |  | M — Furnishings | M | M01 | M0101 | M1 Generally | C-AC-07B; 1200 x 2400mm high | 1 | Nr. | AED | 3705 | 3705 | 4.01 | FF&E – Artwork & Decoration | Number | 85 | AI | ✓ | Priced
| Citywalk Plot 5.11 Main Works Contract BOQ (1).xlsx | F |  |  | NEW | CITYWALK PHASE-05, PLOT 5.11 | Residential | CITYWALK RESIDENTIAL 1 LLC |  | M — Furnishings | M | M01 | M0101 | M1 Generally | C-AC-14; 1000 x 1750mm high | 1 | Nr. | AED | 3235 | 3235 | 4.01 | FF&E – Artwork & Decoration | Number | 85 | AI | ✓ | Priced
| Citywalk Plot 5.11 Main Works Contract BOQ (1).xlsx | G |  |  | NEW | CITYWALK PHASE-05, PLOT 5.11 | Residential | CITYWALK RESIDENTIAL 1 LLC |  | M — Furnishings | M | M01 | M0102 | M1 Generally | Chair | 3 | Nr. | AED | 1615 | 4845 | 4.01 | FF&E – Furniture & Seating | Number | 88 | AI | ✓ | Priced
| Citywalk Plot 5.11 Main Works Contract BOQ (1).xlsx | H |  |  | NEW | CITYWALK PHASE-05, PLOT 5.11 | Residential | CITYWALK RESIDENTIAL 1 LLC |  | M — Furnishings | M | M01 | M0102 | M1 Generally | Desk | 3 | Nr. | AED | 2660 | 7980 | 4.01 | FF&E – Furniture & Work Surfaces | Number | 88 | AI | ✓ | Priced
| Citywalk Plot 5.11 Main Works Contract BOQ (1).xlsx | J |  |  | NEW | CITYWALK PHASE-05, PLOT 5.11 | Residential | CITYWALK RESIDENTIAL 1 LLC |  | M — Furnishings | M | M01 | M0101 | M1 Generally | Planter; C-FF-01; including the plant, soil and the pot | 2 | Nr. | AED | 3801 | 7602 | 3.01 | Furnishings – Planter | Enumerated (nr) | 90 | Rule | ✓ | Priced
| Citywalk Plot 5.11 Main Works Contract BOQ (1).xlsx | K |  |  | NEW | CITYWALK PHASE-05, PLOT 5.11 | Residential | CITYWALK RESIDENTIAL 1 LLC |  | M — Furnishings | M | M01 | M0101 | M1 Generally | Planter; C-FF-01A; including the plant, soil and the pot | 1 | Nr. | AED | 6527 | 6527 | 3.01 | Furnishings – Planter | Enumerated (nr) | 90 | Rule | ✓ | Priced
| Citywalk Plot 5.11 Main Works Contract BOQ (1).xlsx | A |  |  | NEW | CITYWALK PHASE-05, PLOT 5.11 | Residential | CITYWALK RESIDENTIAL 1 LLC |  | M — Furnishings | M | M00 | M0000 |  | Reception Chair; C-FF-02 | 1 | Nr. | AED | 3705 | 3705 | 4.01 | Furnishings | Enumerated (nr), Length (m), Item | 62 | Fuzzy | ⚠ | Priced
| Citywalk Plot 5.11 Main Works Contract BOQ (1).xlsx | B |  |  | NEW | CITYWALK PHASE-05, PLOT 5.11 | Residential | CITYWALK RESIDENTIAL 1 LLC |  | M — Furnishings | M | M01 | M0102 | M1 Generally | Coffee Table; C-FF-03 | 3 | Nr. | AED | 6648 | 19944 | 4.01 | FF&E – Furniture & Tables | Number | 88 | AI | ✓ | Priced
| Citywalk Plot 5.11 Main Works Contract BOQ (1).xlsx | C |  |  | NEW | CITYWALK PHASE-05, PLOT 5.11 | Residential | CITYWALK RESIDENTIAL 1 LLC |  | M — Furnishings | M | M01 | M0102 | M1 Generally | Coffee Table; C-FF-03A | 2 | Nr. | AED | 4513 | 9026 | 4.01 | FF&E – Furniture & Tables | Number | 88 | AI | ✓ | Priced
| Citywalk Plot 5.11 Main Works Contract BOQ (1).xlsx | D |  |  | NEW | CITYWALK PHASE-05, PLOT 5.11 | Residential | CITYWALK RESIDENTIAL 1 LLC |  | M — Furnishings | M | M01 | M0102 | M1 Generally | Armchair; C-FF-04 | 3 | Nr. | AED | 4674 | 14022 | 4.01 | FF&E – Furniture & Seating | Number | 88 | AI | ✓ | Priced
| Citywalk Plot 5.11 Main Works Contract BOQ (1).xlsx | E |  |  | NEW | CITYWALK PHASE-05, PLOT 5.11 | Residential | CITYWALK RESIDENTIAL 1 LLC |  | M — Furnishings | M | M01 | M0102 | M1 Generally | Sofa; C-FF-06 | 1 | Nr. | AED | 43614 | 43614 | 4.01 | FF&E – Furniture & Seating | Number | 88 | AI | ✓ | Priced
| Citywalk Plot 5.11 Main Works Contract BOQ (1).xlsx | F |  |  | NEW | CITYWALK PHASE-05, PLOT 5.11 | Residential | CITYWALK RESIDENTIAL 1 LLC |  | M — Furnishings | M | M01 | M0102 | M1 Generally | Sofa; C-FF-07 | 1 | Nr. | AED | 11448 | 11448 | 4.01 | FF&E – Furniture & Seating | Number | 88 | AI | ✓ | Priced
| Citywalk Plot 5.11 Main Works Contract BOQ (1).xlsx | G |  |  | NEW | CITYWALK PHASE-05, PLOT 5.11 | Residential | CITYWALK RESIDENTIAL 1 LLC |  | M — Furnishings | M | M01 | M0102 | M1 Generally | Sofa; C-FF-07A | 1 | Nr. | AED | 10908 | 10908 | 4.01 | FF&E – Furniture & Seating | Number | 88 | AI | ✓ | Priced
| Citywalk Plot 5.11 Main Works Contract BOQ (1).xlsx | H |  |  | NEW | CITYWALK PHASE-05, PLOT 5.11 | Residential | CITYWALK RESIDENTIAL 1 LLC |  | M — Furnishings | M | M01 | M0102 | M1 Generally | Ottoman; C-FF-08 | 1 | Nr. | AED | 6151 | 6151 | 4.01 | FF&E – Furniture & Seating | Number | 88 | AI | ✓ | Priced
| Citywalk Plot 5.11 Main Works Contract BOQ (1).xlsx | J |  |  | NEW | CITYWALK PHASE-05, PLOT 5.11 | Residential | CITYWALK RESIDENTIAL 1 LLC |  | M — Furnishings | M | M01 | M0102 | M1 Generally | Custom table; C-FF-09 | 2 | Nr. | AED | 1909 | 3818 | 4.01 | FF&E – Furniture & Tables | Number | 88 | AI | ✓ | Priced
| Citywalk Plot 5.11 Main Works Contract BOQ (1).xlsx | K |  |  | NEW | CITYWALK PHASE-05, PLOT 5.11 | Residential | CITYWALK RESIDENTIAL 1 LLC |  | M — Furnishings | M | M01 | M0102 | M1 Generally | Custom table; C-FF-09A | 2 | Nr. | AED | 1979 | 3958 | 4.01 | FF&E – Furniture & Tables | Number | 88 | AI | ✓ | Priced
| Citywalk Plot 5.11 Main Works Contract BOQ (1).xlsx | L |  |  | NEW | CITYWALK PHASE-05, PLOT 5.11 | Residential | CITYWALK RESIDENTIAL 1 LLC |  | M — Furnishings | M | M01 | M0103 | M1 Generally | Carpet; C-CA-02 | 5 | m² | AED | 1099 | 5495 | 3.01 | Finishes – Carpeting | Area (m²) | 85 | AI | ✓ | Priced
| Citywalk Plot 5.11 Main Works Contract BOQ (1).xlsx | M |  |  | NEW | CITYWALK PHASE-05, PLOT 5.11 | Residential | CITYWALK RESIDENTIAL 1 LLC |  | M — Furnishings | M | M01 | M0103 | M1 Generally | Carpet; C-CA-03 | 23 | m² | AED | 1099 | 25277 | 3.01 | Finishes – Carpeting | Area (m²) | 85 | AI | ✓ | Priced
| Citywalk Plot 5.11 Main Works Contract BOQ (1).xlsx | N |  |  | NEW | CITYWALK PHASE-05, PLOT 5.11 | Residential | CITYWALK RESIDENTIAL 1 LLC |  | M — Furnishings | M | M00 | M0000 |  | Loose cushions; C-FF-32 | 8 | Nr. | AED | 142 | 1136 | 4.01 | Furnishings | Enumerated (nr), Length (m), Item | 63 | Fuzzy | ⚠ | Priced
| Citywalk Plot 5.11 Main Works Contract BOQ (1).xlsx | A |  |  | NEW | CITYWALK PHASE-05, PLOT 5.11 | Residential | CITYWALK RESIDENTIAL 1 LLC |  | M — Furnishings | M | M01 | M0101 | M1 Generally | Lifeguard chair with umbrella; F56 | 1 | Nr. | AED | 6250 | 6250 | 8.01 | External Works – Site Furniture | Number | 85 | AI | ✓ | Priced
| Citywalk Plot 5.11 Main Works Contract BOQ (1).xlsx | B |  |  | NEW | CITYWALK PHASE-05, PLOT 5.11 | Residential | CITYWALK RESIDENTIAL 1 LLC |  | K — Accessories | K | K02 | K0201 | K2 Partitions | Litter bin: F01 | 8 | Nr. | AED | 1250 | 10000 | 4.01 | FF&E – Site Furniture | Item (No.) | 85 | AI | ✓ | Priced
| Citywalk Plot 5.11 Main Works Contract BOQ (1).xlsx | C |  |  | NEW | CITYWALK PHASE-05, PLOT 5.11 | Residential | CITYWALK RESIDENTIAL 1 LLC |  | H — Doors And Windows | H | H01 | H0100 | H1 Doors | Outdoor shower; F07 | 2 | Nr. | AED | 3125 | 6250 | 2.06 | Windows and External Doors | Enumerated (nr), Area (m²), Length (m) | 69 | Fuzzy | ⚠ | Priced
| Citywalk Plot 5.11 Main Works Contract BOQ (1).xlsx | D |  |  | NEW | CITYWALK PHASE-05, PLOT 5.11 | Residential | CITYWALK RESIDENTIAL 1 LLC |  | M — Furnishings | M | M01 | M0101 | M1 Generally | Pool side table; F52 | 10 | Nr. | AED | 1875 | 18750 | 4.01 | FF&E – Furnishings | Item (No.) | 82 | AI | ⚠ | Priced
| Citywalk Plot 5.11 Main Works Contract BOQ (1).xlsx | E |  |  | NEW | CITYWALK PHASE-05, PLOT 5.11 | Residential | CITYWALK RESIDENTIAL 1 LLC |  | M — Furnishings | M | M01 | M0102 | M1 Generally | Pool side umbrella; F53 | 10 | Nr. | AED | 3125 | 31250 | 4.01 | FF&E – Furnishings | Item (No.) | 82 | AI | ⚠ | Priced
| Citywalk Plot 5.11 Main Works Contract BOQ (1).xlsx | F |  |  | NEW | CITYWALK PHASE-05, PLOT 5.11 | Residential | CITYWALK RESIDENTIAL 1 LLC |  | K — Accessories | K | K02 | K0201 | K2 Partitions | Seat wall: F02 | 14 | m | AED | 1250 | 17500 | 4.01 | FF&E – Site Furniture | Item (No.) | 85 | AI | ✓ | Priced
| Citywalk Plot 5.11 Main Works Contract BOQ (1).xlsx | G |  |  | NEW | CITYWALK PHASE-05, PLOT 5.11 | Residential | CITYWALK RESIDENTIAL 1 LLC |  | K — Accessories | K | K02 | K0201 | K2 Partitions | Seat wall - curved; F02 | 25 | m | AED | 1875 | 46875 | 4.01 | FF&E – Site Furniture | Item (No.) | 85 | AI | ✓ | Priced
| Citywalk Plot 5.11 Main Works Contract BOQ (1).xlsx | H |  |  | NEW | CITYWALK PHASE-05, PLOT 5.11 | Residential | CITYWALK RESIDENTIAL 1 LLC |  | K — Accessories | K | K02 | K0202 | K2 Partitions | Aluminium Wood bollards; F11 | 10 | Nr. | AED | 1250 | 12500 | 4.01 | FF&E – Bollards & Posts | Item (No.) | 88 | AI | ✓ | Priced
| Citywalk Plot 5.11 Main Works Contract BOQ (1).xlsx | J |  |  | NEW | CITYWALK PHASE-05, PLOT 5.11 | Residential | CITYWALK RESIDENTIAL 1 LLC |  | M — Furnishings | M | M01 | M0101 | M1 Generally | Sunbed with cushion; F51 | 20 | Nr. | AED | 3750 | 75000 | 4.01 | FF&E – Furnishings | Item (No.) | 84 | AI | ⚠ | Priced
| Citywalk Plot 5.11 Main Works Contract BOQ (1).xlsx | K |  |  | NEW | CITYWALK PHASE-05, PLOT 5.11 | Residential | CITYWALK RESIDENTIAL 1 LLC |  | K — Accessories | K | K02 | K0203 | K2 Partitions | Stainless steel grate with recessed paving; 1100mm high | 20 | Nr. | AED | 1875 | 37500 | 4.01 | FF&E – Site Gratings & Covers | Item (No.) | 80 | AI | ⚠ | Priced
| Citywalk Plot 5.11 Main Works Contract BOQ (1).xlsx | L |  |  | NEW | CITYWALK PHASE-05, PLOT 5.11 | Residential | CITYWALK RESIDENTIAL 1 LLC |  | B — Site Work | B | B05 | B0503 | B5 Demolitions and alterations | Shade structures | 105 | m² | AED | 635 | 66675 | 8.01 | Site Works, Drainage, External Services & Landscaping | Volume (m³), Length (m), Area (m²), Enumerated (nr), Item | 72 | Fuzzy | ⚠ | Priced
| Citywalk Plot 5.11 Main Works Contract BOQ (1).xlsx | M |  |  | NEW | CITYWALK PHASE-05, PLOT 5.11 | Residential | CITYWALK RESIDENTIAL 1 LLC |  | B — Site Work | B | B15 | B1501 | B15 Bored piling | Ground Level | 1 | Nr. | AED | 25781 | 25781 | 8.01 | Site Works, Drainage, External Services & Landscaping | Volume (m³), Length (m), Area (m²), Enumerated (nr), Item | 79 | Fuzzy | ⚠ | Priced
| Citywalk Plot 5.11 Main Works Contract BOQ (1).xlsx | A |  |  | NEW | CITYWALK PHASE-05, PLOT 5.11 | Residential | CITYWALK RESIDENTIAL 1 LLC |  | A — General Requirements | A | A01 | A0101 | Conditions of contract | Allow for any other works which are not included above and which are required to complete the Furnishings in accordance with the Specification and the Drawings (Tenderer to list below) | 0 | Item | AED | 0 | 0 | 9.01 | Preliminaries – Contingency | Item | 90 | Rule | ✓ | Unpriced
| Citywalk Plot 5.11 Main Works Contract BOQ (1).xlsx |  |  |  | NEW | CITYWALK PHASE-05, PLOT 5.11 | Residential | CITYWALK RESIDENTIAL 1 LLC |  | R — Electrical Engineering Installations | R | R05 | R0500 | R5 Accessories | Access hatch; including finishes, metal supports, fixings, accessories and all ancillary works as necessary |  |  | AED |  |  | 5.08 | Electrical Engineering Installations | Length (m), Enumerated (nr), Item | 79 | Fuzzy | ⚠ | Unpriced
| Citywalk Plot 5.11 Main Works Contract BOQ (1).xlsx |  |  |  | NEW | CITYWALK PHASE-05, PLOT 5.11 | Residential | CITYWALK RESIDENTIAL 1 LLC | [9 empty] | AED | [8 empty] | Unpriced
| Citywalk Plot 5.11 Main Works Contract BOQ (1).xlsx | B |  |  | NEW | CITYWALK PHASE-05, PLOT 5.11 | Residential | CITYWALK RESIDENTIAL 1 LLC |  | Q — Mechanical Engineering Installations | Q | Q02 | Q0200 | Q2 Pipework and gutterwork | Size 800 x 800mm; to irrigation tank and pump room | 2 | Nr. | AED | 0 | Included | 5.06 | Mechanical Engineering Installations | Length (m), Weight (t), Area (m²), Enumerated (nr), Item | 63 | Fuzzy | ⚠ | Unpriced
| Citywalk Plot 5.11 Main Works Contract BOQ (1).xlsx |  |  |  | NEW | CITYWALK PHASE-05, PLOT 5.11 | Residential | CITYWALK RESIDENTIAL 1 LLC | [9 empty] | AED | [8 empty] | Unpriced
| Citywalk Plot 5.11 Main Works Contract BOQ (1).xlsx | C |  |  | NEW | CITYWALK PHASE-05, PLOT 5.11 | Residential | CITYWALK RESIDENTIAL 1 LLC |  | L — Equipment | L | L02 | L0201 |  | Size 800 x 800mm; to water tank | 1 | Nr. | AED | 1875 | 1875 | 5.04 | Water Installations – Access Covers | Item (No.) | 82 | AI | ⚠ | Priced
| Citywalk Plot 5.11 Main Works Contract BOQ (1).xlsx |  |  |  | NEW | CITYWALK PHASE-05, PLOT 5.11 | Residential | CITYWALK RESIDENTIAL 1 LLC | [9 empty] | AED | [8 empty] | Unpriced
| Citywalk Plot 5.11 Main Works Contract BOQ (1).xlsx | D |  |  | NEW | CITYWALK PHASE-05, PLOT 5.11 | Residential | CITYWALK RESIDENTIAL 1 LLC |  | L — Equipment | L | L02 | L0201 |  | Size 800 x 800mm; to pool plant room | 1 | Nr. | AED | 1875 | 1875 | 5.04 | Water Installations – Access Covers | Item (No.) | 82 | AI | ⚠ | Priced
| Citywalk Plot 5.11 Main Works Contract BOQ (1).xlsx |  |  |  | NEW | CITYWALK PHASE-05, PLOT 5.11 | Residential | CITYWALK RESIDENTIAL 1 LLC | [9 empty] | AED | [8 empty] | Unpriced
| Citywalk Plot 5.11 Main Works Contract BOQ (1).xlsx |  |  |  | NEW | CITYWALK PHASE-05, PLOT 5.11 | Residential | CITYWALK RESIDENTIAL 1 LLC |  | Q — Mechanical Engineering Installations | Q | Q02 | Q0201 | Q2 Pipework and gutterwork | Ladder; 25mm diameter fluted tube finished with polyurethane paint as step rungs; 50 x 50 x 6mm square grip tube finished with polyurethane paint as side rails on either side; fixed to wall using 65x10mm s/s bracket finished with polyurethane paint as suited; including all necessary finishes, fittings and fixings accessories |  |  | AED |  |  | 3.01 | Mechanical – Pipe | Length (m) | 90 | Rule | ✓ | Unpriced
| Citywalk Plot 5.11 Main Works Contract BOQ (1).xlsx |  |  |  | NEW | CITYWALK PHASE-05, PLOT 5.11 | Residential | CITYWALK RESIDENTIAL 1 LLC | [9 empty] | AED | [8 empty] | Unpriced
| Citywalk Plot 5.11 Main Works Contract BOQ (1).xlsx | E |  |  | NEW | CITYWALK PHASE-05, PLOT 5.11 | Residential | CITYWALK RESIDENTIAL 1 LLC |  | Q — Mechanical Engineering Installations | Q | Q03 | Q0303 | Q3 Ductwork | Ladder; 600 x 2300mm high; to irrigation tank and pump room | 2 | Nr. | AED | 2188 | 4376 | 5.06 | Mechanical Engineering Installations | Length (m), Weight (t), Area (m²), Enumerated (nr), Item | 64 | Fuzzy | ⚠ | Priced
| Citywalk Plot 5.11 Main Works Contract BOQ (1).xlsx |  |  |  | NEW | CITYWALK PHASE-05, PLOT 5.11 | Residential | CITYWALK RESIDENTIAL 1 LLC | [9 empty] | AED | [8 empty] | Unpriced
| Citywalk Plot 5.11 Main Works Contract BOQ (1).xlsx | F |  |  | NEW | CITYWALK PHASE-05, PLOT 5.11 | Residential | CITYWALK RESIDENTIAL 1 LLC |  | L — Equipment | L | L02 | L0202 |  | Ladder; 600 x 2300mm high; to water tank | 1 | Nr. | AED | 2188 | 2188 | 5.04 | Water Installations – Ladders & Access | Item (No.) | 85 | AI | ✓ | Priced
| Citywalk Plot 5.11 Main Works Contract BOQ (1).xlsx |  |  |  | NEW | CITYWALK PHASE-05, PLOT 5.11 | Residential | CITYWALK RESIDENTIAL 1 LLC | [9 empty] | AED | [8 empty] | Unpriced
| Citywalk Plot 5.11 Main Works Contract BOQ (1).xlsx | G |  |  | NEW | CITYWALK PHASE-05, PLOT 5.11 | Residential | CITYWALK RESIDENTIAL 1 LLC |  | L — Equipment | L | L02 | L0202 |  | Ladder; 600 x 2300mm high; to pool plant room | 1 | Nr. | AED | 2188 | 2188 | 5.06 | Space Heating & Air Treatment – Access Equipment | Item (No.) | 80 | AI | ⚠ | Priced
| Citywalk Plot 5.11 Main Works Contract BOQ (1).xlsx | A |  |  | NEW | CITYWALK PHASE-05, PLOT 5.11 | Residential | CITYWALK RESIDENTIAL 1 LLC |  | A — General Requirements | A | A01 | A0101 | Conditions of contract | Allow for any other works which are not included above and which are required to complete the Furnishings in accordance with the Specification and the Drawings (Tenderer to list below) | 0 | Item | AED | 0 | 0 | 9.01 | Preliminaries – Contingency | Item | 90 | Rule | ✓ | Unpriced
| Citywalk Plot 5.11 Main Works Contract BOQ (1).xlsx | 2/M/1/B |  |  | NEW | CITYWALK PHASE-05, PLOT 5.11 | Residential | CITYWALK RESIDENTIAL 1 LLC |  | K — Accessories | K | K02 | K0201 | K2 Partitions | Waste bin - 1100 Liter capacity - green color (GR-01) | -2 | Nr. | AED | 2575 | -5150 | 4.01 | FF&E – Site Furniture | Item (No.) | 86 | AI | ✓ | Priced
| Citywalk Plot 5.11 Main Works Contract BOQ (1).xlsx | 2/M/1/C |  |  | NEW | CITYWALK PHASE-05, PLOT 5.11 | Residential | CITYWALK RESIDENTIAL 1 LLC |  | K — Accessories | K | K02 | K0201 | K2 Partitions | Waste bin - 1100 Liter capacity - black color (GR-02) | -1 | Nr. | AED | 2575 | -2575 | 4.01 | FF&E – Site Furniture | Item (No.) | 86 | AI | ✓ | Priced
| Citywalk Plot 5.11 Main Works Contract BOQ (1).xlsx | 2/M/2/F |  |  | NEW | CITYWALK PHASE-05, PLOT 5.11 | Residential | CITYWALK RESIDENTIAL 1 LLC |  | B — Site Work | B | B23 | B2301 | B23 Railway work | Rubber guard rails | 4 | m | AED | 89 | 356 | 8.01 | Site Works, Drainage, External Services & Landscaping | Volume (m³), Length (m), Area (m²), Enumerated (nr), Item | 77 | Fuzzy | ⚠ | Priced
| Citywalk Plot 5.11 Main Works Contract BOQ (1).xlsx | 2/M/3/E |  |  | NEW | CITYWALK PHASE-05, PLOT 5.11 | Residential | CITYWALK RESIDENTIAL 1 LLC |  | C — Concrete Work | C | C05 | C0500 | C5 Precast concrete | Precast wheel stoppers; 1800 x 200 x 100mm; fixed to the floor slab; painted yellow | 6 | Nr. | AED | 149 | 894 | 2.01 | Frame / Concrete Work | Volume (m³), Weight (t), Area (m²), Length (m), Enumerated (nr) | 78 | Fuzzy | ⚠ | Priced
| Citywalk Plot 5.11 Main Works Contract BOQ (1).xlsx | 2/M/3/F |  |  | NEW | CITYWALK PHASE-05, PLOT 5.11 | Residential | CITYWALK RESIDENTIAL 1 LLC |  | B — Site Work | B | B04 | B0403 | B4 Site preparation | Speed hump | 1 | Nr. | AED | 868 | 868 | 8.01 | External Works – Road Furniture | Item (No.) | 83 | AI | ⚠ | Priced
| Citywalk Plot 5.11 Main Works Contract BOQ (1).xlsx | 2/M/4/D |  |  | NEW | CITYWALK PHASE-05, PLOT 5.11 | Residential | CITYWALK RESIDENTIAL 1 LLC |  | C — Concrete Work | C | C04 | C0401 | C4 Shuttering | Column guards; 1000mm high | 4 | Nr. | AED | 56 | 224 | 2.01 | Frame / Concrete Work | Volume (m³), Weight (t), Area (m²), Length (m), Enumerated (nr) | 60 | Fuzzy | ⚠ | Priced
| Citywalk Plot 5.11 Main Works Contract BOQ (1).xlsx | 2/M/4/F |  |  | NEW | CITYWALK PHASE-05, PLOT 5.11 | Residential | CITYWALK RESIDENTIAL 1 LLC |  | K — Accessories | K | K02 | K0201 | K2 Partitions | Seat wall: F02 | 11 | m | AED | 1250 | 13750 | 4.01 | FF&E – Site Furniture | Item (No.) | 85 | AI | ✓ | Priced
| Citywalk Plot 5.11 Main Works Contract BOQ (1).xlsx | 2/M/4/G |  |  | NEW | CITYWALK PHASE-05, PLOT 5.11 | Residential | CITYWALK RESIDENTIAL 1 LLC |  | K — Accessories | K | K02 | K0201 | K2 Partitions | Seat wall - curved; F02 | 22 | m | AED | 1875 | 41250 | 4.01 | FF&E – Site Furniture | Item (No.) | 85 | AI | ✓ | Priced
| Citywalk Plot 5.11 Main Works Contract BOQ (1).xlsx | A |  |  | NEW | CITYWALK PHASE-05, PLOT 5.11 | Residential | CITYWALK RESIDENTIAL 1 LLC |  | C — Concrete Work | C | C02 | C0201 | C2 Poured concrete | Walls; 200mm thick | 4 | m³ | AED | 1063 | 4252 | 2.01 | Upper Floors / Walls | Volume (m³) | 93 | Rule | ✓ | Priced
| Citywalk Plot 5.11 Main Works Contract BOQ (1).xlsx | B |  |  | NEW | CITYWALK PHASE-05, PLOT 5.11 | Residential | CITYWALK RESIDENTIAL 1 LLC |  | C — Concrete Work | C | C02 | C0201 | C2 Poured concrete | Walls; 400mm thick | 12 | m³ | AED | 1500 | 18000 | 2.01 | Upper Floors / Walls | Volume (m³) | 93 | Rule | ✓ | Priced
| Citywalk Plot 5.11 Main Works Contract BOQ (1).xlsx | A |  |  | NEW | CITYWALK PHASE-05, PLOT 5.11 | Residential | CITYWALK RESIDENTIAL 1 LLC |  | C — Concrete Work | C | C02 | C0201 | C2 Poured concrete | Slab; 400mm slab (average thickness) | 43 | m³ | AED | 1500 | 64500 | 2.01 | Frame / Concrete Work | Volume (m³), Weight (t), Area (m²), Length (m), Enumerated (nr) | 61 | Fuzzy | ⚠ | Priced
| Citywalk Plot 5.11 Main Works Contract BOQ (1).xlsx | B |  |  | NEW | CITYWALK PHASE-05, PLOT 5.11 | Residential | CITYWALK RESIDENTIAL 1 LLC |  | C — Concrete Work | C | C02 | C0201 | C2 Poured concrete | Steps | 3 | m³ | AED | 1500 | 4500 | 2.01 | Frame / Concrete Work | Volume (m³), Weight (t), Area (m²), Length (m), Enumerated (nr) | 79 | Fuzzy | ⚠ | Priced
| Citywalk Plot 5.11 Main Works Contract BOQ (1).xlsx | C |  |  | NEW | CITYWALK PHASE-05, PLOT 5.11 | Residential | CITYWALK RESIDENTIAL 1 LLC |  | C — Concrete Work | C | C02 | C0201 | C2 Poured concrete | Walls; 200mm thick | 1 | m³ | AED | 1063 | 1063 | 2.01 | Upper Floors / Walls | Volume (m³) | 93 | Rule | ✓ | Priced
| Citywalk Plot 5.11 Main Works Contract BOQ (1).xlsx | D |  |  | NEW | CITYWALK PHASE-05, PLOT 5.11 | Residential | CITYWALK RESIDENTIAL 1 LLC |  | C — Concrete Work | C | C01 | C0102 | C1 Generally | Slab; 150mm slab | 2 | m³ | AED | 1063 | 2126 | 1.01 | Substructure – Concrete Slab | Volume (m³) | 85 | AI | ✓ | Priced
| Citywalk Plot 5.11 Main Works Contract BOQ (1).xlsx | E |  |  | NEW | CITYWALK PHASE-05, PLOT 5.11 | Residential | CITYWALK RESIDENTIAL 1 LLC |  | C — Concrete Work | C | C02 | C0201 | C2 Poured concrete | Steps | 13 | m³ | AED | 1500 | 19500 | 2.01 | Frame / Concrete Work | Volume (m³), Weight (t), Area (m²), Length (m), Enumerated (nr) | 79 | Fuzzy | ⚠ | Priced
| Citywalk Plot 5.11 Main Works Contract BOQ (1).xlsx | F |  |  | NEW | CITYWALK PHASE-05, PLOT 5.11 | Residential | CITYWALK RESIDENTIAL 1 LLC |  | C — Concrete Work | C | C01 | C0102 | C1 Generally | To pool area; 1150mm thick | 50 | m³ | AED | 875 | 43750 | 1.01 | Substructure – Concrete Slab | Volume (m³) | 85 | AI | ✓ | Priced
| Citywalk Plot 5.11 Main Works Contract BOQ (1).xlsx | G |  |  | NEW | CITYWALK PHASE-05, PLOT 5.11 | Residential | CITYWALK RESIDENTIAL 1 LLC |  | C — Concrete Work | C | C01 | C0102 | C1 Generally | To pool area; 250mm thick | 37 | m³ | AED | 875 | 32375 | 1.01 | Substructure – Concrete Slab | Volume (m³) | 85 | AI | ✓ | Priced
| Citywalk Plot 5.11 Main Works Contract BOQ (1).xlsx | H |  |  | NEW | CITYWALK PHASE-05, PLOT 5.11 | Residential | CITYWALK RESIDENTIAL 1 LLC |  | C — Concrete Work | C | C01 | C0102 | C1 Generally | To pool area; 875mm thick | 29 | m³ | AED | 875 | 25375 | 1.01 | Substructure – Concrete Slab | Volume (m³) | 85 | AI | ✓ | Priced
| Citywalk Plot 5.11 Main Works Contract BOQ (1).xlsx | J |  |  | NEW | CITYWALK PHASE-05, PLOT 5.11 | Residential | CITYWALK RESIDENTIAL 1 LLC |  | C — Concrete Work | C | C03 | C0302 | C3 Reinforcement | To slabs; various diameter; to adult pool | 5.41 | t | AED | 5000 | 27050 | 2.01 | Frame / Concrete Work | Volume (m³), Weight (t), Area (m²), Length (m), Enumerated (nr) | 66 | Fuzzy | ⚠ | Priced
| Citywalk Plot 5.11 Main Works Contract BOQ (1).xlsx | K |  |  | NEW | CITYWALK PHASE-05, PLOT 5.11 | Residential | CITYWALK RESIDENTIAL 1 LLC |  | C — Concrete Work | C | C03 | C0302 | C3 Reinforcement | To slabs; various diameter; to kids pool | 0.29 | t | AED | 5000 | 1450 | 2.01 | Frame / Concrete Work | Volume (m³), Weight (t), Area (m²), Length (m), Enumerated (nr) | 66 | Fuzzy | ⚠ | Priced
| Citywalk Plot 5.11 Main Works Contract BOQ (1).xlsx | L |  |  | NEW | CITYWALK PHASE-05, PLOT 5.11 | Residential | CITYWALK RESIDENTIAL 1 LLC |  | C — Concrete Work | C | C02 | C0201 | C2 Poured concrete | To walls; various diameter; to adult pool | 1.58 | t | AED | 5000 | 7900 | 2.01 | Upper Floors / Walls | Volume (m³) | 93 | Rule | ✓ | Priced
| Citywalk Plot 5.11 Main Works Contract BOQ (1).xlsx | M |  |  | NEW | CITYWALK PHASE-05, PLOT 5.11 | Residential | CITYWALK RESIDENTIAL 1 LLC |  | C — Concrete Work | C | C02 | C0201 | C2 Poured concrete | To walls; various diameter; to kids pool | 0.09 | t | AED | 5000 | 450 | 2.01 | Upper Floors / Walls | Volume (m³) | 93 | Rule | ✓ | Priced
| Citywalk Plot 5.11 Main Works Contract BOQ (1).xlsx | N |  |  | NEW | CITYWALK PHASE-05, PLOT 5.11 | Residential | CITYWALK RESIDENTIAL 1 LLC |  | C — Concrete Work | C | C02 | C0201 | C2 Poured concrete | To steps various diameter; to adult pool | 0.36 | t | AED | 5000 | 1800 | 1.01 | Substructure – Reinforcing Steel | Mass (kg/t) | 90 | AI | ✓ | Priced
| Citywalk Plot 5.11 Main Works Contract BOQ (1).xlsx | P |  |  | NEW | CITYWALK PHASE-05, PLOT 5.11 | Residential | CITYWALK RESIDENTIAL 1 LLC |  | C — Concrete Work | C | C02 | C0201 | C2 Poured concrete | To steps; various diameter; to kids pool | 1.58 | t | AED | 5000 | 7900 | 2.01 | Frame – Steps | Length (m) | 90 | Rule | ✓ | Priced
| Citywalk Plot 5.11 Main Works Contract BOQ (1).xlsx | A |  |  | NEW | CITYWALK PHASE-05, PLOT 5.11 | Residential | CITYWALK RESIDENTIAL 1 LLC |  | C — Concrete Work | C | C02 | C0203 | C2 Poured concrete | Sides of wall; to adult pool | 93 | m² | AED | 175 | 16275 | 2.01 | Upper Floors – Formwork | Area (m²) | 95 | Rule | ✓ | Priced
| Citywalk Plot 5.11 Main Works Contract BOQ (1).xlsx | B |  |  | NEW | CITYWALK PHASE-05, PLOT 5.11 | Residential | CITYWALK RESIDENTIAL 1 LLC |  | C — Concrete Work | C | C04 | C0401 | C4 Shuttering | Sides of Wall; to kids pool | 9 | m² | AED | 175 | 1575 | 2.01 | Frame / Concrete Work | Volume (m³), Weight (t), Area (m²), Length (m), Enumerated (nr) | 60 | Fuzzy | ⚠ | Priced
| Citywalk Plot 5.11 Main Works Contract BOQ (1).xlsx | C |  |  | NEW | CITYWALK PHASE-05, PLOT 5.11 | Residential | CITYWALK RESIDENTIAL 1 LLC |  | C — Concrete Work | C | C04 | C0401 | C4 Shuttering | Sides of steps; to adult pool | 3 | m² | AED | 175 | 525 | 2.01 | Frame / Concrete Work | Volume (m³), Weight (t), Area (m²), Length (m), Enumerated (nr) | 67 | Fuzzy | ⚠ | Priced
| Citywalk Plot 5.11 Main Works Contract BOQ (1).xlsx | D |  |  | NEW | CITYWALK PHASE-05, PLOT 5.11 | Residential | CITYWALK RESIDENTIAL 1 LLC |  | C — Concrete Work | C | C04 | C0401 | C4 Shuttering | Sides of steps; to kids pool | 4 | m² | AED | 175 | 700 | 2.01 | Frame / Concrete Work | Volume (m³), Weight (t), Area (m²), Length (m), Enumerated (nr) | 62 | Fuzzy | ⚠ | Priced
| Citywalk Plot 5.11 Main Works Contract BOQ (1).xlsx | E |  |  | NEW | CITYWALK PHASE-05, PLOT 5.11 | Residential | CITYWALK RESIDENTIAL 1 LLC |  | F — Woodwork | F | F04 | F0401 | F4 Grounds and battens | To vertical; adult pool | 46 | m² | AED | 181 | 8326 | 3.01 | Woodwork – Cladding Panel | Area (m²) | 85 | Rule | ✓ | Priced
| Citywalk Plot 5.11 Main Works Contract BOQ (1).xlsx | F |  |  | NEW | CITYWALK PHASE-05, PLOT 5.11 | Residential | CITYWALK RESIDENTIAL 1 LLC |  | F — Woodwork | F | F04 | F0401 | F4 Grounds and battens | To horizontal; adult pool | 108 | m² | AED | 181 | 19548 | 3.01 | Woodwork – Cladding Panel | Area (m²) | 85 | Rule | ✓ | Priced
| Citywalk Plot 5.11 Main Works Contract BOQ (1).xlsx | G |  |  | NEW | CITYWALK PHASE-05, PLOT 5.11 | Residential | CITYWALK RESIDENTIAL 1 LLC |  | F — Woodwork | F | F04 | F0401 | F4 Grounds and battens | To vertical; kids pool | 4 | m² | AED | 181 | 724 | 3.01 | Woodwork – Cladding Panel | Area (m²) | 85 | Rule | ✓ | Priced
| Citywalk Plot 5.11 Main Works Contract BOQ (1).xlsx | H |  |  | NEW | CITYWALK PHASE-05, PLOT 5.11 | Residential | CITYWALK RESIDENTIAL 1 LLC |  | F — Woodwork | F | F04 | F0401 | F4 Grounds and battens | To horizontal; kids pool | 15 | m² | AED | 181 | 2715 | 3.01 | Woodwork – Cladding Panel | Area (m²) | 85 | Rule | ✓ | Priced
| Citywalk Plot 5.11 Main Works Contract BOQ (1).xlsx | J |  |  | NEW | CITYWALK PHASE-05, PLOT 5.11 | Residential | CITYWALK RESIDENTIAL 1 LLC |  | J — Finishes | J | J03 | J0303 | J3 Finishings | P-05; size 300 x 100 x 10mm thick; to Adult pool | 190 | m² | AED | 375 | 71250 | 3.01 | Finishes – Wall Finish (Pool Tile) | Area (m²) | 80 | AI | ⚠ | Priced
| Citywalk Plot 5.11 Main Works Contract BOQ (1).xlsx | K |  |  | NEW | CITYWALK PHASE-05, PLOT 5.11 | Residential | CITYWALK RESIDENTIAL 1 LLC |  | J — Finishes | J | J03 | J0303 | J3 Finishings | P-05; size 300 x 100 x 10mm thick; to Kids pool | 33 | m² | AED | 375 | 12375 | 3.01 | Finishes – Wall Finish (Pool Tile) | Area (m²) | 80 | AI | ⚠ | Priced
| Citywalk Plot 5.11 Main Works Contract BOQ (1).xlsx | A |  |  | NEW | CITYWALK PHASE-05, PLOT 5.11 | Residential | CITYWALK RESIDENTIAL 1 LLC |  | E — Metalwork | E | E02 | E0205 | E2 Structural metalwork | Pool handrail; floor mounted; 2040 x 900 mm high; to adult pool | 2 | Nr. | AED | 2750 | 5500 | 2.01 | Frame / Structural Metalwork | Weight (t), Enumerated (nr), Item | 61 | Fuzzy | ⚠ | Priced
| Citywalk Plot 5.11 Main Works Contract BOQ (1).xlsx | B |  |  | NEW | CITYWALK PHASE-05, PLOT 5.11 | Residential | CITYWALK RESIDENTIAL 1 LLC |  | K — Accessories | K | K02 | K0201 | K2 Partitions | Floor inlet; stainless steel; with mirror polish; 120mm diameter | 36 | Nr. | AED | 813 | 29268 | 3.01 | Accessories – Mirror | Enumerated (nr) | 93 | Rule | ✓ | Priced
| Citywalk Plot 5.11 Main Works Contract BOQ (1).xlsx | C |  |  | NEW | CITYWALK PHASE-05, PLOT 5.11 | Residential | CITYWALK RESIDENTIAL 1 LLC |  | K — Accessories | K | K02 | K0201 | K2 Partitions | Floor drain; stainless steel; including round bottom well with cover; upper mirror polished anti vortex grid; 170mm diameter | 7 | Nr. | AED | 3500 | 24500 | 3.01 | Accessories – Mirror | Enumerated (nr) | 93 | Rule | ✓ | Priced
| Citywalk Plot 5.11 Main Works Contract BOQ (1).xlsx | D |  |  | NEW | CITYWALK PHASE-05, PLOT 5.11 | Residential | CITYWALK RESIDENTIAL 1 LLC |  | K — Accessories | K | K02 | K0201 | K2 Partitions | Brush Socket; stainless steel; including mirror polish; 110mm diameter | 3 | Nr. | AED | 813 | 2439 | 3.01 | Accessories – Mirror | Enumerated (nr) | 93 | Rule | ✓ | Priced
| Citywalk Plot 5.11 Main Works Contract BOQ (1).xlsx | E |  |  | NEW | CITYWALK PHASE-05, PLOT 5.11 | Residential | CITYWALK RESIDENTIAL 1 LLC |  | B — Site Work | B | B16 | B1604 | B16 Sheet piling | Skimmer R/A; stainless steel; including overflow edge with frontal extraction basket; automatic filling; and electronic sensor including control panel | 2 | Nr. | AED | 3125 | 6250 | 8.01 | Site Works, Drainage, External Services & Landscaping | Volume (m³), Length (m), Area (m²), Enumerated (nr), Item | 69 | Fuzzy | ⚠ | Priced
| Citywalk Plot 5.11 Main Works Contract BOQ (1).xlsx | F |  |  | NEW | CITYWALK PHASE-05, PLOT 5.11 | Residential | CITYWALK RESIDENTIAL 1 LLC |  | C — Concrete Work | C | C05 | C0503 | C5 Precast concrete | Floor waste | 5 | Nr. | AED | 1125 | 5625 | 2.01 | Frame / Concrete Work | Volume (m³), Weight (t), Area (m²), Length (m), Enumerated (nr) | 70 | Fuzzy | ⚠ | Priced
| Citywalk Plot 5.11 Main Works Contract BOQ (1).xlsx | G |  |  | NEW | CITYWALK PHASE-05, PLOT 5.11 | Residential | CITYWALK RESIDENTIAL 1 LLC |  | Q — Mechanical Engineering Installations | Q | Q02 | Q0201 | Q2 Pipework and gutterwork | 50mm diameter | 1 | Nr. | AED | 1000 | 1000 | 3.01 | Mechanical – Drainage Pipe | Length (m) | 88 | Rule | ✓ | Priced
| Citywalk Plot 5.11 Main Works Contract BOQ (1).xlsx | H |  |  | NEW | CITYWALK PHASE-05, PLOT 5.11 | Residential | CITYWALK RESIDENTIAL 1 LLC |  | B — Site Work | B | B19 | B1904 | B19 Underground drainage | 63mm diameter | 1 | Nr. | AED | 1500 | 1500 | 8.01 | Site Works, Drainage, External Services & Landscaping | Volume (m³), Length (m), Area (m²), Enumerated (nr), Item | 70 | Fuzzy | ⚠ | Priced
| Citywalk Plot 5.11 Main Works Contract BOQ (1).xlsx | J |  |  | NEW | CITYWALK PHASE-05, PLOT 5.11 | Residential | CITYWALK RESIDENTIAL 1 LLC |  | Q — Mechanical Engineering Installations | Q | Q02 | Q0201 | Q2 Pipework and gutterwork | 75mm diameter | 6 | Nr. | AED | 3750 | 22500 | 3.01 | Mechanical – Drainage Pipe | Length (m) | 88 | Rule | ✓ | Priced
| Citywalk Plot 5.11 Main Works Contract BOQ (1).xlsx | K |  |  | NEW | CITYWALK PHASE-05, PLOT 5.11 | Residential | CITYWALK RESIDENTIAL 1 LLC |  | Q — Mechanical Engineering Installations | Q | Q02 | Q0201 | Q2 Pipework and gutterwork | 32mm diameter | 1 | Nr. | AED | 6250 | 6250 | 3.01 | Mechanical – Pipe | Length (m) | 90 | Rule | ✓ | Priced
| Citywalk Plot 5.11 Main Works Contract BOQ (1).xlsx | L |  |  | NEW | CITYWALK PHASE-05, PLOT 5.11 | Residential | CITYWALK RESIDENTIAL 1 LLC |  | Q — Mechanical Engineering Installations | Q | Q02 | Q0201 | Q2 Pipework and gutterwork | 75mm diameter | 4 | Nr. | AED | 9375 | 37500 | 3.01 | Mechanical – Drainage Pipe | Length (m) | 88 | Rule | ✓ | Priced
| Citywalk Plot 5.11 Main Works Contract BOQ (1).xlsx | A |  |  | NEW | CITYWALK PHASE-05, PLOT 5.11 | Residential | CITYWALK RESIDENTIAL 1 LLC |  | Q — Mechanical Engineering Installations | Q | Q04 | Q0401 | Q4 Equipment | to pools technical room | 2 | Nr. | AED | 18750 | 37500 | 5.06 | Space Heating & Air Treatment – Pool Technical Room | Item | 75 | AI | ⚠ | Priced
| Citywalk Plot 5.11 Main Works Contract BOQ (1).xlsx | B |  |  | NEW | CITYWALK PHASE-05, PLOT 5.11 | Residential | CITYWALK RESIDENTIAL 1 LLC |  | A — General Requirements | A | A08 | A0800 | Temporary works | Dechlorination system; works with 1/2 or 2 lance-pulse meter; including level probe | 1 | Nr. | AED | 37500 | 37500 | 9.01 | Preliminaries / General Requirements | Item | 60 | Fuzzy | ⚠ | Priced
| Citywalk Plot 5.11 Main Works Contract BOQ (1).xlsx | C |  |  | NEW | CITYWALK PHASE-05, PLOT 5.11 | Residential | CITYWALK RESIDENTIAL 1 LLC |  | Q — Mechanical Engineering Installations | Q | Q03 | Q0303 | Q3 Ductwork | External heating and cooling pump; 6.7kW, 380V | 2 | Nr. | AED | 30000 | 60000 | 5.06 | Mechanical Engineering Installations | Length (m), Weight (t), Area (m²), Enumerated (nr), Item | 60 | Fuzzy | ⚠ | Priced
| Citywalk Plot 5.11 Main Works Contract BOQ (1).xlsx | D |  |  | NEW | CITYWALK PHASE-05, PLOT 5.11 | Residential | CITYWALK RESIDENTIAL 1 LLC |  | Q — Mechanical Engineering Installations | Q | Q03 | Q0303 | Q3 Ductwork | External heating and cooling pump; 18.7kW, 380V Adult Pool | 2 | Nr. | AED | 68750 | 137500 | 5.06 | Mechanical Engineering Installations | Length (m), Weight (t), Area (m²), Enumerated (nr), Item | 62 | Fuzzy | ⚠ | Priced
| Citywalk Plot 5.11 Main Works Contract BOQ (1).xlsx | E |  |  | NEW | CITYWALK PHASE-05, PLOT 5.11 | Residential | CITYWALK RESIDENTIAL 1 LLC |  | Q — Mechanical Engineering Installations | Q | Q03 | Q0301 | Q3 Ductwork | Pump; 1.10kW; 380 - 420V; 1.5Hp (1 no. spare) Kids Pool | 4 | Nr. | AED | 10000 | 40000 | 5.06 | Space Heating & Air Treatment – Pump | Item (No.) | 85 | AI | ✓ | Priced
| Citywalk Plot 5.11 Main Works Contract BOQ (1).xlsx | F |  |  | NEW | CITYWALK PHASE-05, PLOT 5.11 | Residential | CITYWALK RESIDENTIAL 1 LLC |  | Q — Mechanical Engineering Installations | Q | Q03 | Q0301 | Q3 Ductwork | Pump; 2.20kW; 380 - 420V; 1.5Hp (1 no. spare) Adult pool | 4 | Nr. | AED | 11250 | 45000 | 5.06 | Space Heating & Air Treatment – Pump | Item (No.) | 85 | AI | ✓ | Priced
| Citywalk Plot 5.11 Main Works Contract BOQ (1).xlsx | G |  |  | NEW | CITYWALK PHASE-05, PLOT 5.11 | Residential | CITYWALK RESIDENTIAL 1 LLC |  | Q — Mechanical Engineering Installations | Q | Q02 | Q0203 | Q2 Pipework and gutterwork | sand filter; 460mm external diameter; total filtering area 0.16mq | 1 | Nr. | AED | 18750 | 18750 | 5.06 | Space Heating & Air Treatment – Sand Filter | Item (No.) | 85 | AI | ✓ | Priced
| Citywalk Plot 5.11 Main Works Contract BOQ (1).xlsx | H |  |  | NEW | CITYWALK PHASE-05, PLOT 5.11 | Residential | CITYWALK RESIDENTIAL 1 LLC |  | Q — Mechanical Engineering Installations | Q | Q02 | Q0203 | Q2 Pipework and gutterwork | sand filter; 840mm external diameter; total filtering area 0.52mq | 1 | Nr. | AED | 22500 | 22500 | 5.06 | Space Heating & Air Treatment – Sand Filter | Item (No.) | 85 | AI | ✓ | Priced
| Citywalk Plot 5.11 Main Works Contract BOQ (1).xlsx | J |  |  | NEW | CITYWALK PHASE-05, PLOT 5.11 | Residential | CITYWALK RESIDENTIAL 1 LLC |  | Q — Mechanical Engineering Installations | Q | Q02 | Q0203 | Q2 Pipework and gutterwork | sand filter; 1010mm diameter; total filtering area 0.78mq | 3 | Nr. | AED | 35000 | 105000 | 5.06 | Space Heating & Air Treatment – Sand Filter | Item (No.) | 85 | AI | ✓ | Priced
| Citywalk Plot 5.11 Main Works Contract BOQ (1).xlsx | K |  |  | NEW | CITYWALK PHASE-05, PLOT 5.11 | Residential | CITYWALK RESIDENTIAL 1 LLC |  | Q — Mechanical Engineering Installations | Q | Q02 | Q0204 | Q2 Pipework and gutterwork | Balancing Tank; H = 1.5m | 1 | Nr. | AED | 8750 | 8750 | 5.06 | Space Heating & Air Treatment – Balancing Tank | Item (No.) | 85 | AI | ✓ | Priced
| Citywalk Plot 5.11 Main Works Contract BOQ (1).xlsx | L |  |  | NEW | CITYWALK PHASE-05, PLOT 5.11 | Residential | CITYWALK RESIDENTIAL 1 LLC |  | R — Electrical Engineering Installations | R | R06 | R0600 | R6 Control gear | Water Control Panel Kids Pool | 1 | Nr. | AED | 17500 | 17500 | 5.08 | Electrical Engineering Installations | Length (m), Enumerated (nr), Item | 71 | Fuzzy | ⚠ | Priced
| Citywalk Plot 5.11 Main Works Contract BOQ (1).xlsx | A |  |  | NEW | CITYWALK PHASE-05, PLOT 5.11 | Residential | CITYWALK RESIDENTIAL 1 LLC |  | R — Electrical Engineering Installations | R | R06 | R0600 | R6 Control gear | Water Control Panel Adult Pool | 1 | Nr. | AED | 22500 | 22500 | 5.08 | Electrical Engineering Installations | Length (m), Enumerated (nr), Item | 71 | Fuzzy | ⚠ | Priced
| Citywalk Plot 5.11 Main Works Contract BOQ (1).xlsx | B |  |  | NEW | CITYWALK PHASE-05, PLOT 5.11 | Residential | CITYWALK RESIDENTIAL 1 LLC |  | Q — Mechanical Engineering Installations | Q | Q02 | Q0201 | Q2 Pipework and gutterwork | 50mm diameter | 3 | Nr. | AED | 6250 | 18750 | 3.01 | Mechanical – Drainage Pipe | Length (m) | 88 | Rule | ✓ | Priced
| Citywalk Plot 5.11 Main Works Contract BOQ (1).xlsx | C |  |  | NEW | CITYWALK PHASE-05, PLOT 5.11 | Residential | CITYWALK RESIDENTIAL 1 LLC |  | B — Site Work | B | B19 | B1904 | B19 Underground drainage | 63mm diameter | 7 | Nr. | AED | 8750 | 61250 | 8.01 | Site Works, Drainage, External Services & Landscaping | Volume (m³), Length (m), Area (m²), Enumerated (nr), Item | 70 | Fuzzy | ⚠ | Priced
| Citywalk Plot 5.11 Main Works Contract BOQ (1).xlsx | D |  |  | NEW | CITYWALK PHASE-05, PLOT 5.11 | Residential | CITYWALK RESIDENTIAL 1 LLC |  | Q — Mechanical Engineering Installations | Q | Q02 | Q0201 | Q2 Pipework and gutterwork | 75mm diameter | 11 | Nr. | AED | 7500 | 82500 | 3.01 | Mechanical – Drainage Pipe | Length (m) | 88 | Rule | ✓ | Priced
| Citywalk Plot 5.11 Main Works Contract BOQ (1).xlsx | E |  |  | NEW | CITYWALK PHASE-05, PLOT 5.11 | Residential | CITYWALK RESIDENTIAL 1 LLC |  | Q — Mechanical Engineering Installations | Q | Q06 | Q0600 | Q6 Connections to supply mains | Connection to fresh water tap with line hose for kids pool | 1 | Item | AED | 50000 | 50000 | 5.06 | Mechanical Engineering Installations | Length (m), Weight (t), Area (m²), Enumerated (nr), Item | 61 | Fuzzy | ⚠ | Priced
| Citywalk Plot 5.11 Main Works Contract BOQ (1).xlsx | F |  |  | NEW | CITYWALK PHASE-05, PLOT 5.11 | Residential | CITYWALK RESIDENTIAL 1 LLC |  | Q — Mechanical Engineering Installations | Q | Q02 | Q0205 | Q2 Pipework and gutterwork | Connection to fresh water tap with line hose for adult infinity pool | 1 | Item | AED | 100000 | 100000 | 5.04 | Water Installations – Manometer Connection | Item (No.) | 80 | AI | ⚠ | Priced
| Citywalk Plot 5.11 Main Works Contract BOQ (1).xlsx | G |  |  | NEW | CITYWALK PHASE-05, PLOT 5.11 | Residential | CITYWALK RESIDENTIAL 1 LLC |  | N — Special Construction | N | N01 | N0101 | N1 Generally | Connection to fresh water tap with line hose for water feature | 1 | Item | AED | 32500 | 32500 | 5.13 | Specialist Installations | Enumerated (nr), Item | 73 | Fuzzy | ⚠ | Priced
| Citywalk Plot 5.11 Main Works Contract BOQ (1).xlsx | H |  |  | NEW | CITYWALK PHASE-05, PLOT 5.11 | Residential | CITYWALK RESIDENTIAL 1 LLC |  | R — Electrical Engineering Installations | R | R05 | R0500 | R5 Accessories | Make allowance for pipe connection, fittings and accessories as necessary | 1 | Item | AED | 75000 | 75000 | 5.08 | Electrical Engineering Installations | Length (m), Enumerated (nr), Item | 79 | Fuzzy | ⚠ | Priced
| Citywalk Plot 5.11 Main Works Contract BOQ (1).xlsx | J |  |  | NEW | CITYWALK PHASE-05, PLOT 5.11 | Residential | CITYWALK RESIDENTIAL 1 LLC |  | R — Electrical Engineering Installations | R | R04 | R0401 | R4 Final sub-circuits and auxiliary installations | Light points | 25 | Nr. | AED | 625 | 15625 | 5.08 | Electrical Engineering Installations | Length (m), Enumerated (nr), Item | 79 | Fuzzy | ⚠ | Priced
| Citywalk Plot 5.11 Main Works Contract BOQ (1).xlsx | K |  |  | NEW | CITYWALK PHASE-05, PLOT 5.11 | Residential | CITYWALK RESIDENTIAL 1 LLC |  | R — Electrical Engineering Installations | R | R04 | R0401 | R4 Final sub-circuits and auxiliary installations | Linear light points | 23 | m | AED | 625 | 14375 | 5.08 | Electrical Engineering Installations | Length (m), Enumerated (nr), Item | 77 | Fuzzy | ⚠ | Priced
| Citywalk Plot 5.11 Main Works Contract BOQ (1).xlsx | A |  |  | NEW | CITYWALK PHASE-05, PLOT 5.11 | Residential | CITYWALK RESIDENTIAL 1 LLC |  | R — Electrical Engineering Installations | R | R02 | R0202 | R2 Main circuits | LL-4; 15W LED, wall recessed pool light, IP68 | 3 | Nr. | AED | 2500 | 7500 | 5.08 | Electrical Installations – Pool Lighting | Item (No.) | 90 | AI | ✓ | Priced
| Citywalk Plot 5.11 Main Works Contract BOQ (1).xlsx | B |  |  | NEW | CITYWALK PHASE-05, PLOT 5.11 | Residential | CITYWALK RESIDENTIAL 1 LLC |  | C — Concrete Work | C | C06 | C0602 | C6 Prestressed concrete | LL-6; 10W/M LED, linear light with diffused beam, IP68 | 23 | m | AED | 1000 | 23000 | 2.01 | Frame / Concrete Work | Volume (m³), Weight (t), Area (m²), Length (m), Enumerated (nr) | 63 | Fuzzy | ⚠ | Priced
| Citywalk Plot 5.11 Main Works Contract BOQ (1).xlsx | C |  |  | NEW | CITYWALK PHASE-05, PLOT 5.11 | Residential | CITYWALK RESIDENTIAL 1 LLC |  | R — Electrical Engineering Installations | R | R02 | R0202 | R2 Main circuits | LL-9; 3W LED, recessed pool step light, IP68 | 22 | Nr. | AED | 2250 | 49500 | 5.08 | Electrical Installations – Pool Lighting | Item (No.) | 90 | AI | ✓ | Priced
| Citywalk Plot 5.11 Main Works Contract BOQ (1).xlsx | D |  |  | NEW | CITYWALK PHASE-05, PLOT 5.11 | Residential | CITYWALK RESIDENTIAL 1 LLC |  | R — Electrical Engineering Installations | R | R02 | R0202 | R2 Main circuits | LL-4; 15W LED, wall recessed pool light, IP68 | 3 | Nr. | AED | 625 | 1875 | 5.08 | Electrical Installations – Pool Lighting | Item (No.) | 90 | AI | ✓ | Priced
| Citywalk Plot 5.11 Main Works Contract BOQ (1).xlsx | E |  |  | NEW | CITYWALK PHASE-05, PLOT 5.11 | Residential | CITYWALK RESIDENTIAL 1 LLC |  | C — Concrete Work | C | C06 | C0602 | C6 Prestressed concrete | LL-6; 10W/M LED, linear light with diffused beam, IP68 | 23 | m | AED | 625 | 14375 | 2.01 | Frame / Concrete Work | Volume (m³), Weight (t), Area (m²), Length (m), Enumerated (nr) | 63 | Fuzzy | ⚠ | Priced
| Citywalk Plot 5.11 Main Works Contract BOQ (1).xlsx | F |  |  | NEW | CITYWALK PHASE-05, PLOT 5.11 | Residential | CITYWALK RESIDENTIAL 1 LLC |  | R — Electrical Engineering Installations | R | R02 | R0202 | R2 Main circuits | LL-9; 3W LED, recessed pool step light, IP68 | 22 | Nr. | AED | 625 | 13750 | 5.08 | Electrical Installations – Pool Lighting | Item (No.) | 90 | AI | ✓ | Priced
| Citywalk Plot 5.11 Main Works Contract BOQ (1).xlsx | A |  |  | NEW | CITYWALK PHASE-05, PLOT 5.11 | Residential | CITYWALK RESIDENTIAL 1 LLC |  | C — Concrete Work | C | C01 | C0103 | C1 Generally | Up stand;150mm thick | 4 | m³ | AED | 2250 | 9000 | 1.01 | Substructure – Concrete Upstand | Volume (m³) | 85 | AI | ✓ | Priced
| Citywalk Plot 5.11 Main Works Contract BOQ (1).xlsx | B |  |  | NEW | CITYWALK PHASE-05, PLOT 5.11 | Residential | CITYWALK RESIDENTIAL 1 LLC |  | C — Concrete Work | C | C02 | C0201 | C2 Poured concrete | Walls; 160mm thick | 4 | m³ | AED | 1000 | 4000 | 2.01 | Upper Floors / Walls | Volume (m³) | 93 | Rule | ✓ | Priced
| Citywalk Plot 5.11 Main Works Contract BOQ (1).xlsx | C |  |  | NEW | CITYWALK PHASE-05, PLOT 5.11 | Residential | CITYWALK RESIDENTIAL 1 LLC |  | C — Concrete Work | C | C01 | C0102 | C1 Generally | Slab; 100mm slab | 2 | m³ | AED | 875 | 1750 | 1.01 | Substructure – Concrete Slab | Volume (m³) | 85 | AI | ✓ | Priced
| Citywalk Plot 5.11 Main Works Contract BOQ (1).xlsx | A |  |  | NEW | CITYWALK PHASE-05, PLOT 5.11 | Residential | CITYWALK RESIDENTIAL 1 LLC |  | B — Site Work | B | B25 | B2501 | B25 Tunnel linings | To secondary slab in water feature area; 1100mm thick | 22 | m³ | AED | 875 | 19250 | 8.01 | Site Works, Drainage, External Services & Landscaping | Volume (m³), Length (m), Area (m²), Enumerated (nr), Item | 69 | Fuzzy | ⚠ | Priced
| Citywalk Plot 5.11 Main Works Contract BOQ (1).xlsx | B |  |  | NEW | CITYWALK PHASE-05, PLOT 5.11 | Residential | CITYWALK RESIDENTIAL 1 LLC |  | B — Site Work | B | B25 | B2501 | B25 Tunnel linings | Secondary slab; 150mm thk | 4 | m³ | AED | 875 | 3500 | 8.01 | Site Works, Drainage, External Services & Landscaping | Volume (m³), Length (m), Area (m²), Enumerated (nr), Item | 63 | Fuzzy | ⚠ | Priced
| Citywalk Plot 5.11 Main Works Contract BOQ (1).xlsx | C |  |  | NEW | CITYWALK PHASE-05, PLOT 5.11 | Residential | CITYWALK RESIDENTIAL 1 LLC |  | C — Concrete Work | C | C02 | C0201 | C2 Poured concrete | Walls; 160mm thick | 0.42 | t | AED | 5000 | 2100 | 2.01 | Upper Floors / Walls | Volume (m³) | 93 | Rule | ✓ | Priced
| Citywalk Plot 5.11 Main Works Contract BOQ (1).xlsx | D |  |  | NEW | CITYWALK PHASE-05, PLOT 5.11 | Residential | CITYWALK RESIDENTIAL 1 LLC |  | C — Concrete Work | C | C02 | C0201 | C2 Poured concrete | Slab; 100mm slab | 0.14 | t | AED | 5000 | 700 | 1.01 | Substructure – Reinforcing Steel | Mass (kg/t) | 90 | AI | ✓ | Priced
| Citywalk Plot 5.11 Main Works Contract BOQ (1).xlsx | E |  |  | NEW | CITYWALK PHASE-05, PLOT 5.11 | Residential | CITYWALK RESIDENTIAL 1 LLC |  | C — Concrete Work | C | C02 | C0201 | C2 Poured concrete | Up stand;150mm thick | 0.37 | t | AED | 5000 | 1850 | 1.01 | Substructure – Reinforcing Steel | Mass (kg/t) | 90 | AI | ✓ | Priced
| Citywalk Plot 5.11 Main Works Contract BOQ (1).xlsx | F |  |  | NEW | CITYWALK PHASE-05, PLOT 5.11 | Residential | CITYWALK RESIDENTIAL 1 LLC |  | C — Concrete Work | C | C02 | C0203 | C2 Poured concrete | To sides of walls | 24.98 | m² | AED | 175 | 4372 | 2.01 | Upper Floors – Formwork | Area (m²) | 95 | Rule | ✓ | Priced
| Citywalk Plot 5.11 Main Works Contract BOQ (1).xlsx | G |  |  | NEW | CITYWALK PHASE-05, PLOT 5.11 | Residential | CITYWALK RESIDENTIAL 1 LLC |  | C — Concrete Work | C | C02 | C0202 | C2 Poured concrete | Soffit of slabs | 20.38 | m² | AED | 175 | 3567 | 2.01 | Frame / Concrete Work | Volume (m³), Weight (t), Area (m²), Length (m), Enumerated (nr) | 77 | Fuzzy | ⚠ | Priced
| Citywalk Plot 5.11 Main Works Contract BOQ (1).xlsx | H |  |  | NEW | CITYWALK PHASE-05, PLOT 5.11 | Residential | CITYWALK RESIDENTIAL 1 LLC |  | C — Concrete Work | C | C04 | C0401 | C4 Shuttering | To sides of up stand | 57.78 | m² | AED | 175 | 10112 | 2.01 | Frame / Concrete Work | Volume (m³), Weight (t), Area (m²), Length (m), Enumerated (nr) | 67 | Fuzzy | ⚠ | Priced
| Citywalk Plot 5.11 Main Works Contract BOQ (1).xlsx | A |  |  | NEW | CITYWALK PHASE-05, PLOT 5.11 | Residential | CITYWALK RESIDENTIAL 1 LLC |  | F — Woodwork | F | F04 | F0401 | F4 Grounds and battens | To vertical | 108 | m² | AED | 0 | Not Shown in Drawing | 3.01 | Woodwork – Cladding Panel | Area (m²) | 85 | Rule | ✓ | Unpriced
| Citywalk Plot 5.11 Main Works Contract BOQ (1).xlsx | B |  |  | NEW | CITYWALK PHASE-05, PLOT 5.11 | Residential | CITYWALK RESIDENTIAL 1 LLC |  | F — Woodwork | F | F04 | F0401 | F4 Grounds and battens | To horizontal | 20 | m² | AED | 0 | Not Shown in Drawing | 3.01 | Woodwork – Cladding Panel | Area (m²) | 85 | Rule | ✓ | Unpriced
| Citywalk Plot 5.11 Main Works Contract BOQ (1).xlsx | C |  |  | NEW | CITYWALK PHASE-05, PLOT 5.11 | Residential | CITYWALK RESIDENTIAL 1 LLC |  | J — Finishes | J | J03 | J0303 | J3 Finishings | G02; Size 25 x 25 x 25mm thick | 27 | m² | AED | 625 | 16875 | 3.01 | Finishes – Wall Finish (Tile) | Area (m²) | 80 | AI | ⚠ | Priced
| Citywalk Plot 5.11 Main Works Contract BOQ (1).xlsx | D |  |  | NEW | CITYWALK PHASE-05, PLOT 5.11 | Residential | CITYWALK RESIDENTIAL 1 LLC |  | F — Woodwork | F | F04 | F0401 | F4 Grounds and battens | W-02; vertical; to water feature | 23 | m² | AED | 1500 | 34500 | 3.01 | Woodwork – Cladding Panel | Area (m²) | 85 | Rule | ✓ | Priced
| Citywalk Plot 5.11 Main Works Contract BOQ (1).xlsx | E |  |  | NEW | CITYWALK PHASE-05, PLOT 5.11 | Residential | CITYWALK RESIDENTIAL 1 LLC |  | Q — Mechanical Engineering Installations | Q | Q07 | Q0703 | Q7 Insulation, including linings and protective coverings | Allow for water feature water and drainage installation complete with, but not limited to,pipes and fittings, accessories, pump set screen filter, pressure vessel, valve package, pressure switches, gauges, transmitter, flow meter, wire connection, control panel, supports, fittings and all ancillary works as necessary | 1 | Item | AED | 75000 | 75000 | 5.06 | Mechanical Engineering Installations | Length (m), Weight (t), Area (m²), Enumerated (nr), Item | 68 | Fuzzy | ⚠ | Priced
| Citywalk Plot 5.11 Main Works Contract BOQ (1).xlsx | A |  |  | NEW | CITYWALK PHASE-05, PLOT 5.11 | Residential | CITYWALK RESIDENTIAL 1 LLC |  | R — Electrical Engineering Installations | R | R04 | R0401 | R4 Final sub-circuits and auxiliary installations | Linear light points | 18 | m | AED | 625 | 11250 | 5.08 | Electrical Engineering Installations | Length (m), Enumerated (nr), Item | 77 | Fuzzy | ⚠ | Priced
| Citywalk Plot 5.11 Main Works Contract BOQ (1).xlsx | B |  |  | NEW | CITYWALK PHASE-05, PLOT 5.11 | Residential | CITYWALK RESIDENTIAL 1 LLC |  | C — Concrete Work | C | C06 | C0602 | C6 Prestressed concrete | LL-6; 10W/M LED, linear light with diffused beam, IP68 | 18 | m | AED | 625 | 11250 | 2.01 | Frame / Concrete Work | Volume (m³), Weight (t), Area (m²), Length (m), Enumerated (nr) | 63 | Fuzzy | ⚠ | Priced
| Citywalk Plot 5.11 Main Works Contract BOQ (1).xlsx | C |  |  | NEW | CITYWALK PHASE-05, PLOT 5.11 | Residential | CITYWALK RESIDENTIAL 1 LLC |  | C — Concrete Work | C | C06 | C0602 | C6 Prestressed concrete | LL-6; 10W/M LED, linear light with diffused beam, IP68 | 18 | m | AED | 625 | 11250 | 2.01 | Frame / Concrete Work | Volume (m³), Weight (t), Area (m²), Length (m), Enumerated (nr) | 63 | Fuzzy | ⚠ | Priced
| Citywalk Plot 5.11 Main Works Contract BOQ (1).xlsx | A |  |  | NEW | CITYWALK PHASE-05, PLOT 5.11 | Residential | CITYWALK RESIDENTIAL 1 LLC |  | A — General Requirements | A | A01 | A0101 | Conditions of contract | Allow for any other works which are not included above and which are required to complete the Special Construction in accordance with the Specification and the Drawings (Tenderer to list below) | 0 | Item | AED | 0 | 0 | 9.01 | Preliminaries – Contingency | Item | 90 | Rule | ✓ | Unpriced
| Citywalk Plot 5.11 Main Works Contract BOQ (1).xlsx | 1 |  |  | NEW | CITYWALK PHASE-05, PLOT 5.11 | Residential | CITYWALK RESIDENTIAL 1 LLC |  | F — Woodwork | F | F04 | F0401 | F4 Grounds and battens | Horizontal and vertical Cementitious water proofing to water feature; | 143 | m2 | AED | 181 | 25883 | 3.01 | Woodwork – Cladding Panel | Area (m²) | 85 | Rule | ✓ | Priced
| Citywalk Plot 5.11 Main Works Contract BOQ (1).xlsx | 2 |  |  | NEW | CITYWALK PHASE-05, PLOT 5.11 | Residential | CITYWALK RESIDENTIAL 1 LLC |  | R — Electrical Engineering Installations | R | R06 | R0600 | R6 Control gear | Control panel and electrical cabing works for swimming pool, Kid's pool and water feature | 1 | Item | AED | 123750 | 123750 | 5.08 | Electrical Engineering Installations | Length (m), Enumerated (nr), Item | 71 | Fuzzy | ⚠ | Priced
| Citywalk Plot 5.11 Main Works Contract BOQ (1).xlsx | 2/N/1/A |  |  | NEW | CITYWALK PHASE-05, PLOT 5.11 | Residential | CITYWALK RESIDENTIAL 1 LLC |  | C — Concrete Work | C | C02 | C0201 | C2 Poured concrete | Walls; 200mm thick | 1 | m³ | AED | 1063 | 1063 | 2.01 | Upper Floors / Walls | Volume (m³) | 93 | Rule | ✓ | Priced
| Citywalk Plot 5.11 Main Works Contract BOQ (1).xlsx | 2/N/1/B |  |  | NEW | CITYWALK PHASE-05, PLOT 5.11 | Residential | CITYWALK RESIDENTIAL 1 LLC |  | C — Concrete Work | C | C02 | C0201 | C2 Poured concrete | Walls; 400mm thick | 3 | m³ | AED | 1500 | 4500 | 2.01 | Upper Floors / Walls | Volume (m³) | 93 | Rule | ✓ | Priced
| Citywalk Plot 5.11 Main Works Contract BOQ (1).xlsx | 2/N/2/A |  |  | NEW | CITYWALK PHASE-05, PLOT 5.11 | Residential | CITYWALK RESIDENTIAL 1 LLC |  | C — Concrete Work | C | C02 | C0201 | C2 Poured concrete | Slab; 400mm slab (average thickness) | 2 | m³ | AED | 1500 | 3000 | 2.01 | Frame / Concrete Work | Volume (m³), Weight (t), Area (m²), Length (m), Enumerated (nr) | 61 | Fuzzy | ⚠ | Priced
| Citywalk Plot 5.11 Main Works Contract BOQ (1).xlsx | 2/N/2/B |  |  | NEW | CITYWALK PHASE-05, PLOT 5.11 | Residential | CITYWALK RESIDENTIAL 1 LLC |  | C — Concrete Work | C | C02 | C0201 | C2 Poured concrete | Steps | 1 | m³ | AED | 1500 | 1500 | 2.01 | Frame / Concrete Work | Volume (m³), Weight (t), Area (m²), Length (m), Enumerated (nr) | 79 | Fuzzy | ⚠ | Priced
| Citywalk Plot 5.11 Main Works Contract BOQ (1).xlsx | 2/N/2/C |  |  | NEW | CITYWALK PHASE-05, PLOT 5.11 | Residential | CITYWALK RESIDENTIAL 1 LLC |  | C — Concrete Work | C | C02 | C0201 | C2 Poured concrete | Walls; 200mm thick | 1 | m³ | AED | 1063 | 1063 | 2.01 | Upper Floors / Walls | Volume (m³) | 93 | Rule | ✓ | Priced
| Citywalk Plot 5.11 Main Works Contract BOQ (1).xlsx | 2/N/2/D |  |  | NEW | CITYWALK PHASE-05, PLOT 5.11 | Residential | CITYWALK RESIDENTIAL 1 LLC |  | C — Concrete Work | C | C01 | C0102 | C1 Generally | Slab; 150mm slab | 1 | m³ | AED | 1063 | 1063 | 1.01 | Substructure – Concrete Slab | Volume (m³) | 85 | AI | ✓ | Priced
| Citywalk Plot 5.11 Main Works Contract BOQ (1).xlsx | 2/N/2/E |  |  | NEW | CITYWALK PHASE-05, PLOT 5.11 | Residential | CITYWALK RESIDENTIAL 1 LLC |  | C — Concrete Work | C | C02 | C0201 | C2 Poured concrete | Steps | 1 | m³ | AED | 1500 | 1500 | 2.01 | Frame / Concrete Work | Volume (m³), Weight (t), Area (m²), Length (m), Enumerated (nr) | 79 | Fuzzy | ⚠ | Priced
| Citywalk Plot 5.11 Main Works Contract BOQ (1).xlsx | 2/N/2/F |  |  | NEW | CITYWALK PHASE-05, PLOT 5.11 | Residential | CITYWALK RESIDENTIAL 1 LLC |  | C — Concrete Work | C | C01 | C0102 | C1 Generally | To pool area; 1150mm thick | 5 | m³ | AED | 875 | 4375 | 1.01 | Substructure – Concrete Slab | Volume (m³) | 85 | AI | ✓ | Priced
| Citywalk Plot 5.11 Main Works Contract BOQ (1).xlsx | 2/N/2/G |  |  | NEW | CITYWALK PHASE-05, PLOT 5.11 | Residential | CITYWALK RESIDENTIAL 1 LLC |  | C — Concrete Work | C | C01 | C0102 | C1 Generally | To pool area; 250mm thick | 1 | m³ | AED | 875 | 875 | 1.01 | Substructure – Concrete Slab | Volume (m³) | 85 | AI | ✓ | Priced
| Citywalk Plot 5.11 Main Works Contract BOQ (1).xlsx | 2/N/2/H |  |  | NEW | CITYWALK PHASE-05, PLOT 5.11 | Residential | CITYWALK RESIDENTIAL 1 LLC |  | C — Concrete Work | C | C01 | C0102 | C1 Generally | To pool area; 875mm thick | 1 | m³ | AED | 875 | 875 | 1.01 | Substructure – Concrete Slab | Volume (m³) | 85 | AI | ✓ | Priced
| Citywalk Plot 5.11 Main Works Contract BOQ (1).xlsx | 2/N/2/J-P |  |  | NEW | CITYWALK PHASE-05, PLOT 5.11 | Residential | CITYWALK RESIDENTIAL 1 LLC |  | C — Concrete Work | C | C01 | C0103 | C1 Generally | Reinforcement | 1.17 | t | AED | 5000 | 5850 | 2.01 | Frame / Concrete Work | Volume (m³), Weight (t), Area (m²), Length (m), Enumerated (nr) | 79 | Fuzzy | ⚠ | Priced
| Citywalk Plot 5.11 Main Works Contract BOQ (1).xlsx | 2/N/3/A |  |  | NEW | CITYWALK PHASE-05, PLOT 5.11 | Residential | CITYWALK RESIDENTIAL 1 LLC |  | C — Concrete Work | C | C02 | C0203 | C2 Poured concrete | Sides of wall; to adult pool | 12 | m² | AED | 175 | 2100 | 2.01 | Upper Floors – Formwork | Area (m²) | 95 | Rule | ✓ | Priced
| Citywalk Plot 5.11 Main Works Contract BOQ (1).xlsx | 2/N/3/B |  |  | NEW | CITYWALK PHASE-05, PLOT 5.11 | Residential | CITYWALK RESIDENTIAL 1 LLC |  | C — Concrete Work | C | C04 | C0401 | C4 Shuttering | Sides of Wall; to kids pool | 2 | m² | AED | 175 | 350 | 2.01 | Frame / Concrete Work | Volume (m³), Weight (t), Area (m²), Length (m), Enumerated (nr) | 60 | Fuzzy | ⚠ | Priced
| Citywalk Plot 5.11 Main Works Contract BOQ (1).xlsx | 2/N/3/C |  |  | NEW | CITYWALK PHASE-05, PLOT 5.11 | Residential | CITYWALK RESIDENTIAL 1 LLC |  | C — Concrete Work | C | C04 | C0401 | C4 Shuttering | Sides of steps; to adult pool | 1 | m² | AED | 175 | 175 | 2.01 | Frame / Concrete Work | Volume (m³), Weight (t), Area (m²), Length (m), Enumerated (nr) | 67 | Fuzzy | ⚠ | Priced
| Citywalk Plot 5.11 Main Works Contract BOQ (1).xlsx | 2/N/3/D |  |  | NEW | CITYWALK PHASE-05, PLOT 5.11 | Residential | CITYWALK RESIDENTIAL 1 LLC |  | C — Concrete Work | C | C04 | C0401 | C4 Shuttering | Sides of steps; to kids pool | 1 | m² | AED | 175 | 175 | 2.01 | Frame / Concrete Work | Volume (m³), Weight (t), Area (m²), Length (m), Enumerated (nr) | 62 | Fuzzy | ⚠ | Priced
| Citywalk Plot 5.11 Main Works Contract BOQ (1).xlsx | 2/N/3/E-H |  |  | NEW | CITYWALK PHASE-05, PLOT 5.11 | Residential | CITYWALK RESIDENTIAL 1 LLC |  | A — General Requirements | A | A08 | A0801 | Temporary works | Waterproofing | 102 | m² | AED | 181 | 18462 | 9.01 | Preliminaries / General Requirements | Item | 60 | Fuzzy | ⚠ | Priced
| Citywalk Plot 5.11 Main Works Contract BOQ (1).xlsx | A |  |  | NEW | CITYWALK PHASE-05, PLOT 5.11 | Residential | CITYWALK RESIDENTIAL 1 LLC |  | A — General Requirements | A | A01 | A0101 | Conditions of contract | Allow for any other works which are not included above and which are required to complete the Special Construction in accordance with the Specification and the Drawings (Tenderer to list below) | 0 | Item | AED | 0 | 0 | 9.01 | Preliminaries – Contingency | Item | 90 | Rule | ✓ | Unpriced
| Citywalk Plot 5.11 Main Works Contract BOQ (1).xlsx | 2/N/3/J-K |  |  | NEW | CITYWALK PHASE-05, PLOT 5.11 | Residential | CITYWALK RESIDENTIAL 1 LLC |  | J — Finishes | J | J03 | J0303 | J3 Finishings | Sukabumi tile | 52 | m² | AED | 375 | 19500 | 3.01 | Finishes – Wall Finish (Tile) | Area (m²) | 80 | AI | ⚠ | Priced
| Citywalk Plot 5.11 Main Works Contract BOQ (1).xlsx | 2/N/8/A |  |  | NEW | CITYWALK PHASE-05, PLOT 5.11 | Residential | CITYWALK RESIDENTIAL 1 LLC |  | C — Concrete Work | C | C01 | C0103 | C1 Generally | Up stand;150mm thick | 2 | m³ | AED | 2250 | 4500 | 1.01 | Substructure – Concrete Upstand | Volume (m³) | 85 | AI | ✓ | Priced
| Citywalk Plot 5.11 Main Works Contract BOQ (1).xlsx | 2/N/8/C |  |  | NEW | CITYWALK PHASE-05, PLOT 5.11 | Residential | CITYWALK RESIDENTIAL 1 LLC |  | C — Concrete Work | C | C01 | C0102 | C1 Generally | Slab; 100mm slab | 1 | m³ | AED | 875 | 875 | 1.01 | Substructure – Concrete Slab | Volume (m³) | 85 | AI | ✓ | Priced
| Citywalk Plot 5.11 Main Works Contract BOQ (1).xlsx | 2/N/9/A |  |  | NEW | CITYWALK PHASE-05, PLOT 5.11 | Residential | CITYWALK RESIDENTIAL 1 LLC |  | B — Site Work | B | B25 | B2501 | B25 Tunnel linings | To secondary slab in water feature area; 1100mm thick | 1 | m³ | AED | 875 | 875 | 8.01 | Site Works, Drainage, External Services & Landscaping | Volume (m³), Length (m), Area (m²), Enumerated (nr), Item | 69 | Fuzzy | ⚠ | Priced
| Citywalk Plot 5.11 Main Works Contract BOQ (1).xlsx | 2/N/9/B |  |  | NEW | CITYWALK PHASE-05, PLOT 5.11 | Residential | CITYWALK RESIDENTIAL 1 LLC |  | B — Site Work | B | B25 | B2501 | B25 Tunnel linings | Secondary slab; 150mm thk | 1 | m³ | AED | 875 | 875 | 8.01 | Site Works, Drainage, External Services & Landscaping | Volume (m³), Length (m), Area (m²), Enumerated (nr), Item | 63 | Fuzzy | ⚠ | Priced
| Citywalk Plot 5.11 Main Works Contract BOQ (1).xlsx | 2/N/9/C-E |  |  | NEW | CITYWALK PHASE-05, PLOT 5.11 | Residential | CITYWALK RESIDENTIAL 1 LLC |  | C — Concrete Work | C | C01 | C0103 | C1 Generally | Reinforcement | 0.16 | t | AED | 5000 | 800 | 2.01 | Frame / Concrete Work | Volume (m³), Weight (t), Area (m²), Length (m), Enumerated (nr) | 79 | Fuzzy | ⚠ | Priced
| Citywalk Plot 5.11 Main Works Contract BOQ (1).xlsx | 2/N/9/F-H |  |  | NEW | CITYWALK PHASE-05, PLOT 5.11 | Residential | CITYWALK RESIDENTIAL 1 LLC |  | C — Concrete Work | C | C04 | C0400 | C4 Shuttering | Shuttering | 9.86 | m² | AED | 175 | 1726 | 2.01 | Frame / Concrete Work | Volume (m³), Weight (t), Area (m²), Length (m), Enumerated (nr) | 79 | Fuzzy | ⚠ | Priced
| Citywalk Plot 5.11 Main Works Contract BOQ (1).xlsx | 2/N/10/C |  |  | NEW | CITYWALK PHASE-05, PLOT 5.11 | Residential | CITYWALK RESIDENTIAL 1 LLC |  | J — Finishes | J | J03 | J0303 | J3 Finishings | G02; Size 25 x 25 x 25mm thick | 2 | m² | AED | 625 | 1250 | 3.01 | Finishes – Wall Finish (Tile) | Area (m²) | 80 | AI | ⚠ | Priced
| Citywalk Plot 5.11 Main Works Contract BOQ (1).xlsx | 2/N/10/D |  |  | NEW | CITYWALK PHASE-05, PLOT 5.11 | Residential | CITYWALK RESIDENTIAL 1 LLC |  | F — Woodwork | F | F04 | F0401 | F4 Grounds and battens | W-02; vertical; to water feature | 4 | m² | AED | 1500 | 6000 | 3.01 | Woodwork – Cladding Panel | Area (m²) | 85 | Rule | ✓ | Priced
| Citywalk Plot 5.11 Main Works Contract BOQ (1).xlsx | A |  |  | NEW | CITYWALK PHASE-05, PLOT 5.11 | Residential | CITYWALK RESIDENTIAL 1 LLC |  | K — Accessories | K | K02 | K0201 | K2 Partitions | C-SW-11; Tissue holder | 1 | Nr. | AED | 141 | 141 | 5.01 | Sanitary Appliances – Tissue Holder | Item | 78 | AI | ⚠ | Priced
| Citywalk Plot 5.11 Main Works Contract BOQ (1).xlsx | B |  |  | NEW | CITYWALK PHASE-05, PLOT 5.11 | Residential | CITYWALK RESIDENTIAL 1 LLC |  | K — Accessories | K | K01 | K0101 | K1 Generally | C-SW-13; ADA WC & seat cover | 1 | Nr. | AED | 682 | 682 | 5.01 | Sanitary Appliances – WC Suite & Seat Cover | Item | 85 | AI | ✓ | Priced
| Citywalk Plot 5.11 Main Works Contract BOQ (1).xlsx | C |  |  | NEW | CITYWALK PHASE-05, PLOT 5.11 | Residential | CITYWALK RESIDENTIAL 1 LLC |  | K — Accessories | K | K01 | K0101 | K1 Generally | C-SW-14; ADA lavatory sink | 1 | Nr. | AED | 928 | 928 | 5.01 | Sanitary Appliances – Lavatory Sink | Item | 85 | AI | ✓ | Priced
| Citywalk Plot 5.11 Main Works Contract BOQ (1).xlsx | D |  |  | NEW | CITYWALK PHASE-05, PLOT 5.11 | Residential | CITYWALK RESIDENTIAL 1 LLC |  | K — Accessories | K | K02 | K0201 | K2 Partitions | C-SW-17; ADA fold down grab bar | 2 | Nr. | AED | 434 | 868 | 5.01 | Sanitary Appliances – Grab Bar (Fold Down) | Item | 80 | AI | ⚠ | Priced
| Citywalk Plot 5.11 Main Works Contract BOQ (1).xlsx | E |  |  | NEW | CITYWALK PHASE-05, PLOT 5.11 | Residential | CITYWALK RESIDENTIAL 1 LLC |  | B — Site Work | B | B24 | B2401 | B24 Tunnel excavation | C-SW-18; ADA straight support bar | 2 | Nr. | AED | 149 | 298 | 8.01 | Site Works, Drainage, External Services & Landscaping | Volume (m³), Length (m), Area (m²), Enumerated (nr), Item | 68 | Fuzzy | ⚠ | Priced
| Citywalk Plot 5.11 Main Works Contract BOQ (1).xlsx | F |  |  | NEW | CITYWALK PHASE-05, PLOT 5.11 | Residential | CITYWALK RESIDENTIAL 1 LLC |  | K — Accessories | K | K03 | K0302 |  | C-SW-20; Floor drain | 1 | Nr. | AED | 53 | 53 | 5.03 | Disposal Installations – Floor Drain | Item | 82 | AI | ⚠ | Priced
| Citywalk Plot 5.11 Main Works Contract BOQ (1).xlsx | G |  |  | NEW | CITYWALK PHASE-05, PLOT 5.11 | Residential | CITYWALK RESIDENTIAL 1 LLC |  | K — Accessories | K | K02 | K0201 | K2 Partitions | C-SW-22; Soap dispenser | 1 | Nr. | AED | 335 | 335 | 5.01 | Sanitary Appliances – Soap Dispenser | Item | 78 | AI | ⚠ | Priced
| Citywalk Plot 5.11 Main Works Contract BOQ (1).xlsx | H |  |  | NEW | CITYWALK PHASE-05, PLOT 5.11 | Residential | CITYWALK RESIDENTIAL 1 LLC |  | K — Accessories | K | K01 | K0101 | K1 Generally | C-SW-07; Bidet spray | 1 | Nr. | AED | 112 | 112 | 5.01 | Sanitary Appliances – Bidet Spray | Item | 80 | AI | ⚠ | Priced
| Citywalk Plot 5.11 Main Works Contract BOQ (1).xlsx | A |  |  | NEW | CITYWALK PHASE-05, PLOT 5.11 | Residential | CITYWALK RESIDENTIAL 1 LLC |  | K — Accessories | K | K02 | K0201 | K2 Partitions | C-SW-11; Tissue holder | 1 | Nr. | AED | 23 | 23 | 5.01 | Sanitary Appliances – Tissue Holder Installation | Item | 78 | AI | ⚠ | Priced
| Citywalk Plot 5.11 Main Works Contract BOQ (1).xlsx | B |  |  | NEW | CITYWALK PHASE-05, PLOT 5.11 | Residential | CITYWALK RESIDENTIAL 1 LLC |  | K — Accessories | K | K01 | K0101 | K1 Generally | C-SW-13; ADA WC & seat cover | 1 | Nr. | AED | 117 | 117 | 5.01 | Sanitary Appliances – WC Suite Installation | Item | 85 | AI | ✓ | Priced
| Citywalk Plot 5.11 Main Works Contract BOQ (1).xlsx | C |  |  | NEW | CITYWALK PHASE-05, PLOT 5.11 | Residential | CITYWALK RESIDENTIAL 1 LLC |  | K — Accessories | K | K01 | K0101 | K1 Generally | C-SW-14; ADA lavatory sink | 1 | Nr. | AED | 117 | 117 | 5.01 | Sanitary Appliances – Lavatory Sink Installation | Item | 85 | AI | ✓ | Priced
| Citywalk Plot 5.11 Main Works Contract BOQ (1).xlsx | D |  |  | NEW | CITYWALK PHASE-05, PLOT 5.11 | Residential | CITYWALK RESIDENTIAL 1 LLC |  | K — Accessories | K | K02 | K0201 | K2 Partitions | C-SW-17; ADA fold down grab bar | 2 | Nr. | AED | 23 | 46 | 5.01 | Sanitary Appliances – Grab Bar Installation | Item | 80 | AI | ⚠ | Priced
| Citywalk Plot 5.11 Main Works Contract BOQ (1).xlsx | E |  |  | NEW | CITYWALK PHASE-05, PLOT 5.11 | Residential | CITYWALK RESIDENTIAL 1 LLC |  | B — Site Work | B | B24 | B2401 | B24 Tunnel excavation | C-SW-18; ADA straight support bar | 2 | Nr. | AED | 23 | 46 | 8.01 | Site Works, Drainage, External Services & Landscaping | Volume (m³), Length (m), Area (m²), Enumerated (nr), Item | 68 | Fuzzy | ⚠ | Priced
| Citywalk Plot 5.11 Main Works Contract BOQ (1).xlsx | F |  |  | NEW | CITYWALK PHASE-05, PLOT 5.11 | Residential | CITYWALK RESIDENTIAL 1 LLC |  | K — Accessories | K | K03 | K0302 |  | C-SW-20; Floor drain | 1 | Nr. | AED | 8 | 8 | 5.03 | Disposal Installations – Floor Drain Installation | Item | 82 | AI | ⚠ | Priced
| Citywalk Plot 5.11 Main Works Contract BOQ (1).xlsx | G |  |  | NEW | CITYWALK PHASE-05, PLOT 5.11 | Residential | CITYWALK RESIDENTIAL 1 LLC |  | K — Accessories | K | K02 | K0201 | K2 Partitions | C-SW-22; Soap dispenser | 1 | Nr. | AED | 59 | 59 | 5.01 | Sanitary Appliances – Soap Dispenser Installation | Item | 78 | AI | ⚠ | Priced
| Citywalk Plot 5.11 Main Works Contract BOQ (1).xlsx | H |  |  | NEW | CITYWALK PHASE-05, PLOT 5.11 | Residential | CITYWALK RESIDENTIAL 1 LLC |  | K — Accessories | K | K01 | K0101 | K1 Generally | C-SW-07; Bidet spray | 1 | Nr. | AED | 35 | 35 | 5.01 | Sanitary Appliances – Bidet Spray Installation | Item | 80 | AI | ⚠ | Priced
| Citywalk Plot 5.11 Main Works Contract BOQ (1).xlsx | J |  |  | NEW | CITYWALK PHASE-05, PLOT 5.11 | Residential | CITYWALK RESIDENTIAL 1 LLC |  | Q — Mechanical Engineering Installations | Q | Q02 | Q0203 | Q2 Pipework and gutterwork | Sink; to Pantry | 1 | Nr. | AED | 0 | Not Shown in Drawing | 3.01 | Mechanical – Sanitary Fitting | Enumerated (nr) | 90 | Rule | ✓ | Unpriced
| Citywalk Plot 5.11 Main Works Contract BOQ (1).xlsx | K |  |  | NEW | CITYWALK PHASE-05, PLOT 5.11 | Residential | CITYWALK RESIDENTIAL 1 LLC |  | K — Accessories | K | K04 | K0401 |  | Tap; to Pantry | 1 | Nr. | AED | 0 | Not Shown in Drawing | 5.04 | Water Installations – Tap to Pantry | Item | 82 | AI | ⚠ | Unpriced
| Citywalk Plot 5.11 Main Works Contract BOQ (1).xlsx | A |  |  | NEW | CITYWALK PHASE-05, PLOT 5.11 | Residential | CITYWALK RESIDENTIAL 1 LLC |  | Q — Mechanical Engineering Installations | Q | Q02 | Q0201 | Q2 Pipework and gutterwork | 110mm diameter | 48 | m | AED | 177 | 8496 | 3.01 | Mechanical – Drainage Pipe | Length (m) | 90 | Rule | ✓ | Priced
| Citywalk Plot 5.11 Main Works Contract BOQ (1).xlsx | B |  |  | NEW | CITYWALK PHASE-05, PLOT 5.11 | Residential | CITYWALK RESIDENTIAL 1 LLC |  | B — Site Work | B | B19 | B1904 | B19 Underground drainage | 160mm diameter | 29 | m | AED | 266 | 7714 | 8.01 | Site Works, Drainage, External Services & Landscaping | Volume (m³), Length (m), Area (m²), Enumerated (nr), Item | 73 | Fuzzy | ⚠ | Priced
| Citywalk Plot 5.11 Main Works Contract BOQ (1).xlsx | C |  |  | NEW | CITYWALK PHASE-05, PLOT 5.11 | Residential | CITYWALK RESIDENTIAL 1 LLC |  | Q — Mechanical Engineering Installations | Q | Q02 | Q0201 | Q2 Pipework and gutterwork | 110mm diameter | 4 | Nr. | AED | 280 | 1120 | 3.01 | Mechanical – Drainage Pipe | Length (m) | 90 | Rule | ✓ | Priced
| Citywalk Plot 5.11 Main Works Contract BOQ (1).xlsx | D |  |  | NEW | CITYWALK PHASE-05, PLOT 5.11 | Residential | CITYWALK RESIDENTIAL 1 LLC |  | Q — Mechanical Engineering Installations | Q | Q02 | Q0201 | Q2 Pipework and gutterwork | 40mm diameter | 13 | m | AED | 92 | 1196 | 3.01 | Mechanical – Pipe | Length (m) | 90 | Rule | ✓ | Priced
| Citywalk Plot 5.11 Main Works Contract BOQ (1).xlsx | E |  |  | NEW | CITYWALK PHASE-05, PLOT 5.11 | Residential | CITYWALK RESIDENTIAL 1 LLC |  | Q — Mechanical Engineering Installations | Q | Q02 | Q0201 | Q2 Pipework and gutterwork | 50mm diameter | 8 | m | AED | 105 | 840 | 3.01 | Mechanical – Drainage Pipe | Length (m) | 88 | Rule | ✓ | Priced
| Citywalk Plot 5.11 Main Works Contract BOQ (1).xlsx | A |  |  | NEW | CITYWALK PHASE-05, PLOT 5.11 | Residential | CITYWALK RESIDENTIAL 1 LLC |  | Q — Mechanical Engineering Installations | Q | Q02 | Q0201 | Q2 Pipework and gutterwork | 50mm diameter | 255 | m | AED | 105 | 26775 | 3.01 | Mechanical – Drainage Pipe | Length (m) | 88 | Rule | ✓ | Priced
| Citywalk Plot 5.11 Main Works Contract BOQ (1).xlsx | B |  |  | NEW | CITYWALK PHASE-05, PLOT 5.11 | Residential | CITYWALK RESIDENTIAL 1 LLC |  | Q — Mechanical Engineering Installations | Q | Q02 | Q0201 | Q2 Pipework and gutterwork | 50mm diameter | 128 | m | AED | 116 | 14848 | 3.01 | Mechanical – Drainage Pipe | Length (m) | 88 | Rule | ✓ | Priced
| Citywalk Plot 5.11 Main Works Contract BOQ (1).xlsx | C |  |  | NEW | CITYWALK PHASE-05, PLOT 5.11 | Residential | CITYWALK RESIDENTIAL 1 LLC |  | Q — Mechanical Engineering Installations | Q | Q02 | Q0201 | Q2 Pipework and gutterwork | 110mm diameter | 17 | m | AED | 177 | 3009 | 3.01 | Mechanical – Drainage Pipe | Length (m) | 90 | Rule | ✓ | Priced
| Citywalk Plot 5.11 Main Works Contract BOQ (1).xlsx | D |  |  | NEW | CITYWALK PHASE-05, PLOT 5.11 | Residential | CITYWALK RESIDENTIAL 1 LLC |  | B — Site Work | B | B19 | B1904 | B19 Underground drainage | 160mm diameter | 15 | m | AED | 266 | 3990 | 8.01 | Site Works, Drainage, External Services & Landscaping | Volume (m³), Length (m), Area (m²), Enumerated (nr), Item | 73 | Fuzzy | ⚠ | Priced
| Citywalk Plot 5.11 Main Works Contract BOQ (1).xlsx | E |  |  | NEW | CITYWALK PHASE-05, PLOT 5.11 | Residential | CITYWALK RESIDENTIAL 1 LLC |  | Q — Mechanical Engineering Installations | Q | Q02 | Q0201 | Q2 Pipework and gutterwork | 200mm diameter | 45 | m | AED | 314 | 14130 | 3.01 | Mechanical – Drainage Pipe | Length (m) | 90 | Rule | ✓ | Priced
| Citywalk Plot 5.11 Main Works Contract BOQ (1).xlsx | F |  |  | NEW | CITYWALK PHASE-05, PLOT 5.11 | Residential | CITYWALK RESIDENTIAL 1 LLC |  | B — Site Work | B | B19 | B1904 | B19 Underground drainage | 82mm diameter | 75 | m | AED | 126 | 9450 | 8.01 | Site Works, Drainage, External Services & Landscaping | Volume (m³), Length (m), Area (m²), Enumerated (nr), Item | 70 | Fuzzy | ⚠ | Priced
| Citywalk Plot 5.11 Main Works Contract BOQ (1).xlsx | G |  |  | NEW | CITYWALK PHASE-05, PLOT 5.11 | Residential | CITYWALK RESIDENTIAL 1 LLC |  | Q — Mechanical Engineering Installations | Q | Q02 | Q0201 | Q2 Pipework and gutterwork | 110mm diameter | 134 | m | AED | 177 | 23718 | 3.01 | Mechanical – Drainage Pipe | Length (m) | 90 | Rule | ✓ | Priced
| Citywalk Plot 5.11 Main Works Contract BOQ (1).xlsx | H |  |  | NEW | CITYWALK PHASE-05, PLOT 5.11 | Residential | CITYWALK RESIDENTIAL 1 LLC |  | B — Site Work | B | B19 | B1904 | B19 Underground drainage | 82mm diameter | 23 | m | AED | 126 | 2898 | 8.01 | Site Works, Drainage, External Services & Landscaping | Volume (m³), Length (m), Area (m²), Enumerated (nr), Item | 70 | Fuzzy | ⚠ | Priced
| Citywalk Plot 5.11 Main Works Contract BOQ (1).xlsx | J |  |  | NEW | CITYWALK PHASE-05, PLOT 5.11 | Residential | CITYWALK RESIDENTIAL 1 LLC |  | Q — Mechanical Engineering Installations | Q | Q02 | Q0201 | Q2 Pipework and gutterwork | 110mm diameter | 152 | m | AED | 177 | 26904 | 3.01 | Mechanical – Drainage Pipe | Length (m) | 90 | Rule | ✓ | Priced
| Citywalk Plot 5.11 Main Works Contract BOQ (1).xlsx | K |  |  | NEW | CITYWALK PHASE-05, PLOT 5.11 | Residential | CITYWALK RESIDENTIAL 1 LLC |  | B — Site Work | B | B19 | B1904 | B19 Underground drainage | 160mm diameter | 53 | m | AED | 266 | 14098 | 8.01 | Site Works, Drainage, External Services & Landscaping | Volume (m³), Length (m), Area (m²), Enumerated (nr), Item | 73 | Fuzzy | ⚠ | Priced
| Citywalk Plot 5.11 Main Works Contract BOQ (1).xlsx | L |  |  | NEW | CITYWALK PHASE-05, PLOT 5.11 | Residential | CITYWALK RESIDENTIAL 1 LLC |  | Q — Mechanical Engineering Installations | Q | Q02 | Q0201 | Q2 Pipework and gutterwork | 200mm diameter | 48 | m | AED | 314 | 15072 | 3.01 | Mechanical – Drainage Pipe | Length (m) | 90 | Rule | ✓ | Priced
| Citywalk Plot 5.11 Main Works Contract BOQ (1).xlsx | M |  |  | NEW | CITYWALK PHASE-05, PLOT 5.11 | Residential | CITYWALK RESIDENTIAL 1 LLC |  | Q — Mechanical Engineering Installations | Q | Q02 | Q0201 | Q2 Pipework and gutterwork | 110mm diameter | 133 | m | AED | 177 | 23541 | 3.01 | Mechanical – Drainage Pipe | Length (m) | 90 | Rule | ✓ | Priced
| Citywalk Plot 5.11 Main Works Contract BOQ (1).xlsx | N |  |  | NEW | CITYWALK PHASE-05, PLOT 5.11 | Residential | CITYWALK RESIDENTIAL 1 LLC |  | Q — Mechanical Engineering Installations | Q | Q02 | Q0201 | Q2 Pipework and gutterwork | 110mm diameter | 59 | m | AED | 177 | 10443 | 3.01 | Mechanical – Drainage Pipe | Length (m) | 90 | Rule | ✓ | Priced
| Citywalk Plot 5.11 Main Works Contract BOQ (1).xlsx | P |  |  | NEW | CITYWALK PHASE-05, PLOT 5.11 | Residential | CITYWALK RESIDENTIAL 1 LLC |  | B — Site Work | B | B19 | B1904 | B19 Underground drainage | 160mm diameter | 127 | m | AED | 266 | 33782 | 8.01 | Site Works, Drainage, External Services & Landscaping | Volume (m³), Length (m), Area (m²), Enumerated (nr), Item | 73 | Fuzzy | ⚠ | Priced
| Citywalk Plot 5.11 Main Works Contract BOQ (1).xlsx | A |  |  | NEW | CITYWALK PHASE-05, PLOT 5.11 | Residential | CITYWALK RESIDENTIAL 1 LLC |  | Q — Mechanical Engineering Installations | Q | Q02 | Q0201 | Q2 Pipework and gutterwork | 110mm diameter | 10 | m | AED | 262 | 2620 | 3.01 | Mechanical – Drainage Pipe | Length (m) | 90 | Rule | ✓ | Priced
| Citywalk Plot 5.11 Main Works Contract BOQ (1).xlsx | B |  |  | NEW | CITYWALK PHASE-05, PLOT 5.11 | Residential | CITYWALK RESIDENTIAL 1 LLC |  | Q — Mechanical Engineering Installations | Q | Q02 | Q0201 | Q2 Pipework and gutterwork | 25mm diameter | 22 | m | AED | 56 | 1232 | 3.01 | Mechanical – Pipe | Length (m) | 90 | Rule | ✓ | Priced
| Citywalk Plot 5.11 Main Works Contract BOQ (1).xlsx | C |  |  | NEW | CITYWALK PHASE-05, PLOT 5.11 | Residential | CITYWALK RESIDENTIAL 1 LLC |  | B — Site Work | B | B19 | B1904 | B19 Underground drainage | 82mm diameter | 17 | m | AED | 199 | 3383 | 8.01 | Site Works, Drainage, External Services & Landscaping | Volume (m³), Length (m), Area (m²), Enumerated (nr), Item | 70 | Fuzzy | ⚠ | Priced
| Citywalk Plot 5.11 Main Works Contract BOQ (1).xlsx | D |  |  | NEW | CITYWALK PHASE-05, PLOT 5.11 | Residential | CITYWALK RESIDENTIAL 1 LLC |  | Q — Mechanical Engineering Installations | Q | Q02 | Q0201 | Q2 Pipework and gutterwork | 50mm diameter | 7 | Nr. | AED | 14 | 98 | 3.01 | Mechanical – Drainage Pipe | Length (m) | 88 | Rule | ✓ | Priced
| Citywalk Plot 5.11 Main Works Contract BOQ (1).xlsx | E |  |  | NEW | CITYWALK PHASE-05, PLOT 5.11 | Residential | CITYWALK RESIDENTIAL 1 LLC |  | B — Site Work | B | B19 | B1904 | B19 Underground drainage | 82mm diameter | 5 | Nr. | AED | 26 | 130 | 8.01 | Site Works, Drainage, External Services & Landscaping | Volume (m³), Length (m), Area (m²), Enumerated (nr), Item | 70 | Fuzzy | ⚠ | Priced
| Citywalk Plot 5.11 Main Works Contract BOQ (1).xlsx | F |  |  | NEW | CITYWALK PHASE-05, PLOT 5.11 | Residential | CITYWALK RESIDENTIAL 1 LLC |  | Q — Mechanical Engineering Installations | Q | Q02 | Q0201 | Q2 Pipework and gutterwork | 110mm diameter | 15 | Nr. | AED | 28 | 420 | 3.01 | Mechanical – Drainage Pipe | Length (m) | 90 | Rule | ✓ | Priced
| Citywalk Plot 5.11 Main Works Contract BOQ (1).xlsx | G |  |  | NEW | CITYWALK PHASE-05, PLOT 5.11 | Residential | CITYWALK RESIDENTIAL 1 LLC |  | B — Site Work | B | B19 | B1904 | B19 Underground drainage | 160mm diameter | 7 | Nr. | AED | 34 | 238 | 8.01 | Site Works, Drainage, External Services & Landscaping | Volume (m³), Length (m), Area (m²), Enumerated (nr), Item | 73 | Fuzzy | ⚠ | Priced
| Citywalk Plot 5.11 Main Works Contract BOQ (1).xlsx | H |  |  | NEW | CITYWALK PHASE-05, PLOT 5.11 | Residential | CITYWALK RESIDENTIAL 1 LLC |  | Q — Mechanical Engineering Installations | Q | Q02 | Q0201 | Q2 Pipework and gutterwork | 200mm diameter | 5 | Nr. | AED | 39 | 195 | 3.01 | Mechanical – Drainage Pipe | Length (m) | 90 | Rule | ✓ | Priced
| Citywalk Plot 5.11 Main Works Contract BOQ (1).xlsx | J |  |  | NEW | CITYWALK PHASE-05, PLOT 5.11 | Residential | CITYWALK RESIDENTIAL 1 LLC |  | B — Site Work | B | B19 | B1904 | B19 Underground drainage | 160mm diameter | 4 | Nr. | AED | 149 | 596 | 8.01 | Site Works, Drainage, External Services & Landscaping | Volume (m³), Length (m), Area (m²), Enumerated (nr), Item | 73 | Fuzzy | ⚠ | Priced
| Citywalk Plot 5.11 Main Works Contract BOQ (1).xlsx | K |  |  | NEW | CITYWALK PHASE-05, PLOT 5.11 | Residential | CITYWALK RESIDENTIAL 1 LLC |  | Q — Mechanical Engineering Installations | Q | Q02 | Q0201 | Q2 Pipework and gutterwork | 110mm diameter | 7 | Nr. | AED | 420 | 2940 | 3.01 | Mechanical – Drainage Pipe | Length (m) | 90 | Rule | ✓ | Priced
| Citywalk Plot 5.11 Main Works Contract BOQ (1).xlsx | L |  |  | NEW | CITYWALK PHASE-05, PLOT 5.11 | Residential | CITYWALK RESIDENTIAL 1 LLC |  | B — Site Work | B | B19 | B1904 | B19 Underground drainage | 82mm diameter | 8 | Nr. | AED |  | Included in Section-Sanitary fittings and fixtures | 8.01 | Site Works, Drainage, External Services & Landscaping | Volume (m³), Length (m), Area (m²), Enumerated (nr), Item | 70 | Fuzzy | ⚠ | Unpriced
| Citywalk Plot 5.11 Main Works Contract BOQ (1).xlsx | A |  |  | NEW | CITYWALK PHASE-05, PLOT 5.11 | Residential | CITYWALK RESIDENTIAL 1 LLC |  | Q — Mechanical Engineering Installations | Q | Q02 | Q0201 | Q2 Pipework and gutterwork | 50mm diameter | 60 | Nr. | AED | 420 | 25200 | 3.01 | Mechanical – Drainage Pipe | Length (m) | 88 | Rule | ✓ | Priced
| Citywalk Plot 5.11 Main Works Contract BOQ (1).xlsx | B |  |  | NEW | CITYWALK PHASE-05, PLOT 5.11 | Residential | CITYWALK RESIDENTIAL 1 LLC |  | B — Site Work | B | B19 | B1904 | B19 Underground drainage | 82mm diameter | 9 | Nr. | AED | 979 | 8811 | 8.01 | Site Works, Drainage, External Services & Landscaping | Volume (m³), Length (m), Area (m²), Enumerated (nr), Item | 70 | Fuzzy | ⚠ | Priced
| Citywalk Plot 5.11 Main Works Contract BOQ (1).xlsx | C |  |  | NEW | CITYWALK PHASE-05, PLOT 5.11 | Residential | CITYWALK RESIDENTIAL 1 LLC |  | Q — Mechanical Engineering Installations | Q | Q02 | Q0201 | Q2 Pipework and gutterwork | 40mm diameter | 2 | Nr. | AED | 169 | 338 | 3.01 | Mechanical – Pipe | Length (m) | 90 | Rule | ✓ | Priced
| Citywalk Plot 5.11 Main Works Contract BOQ (1).xlsx | C |  |  | NEW | CITYWALK PHASE-05, PLOT 5.11 | Residential | CITYWALK RESIDENTIAL 1 LLC |  | K — Accessories | K | K03 | K0302 |  | 1540x340mm | 2 | Nr. | AED | 862 | 1724 | 5.03 | Disposal Installations – Trench Drain 1540x340mm | Item | 85 | AI | ✓ | Priced
| Citywalk Plot 5.11 Main Works Contract BOQ (1).xlsx | D |  |  | NEW | CITYWALK PHASE-05, PLOT 5.11 | Residential | CITYWALK RESIDENTIAL 1 LLC |  | K — Accessories | K | K03 | K0302 |  | 2040x340mm | 4 | Nr. | AED | 1142 | 4568 | 5.03 | Disposal Installations – Trench Drain 2040x340mm | Item | 85 | AI | ✓ | Priced
| Citywalk Plot 5.11 Main Works Contract BOQ (1).xlsx | E |  |  | NEW | CITYWALK PHASE-05, PLOT 5.11 | Residential | CITYWALK RESIDENTIAL 1 LLC |  | K — Accessories | K | K03 | K0302 |  | 3040x340mm | 1 | Nr. | AED | 1701 | 1701 | 5.03 | Disposal Installations – Trench Drain 3040x340mm | Item | 85 | AI | ✓ | Priced
| Citywalk Plot 5.11 Main Works Contract BOQ (1).xlsx | F |  |  | NEW | CITYWALK PHASE-05, PLOT 5.11 | Residential | CITYWALK RESIDENTIAL 1 LLC |  | K — Accessories | K | K03 | K0302 |  | 3390x340mm | 1 | Nr. | AED | 1898 | 1898 | 5.03 | Disposal Installations – Trench Drain 3390x340mm | Item | 85 | AI | ✓ | Priced
| Citywalk Plot 5.11 Main Works Contract BOQ (1).xlsx | G |  |  | NEW | CITYWALK PHASE-05, PLOT 5.11 | Residential | CITYWALK RESIDENTIAL 1 LLC |  | K — Accessories | K | K03 | K0302 |  | 3440x340mm | 1 | Nr. | AED | 1926 | 1926 | 5.03 | Disposal Installations – Trench Drain 3440x340mm | Item | 85 | AI | ✓ | Priced
| Citywalk Plot 5.11 Main Works Contract BOQ (1).xlsx | H |  |  | NEW | CITYWALK PHASE-05, PLOT 5.11 | Residential | CITYWALK RESIDENTIAL 1 LLC |  | K — Accessories | K | K03 | K0302 |  | 4340x340mm | 1 | Nr. | AED | 2429 | 2429 | 5.03 | Disposal Installations – Trench Drain 4340x340mm | Item | 85 | AI | ✓ | Priced
| Citywalk Plot 5.11 Main Works Contract BOQ (1).xlsx | J |  |  | NEW | CITYWALK PHASE-05, PLOT 5.11 | Residential | CITYWALK RESIDENTIAL 1 LLC |  | K — Accessories | K | K03 | K0302 |  | 5040x340mm | 1 | Nr. | AED | 2821 | 2821 | 5.03 | Disposal Installations – Trench Drain 5040x340mm | Item | 85 | AI | ✓ | Priced
| Citywalk Plot 5.11 Main Works Contract BOQ (1).xlsx | K |  |  | NEW | CITYWALK PHASE-05, PLOT 5.11 | Residential | CITYWALK RESIDENTIAL 1 LLC |  | K — Accessories | K | K03 | K0302 |  | 5990x440mm | 1 | Nr. | AED | 3353 | 3353 | 5.03 | Disposal Installations – Trench Drain 5990x440mm | Item | 85 | AI | ✓ | Priced
| Citywalk Plot 5.11 Main Works Contract BOQ (1).xlsx | L |  |  | NEW | CITYWALK PHASE-05, PLOT 5.11 | Residential | CITYWALK RESIDENTIAL 1 LLC |  | K — Accessories | K | K03 | K0302 |  | 6140x350mm | 1 | Nr. | AED | 3436 | 3436 | 5.03 | Disposal Installations – Trench Drain 6140x350mm | Item | 85 | AI | ✓ | Priced
| Citywalk Plot 5.11 Main Works Contract BOQ (1).xlsx | A |  |  | NEW | CITYWALK PHASE-05, PLOT 5.11 | Residential | CITYWALK RESIDENTIAL 1 LLC |  | Q — Mechanical Engineering Installations | Q | Q03 | Q0303 | Q3 Ductwork | Trench Drain cover; size 340mm; HDCI Grating | 30 | m | AED | 559 | 16770 | 5.06 | Mechanical Engineering Installations | Length (m), Weight (t), Area (m²), Enumerated (nr), Item | 63 | Fuzzy | ⚠ | Priced
| Citywalk Plot 5.11 Main Works Contract BOQ (1).xlsx | B |  |  | NEW | CITYWALK PHASE-05, PLOT 5.11 | Residential | CITYWALK RESIDENTIAL 1 LLC |  | Q — Mechanical Engineering Installations | Q | Q03 | Q0303 | Q3 Ductwork | Trench Drain cover; size 350mm; HDCI Grating | 18 | m | AED | 559 | 10062 | 5.06 | Mechanical Engineering Installations | Length (m), Weight (t), Area (m²), Enumerated (nr), Item | 63 | Fuzzy | ⚠ | Priced
| Citywalk Plot 5.11 Main Works Contract BOQ (1).xlsx | C |  |  | NEW | CITYWALK PHASE-05, PLOT 5.11 | Residential | CITYWALK RESIDENTIAL 1 LLC |  | Q — Mechanical Engineering Installations | Q | Q03 | Q0303 | Q3 Ductwork | Trench Drain cover; size 440mm; HDCI Grating | 6 | m | AED | 629 | 3774 | 5.06 | Mechanical Engineering Installations | Length (m), Weight (t), Area (m²), Enumerated (nr), Item | 63 | Fuzzy | ⚠ | Priced
| Citywalk Plot 5.11 Main Works Contract BOQ (1).xlsx | D |  |  | NEW | CITYWALK PHASE-05, PLOT 5.11 | Residential | CITYWALK RESIDENTIAL 1 LLC |  | Q — Mechanical Engineering Installations | Q | Q02 | Q0201 | Q2 Pipework and gutterwork | 50mm diameter | 3 | Nr. | AED | 504 | 1512 | 3.01 | Mechanical – Drainage Pipe | Length (m) | 88 | Rule | ✓ | Priced
| Citywalk Plot 5.11 Main Works Contract BOQ (1).xlsx | E |  |  | NEW | CITYWALK PHASE-05, PLOT 5.11 | Residential | CITYWALK RESIDENTIAL 1 LLC |  | Q — Mechanical Engineering Installations | Q | Q02 | Q0203 | Q2 Pipework and gutterwork | Catch basin; size 300 x 300mm; HDDI Grating including GRP perforated basket | 12 | Nr. | AED | 979 | 11748 | 3.01 | Mechanical – Sanitary Fitting | Enumerated (nr) | 90 | Rule | ✓ | Priced
| Citywalk Plot 5.11 Main Works Contract BOQ (1).xlsx | F |  |  | NEW | CITYWALK PHASE-05, PLOT 5.11 | Residential | CITYWALK RESIDENTIAL 1 LLC |  | K — Accessories | K | K03 | K0302 |  | Drain Pit; size 600 x 600 x 600mm | 3 | Nr. | AED | 1399 | 4197 | 5.03 | Disposal Installations – Drain Pit 600x600x600mm | Item | 85 | AI | ✓ | Priced
| Citywalk Plot 5.11 Main Works Contract BOQ (1).xlsx | A |  |  | NEW | CITYWALK PHASE-05, PLOT 5.11 | Residential | CITYWALK RESIDENTIAL 1 LLC |  | K — Accessories | K | K03 | K0302 |  | Lift Pit; size 600 x 600 x 600mm | 2 | Nr. | AED | 1399 | 2798 | 5.03 | Disposal Installations – Lift Pit 600x600x600mm | Item | 75 | AI | ⚠ | Priced
| Citywalk Plot 5.11 Main Works Contract BOQ (1).xlsx | B |  |  | NEW | CITYWALK PHASE-05, PLOT 5.11 | Residential | CITYWALK RESIDENTIAL 1 LLC |  | Q — Mechanical Engineering Installations | Q | Q02 | Q0201 | Q2 Pipework and gutterwork | Sand Trap; size 800 x 800 x 2000mm | 1 | Nr. | AED | 1399 | 1399 | 3.01 | Mechanical – Sand Trap | Enumerated (nr) | 93 | Rule | ✓ | Priced
| Citywalk Plot 5.11 Main Works Contract BOQ (1).xlsx | C |  |  | NEW | CITYWALK PHASE-05, PLOT 5.11 | Residential | CITYWALK RESIDENTIAL 1 LLC |  | Q — Mechanical Engineering Installations | Q | Q02 | Q0201 | Q2 Pipework and gutterwork | Sand Trap; size 800 x 800 x 2400mm | 1 | Nr. | AED | 1399 | 1399 | 3.01 | Mechanical – Sand Trap | Enumerated (nr) | 93 | Rule | ✓ | Priced
| Citywalk Plot 5.11 Main Works Contract BOQ (1).xlsx | D |  |  | NEW | CITYWALK PHASE-05, PLOT 5.11 | Residential | CITYWALK RESIDENTIAL 1 LLC |  | K — Accessories | K | K03 | K0302 |  | Valve Chamber; size 800 x 800 x 1200mm | 3 | Nr. | AED | 1399 | 4197 | 5.03 | Disposal Installations – Valve Chamber 800x800x1200mm | Item | 82 | AI | ⚠ | Priced
| Citywalk Plot 5.11 Main Works Contract BOQ (1).xlsx | E |  |  | NEW | CITYWALK PHASE-05, PLOT 5.11 | Residential | CITYWALK RESIDENTIAL 1 LLC |  | K — Accessories | K | K03 | K0302 |  | Valve Chamber; size 1000 x 1000 x 1200mm | 1 | Nr. | AED | 1399 | 1399 | 5.03 | Disposal Installations – Valve Chamber 1000x1000x1200mm | Item | 82 | AI | ⚠ | Priced
| Citywalk Plot 5.11 Main Works Contract BOQ (1).xlsx | F |  |  | NEW | CITYWALK PHASE-05, PLOT 5.11 | Residential | CITYWALK RESIDENTIAL 1 LLC |  | K — Accessories | K | K03 | K0302 |  | Sump Pit; size 600 x 600 x 600mm | 1 | Nr. | AED | 1399 | 1399 | 5.03 | Disposal Installations – Sump Pit 600x600x600mm | Item | 85 | AI | ✓ | Priced
| Citywalk Plot 5.11 Main Works Contract BOQ (1).xlsx | A |  |  | NEW | CITYWALK PHASE-05, PLOT 5.11 | Residential | CITYWALK RESIDENTIAL 1 LLC |  | Q — Mechanical Engineering Installations | Q | Q03 | Q0301 | Q3 Ductwork | Drainage sump pump set; (1duty + 1assist) of 2.5L/S flow, 10m head | 1 | Set | AED | 24488 | 24488 | 5.06 | Mechanical Engineering Installations | Length (m), Weight (t), Area (m²), Enumerated (nr), Item | 61 | Fuzzy | ⚠ | Priced
| Citywalk Plot 5.11 Main Works Contract BOQ (1).xlsx | B |  |  | NEW | CITYWALK PHASE-05, PLOT 5.11 | Residential | CITYWALK RESIDENTIAL 1 LLC |  | L — Equipment | L | L01 | L0102 | L1 Generally | Sump pump set; of 1.0L/S flow, 10m head | 1 | Set | AED | 20990 | 20990 | 5.03 | Disposal Installations – Sump Pump Set 1.0 L/S | Item | 85 | AI | ✓ | Priced
| Citywalk Plot 5.11 Main Works Contract BOQ (1).xlsx | C |  |  | NEW | CITYWALK PHASE-05, PLOT 5.11 | Residential | CITYWALK RESIDENTIAL 1 LLC |  | Q — Mechanical Engineering Installations | Q | Q05 | Q0500 | Q5 Automatic controls | Automatic Grease interceptor | 1 | Nr. | AED | 13993 | 13993 | 5.06 | Mechanical Engineering Installations | Length (m), Weight (t), Area (m²), Enumerated (nr), Item | 61 | Fuzzy | ⚠ | Priced
| Citywalk Plot 5.11 Main Works Contract BOQ (1).xlsx | D |  |  | NEW | CITYWALK PHASE-05, PLOT 5.11 | Residential | CITYWALK RESIDENTIAL 1 LLC |  | K — Accessories | K | K03 | K0302 |  | Vacuum out | 1 | Nr. | AED | 700 | 700 | 5.03 | Disposal Installations – Vacuum Out Service | Item | 75 | AI | ⚠ | Priced
| Citywalk Plot 5.11 Main Works Contract BOQ (1).xlsx | A |  |  | NEW | CITYWALK PHASE-05, PLOT 5.11 | Residential | CITYWALK RESIDENTIAL 1 LLC |  | Q — Mechanical Engineering Installations | Q | Q02 | Q0201 | Q2 Pipework and gutterwork | 100mm diameter | 16 | m | AED | 749 | 11984 | 3.01 | Mechanical – Drainage Pipe | Length (m) | 90 | Rule | ✓ | Priced
| Citywalk Plot 5.11 Main Works Contract BOQ (1).xlsx | B |  |  | NEW | CITYWALK PHASE-05, PLOT 5.11 | Residential | CITYWALK RESIDENTIAL 1 LLC |  | Q — Mechanical Engineering Installations | Q | Q02 | Q0201 | Q2 Pipework and gutterwork | 15mm diameter | 35 | m | AED | 101 | 3535 | 3.01 | Mechanical – Pipe | Length (m) | 90 | Rule | ✓ | Priced
| Citywalk Plot 5.11 Main Works Contract BOQ (1).xlsx | C |  |  | NEW | CITYWALK PHASE-05, PLOT 5.11 | Residential | CITYWALK RESIDENTIAL 1 LLC |  | Q — Mechanical Engineering Installations | Q | Q02 | Q0201 | Q2 Pipework and gutterwork | 20mm diameter | 186 | m | AED | 130 | 24180 | 3.01 | Mechanical – Pipe | Length (m) | 90 | Rule | ✓ | Priced
| Citywalk Plot 5.11 Main Works Contract BOQ (1).xlsx | D |  |  | NEW | CITYWALK PHASE-05, PLOT 5.11 | Residential | CITYWALK RESIDENTIAL 1 LLC |  | Q — Mechanical Engineering Installations | Q | Q02 | Q0201 | Q2 Pipework and gutterwork | 25mm diameter | 66 | m | AED | 177 | 11682 | 3.01 | Mechanical – Pipe | Length (m) | 90 | Rule | ✓ | Priced
| Citywalk Plot 5.11 Main Works Contract BOQ (1).xlsx | E |  |  | NEW | CITYWALK PHASE-05, PLOT 5.11 | Residential | CITYWALK RESIDENTIAL 1 LLC |  | Q — Mechanical Engineering Installations | Q | Q02 | Q0201 | Q2 Pipework and gutterwork | 32mm diameter | 12 | m | AED | 264 | 3168 | 3.01 | Mechanical – Pipe | Length (m) | 90 | Rule | ✓ | Priced
| Citywalk Plot 5.11 Main Works Contract BOQ (1).xlsx | F |  |  | NEW | CITYWALK PHASE-05, PLOT 5.11 | Residential | CITYWALK RESIDENTIAL 1 LLC |  | Q — Mechanical Engineering Installations | Q | Q02 | Q0201 | Q2 Pipework and gutterwork | 50mm diameter | 171 | m | AED | 347 | 59337 | 3.01 | Mechanical – Drainage Pipe | Length (m) | 88 | Rule | ✓ | Priced
| Citywalk Plot 5.11 Main Works Contract BOQ (1).xlsx | G |  |  | NEW | CITYWALK PHASE-05, PLOT 5.11 | Residential | CITYWALK RESIDENTIAL 1 LLC |  | Q — Mechanical Engineering Installations | Q | Q02 | Q0201 | Q2 Pipework and gutterwork | 80mm diameter | 8 | m | AED | 647 | 5176 | 3.01 | Mechanical – Drainage Pipe | Length (m) | 90 | Rule | ✓ | Priced
| Citywalk Plot 5.11 Main Works Contract BOQ (1).xlsx | H |  |  | NEW | CITYWALK PHASE-05, PLOT 5.11 | Residential | CITYWALK RESIDENTIAL 1 LLC |  | Q — Mechanical Engineering Installations | Q | Q02 | Q0201 | Q2 Pipework and gutterwork | 65mm diameter | 48 | m | AED | 435 | 20880 | 3.01 | Mechanical – Drainage Pipe | Length (m) | 88 | Rule | ✓ | Priced
| Citywalk Plot 5.11 Main Works Contract BOQ (1).xlsx | A |  |  | NEW | CITYWALK PHASE-05, PLOT 5.11 | Residential | CITYWALK RESIDENTIAL 1 LLC |  | Q — Mechanical Engineering Installations | Q | Q02 | Q0201 | Q2 Pipework and gutterwork | 20mm diameter | 14 | m | AED | 48 | 672 | 3.01 | Mechanical – Pipe | Length (m) | 90 | Rule | ✓ | Priced
| Citywalk Plot 5.11 Main Works Contract BOQ (1).xlsx | B |  |  | NEW | CITYWALK PHASE-05, PLOT 5.11 | Residential | CITYWALK RESIDENTIAL 1 LLC |  | Q — Mechanical Engineering Installations | Q | Q02 | Q0201 | Q2 Pipework and gutterwork | 20mm diameter | 33 | m | AED | 14 | 462 | 3.01 | Mechanical – Pipe | Length (m) | 90 | Rule | ✓ | Priced
| Citywalk Plot 5.11 Main Works Contract BOQ (1).xlsx | C |  |  | NEW | CITYWALK PHASE-05, PLOT 5.11 | Residential | CITYWALK RESIDENTIAL 1 LLC |  | Q — Mechanical Engineering Installations | Q | Q02 | Q0201 | Q2 Pipework and gutterwork | 32mm diameter | 10 | m | AED | 22 | 220 | 3.01 | Mechanical – Pipe | Length (m) | 90 | Rule | ✓ | Priced
| Citywalk Plot 5.11 Main Works Contract BOQ (1).xlsx | D |  |  | NEW | CITYWALK PHASE-05, PLOT 5.11 | Residential | CITYWALK RESIDENTIAL 1 LLC |  | Q — Mechanical Engineering Installations | Q | Q02 | Q0201 | Q2 Pipework and gutterwork | 50mm diameter | 66 | m | AED | 28 | 1848 | 3.01 | Mechanical – Drainage Pipe | Length (m) | 88 | Rule | ✓ | Priced
| Citywalk Plot 5.11 Main Works Contract BOQ (1).xlsx | E |  |  | NEW | CITYWALK PHASE-05, PLOT 5.11 | Residential | CITYWALK RESIDENTIAL 1 LLC |  | Q — Mechanical Engineering Installations | Q | Q02 | Q0201 | Q2 Pipework and gutterwork | 65mm diameter | 6 | m | AED | 35 | 210 | 3.01 | Mechanical – Drainage Pipe | Length (m) | 88 | Rule | ✓ | Priced
| Citywalk Plot 5.11 Main Works Contract BOQ (1).xlsx | F |  |  | NEW | CITYWALK PHASE-05, PLOT 5.11 | Residential | CITYWALK RESIDENTIAL 1 LLC |  | Q — Mechanical Engineering Installations | Q | Q02 | Q0201 | Q2 Pipework and gutterwork | 80mm diameter | 6 | m | AED | 39 | 234 | 3.01 | Mechanical – Drainage Pipe | Length (m) | 90 | Rule | ✓ | Priced
| Citywalk Plot 5.11 Main Works Contract BOQ (1).xlsx | G |  |  | NEW | CITYWALK PHASE-05, PLOT 5.11 | Residential | CITYWALK RESIDENTIAL 1 LLC |  | Q — Mechanical Engineering Installations | Q | Q02 | Q0201 | Q2 Pipework and gutterwork | 100mm diameter | 6 | m | AED | 46 | 276 | 3.01 | Mechanical – Drainage Pipe | Length (m) | 90 | Rule | ✓ | Priced
| Citywalk Plot 5.11 Main Works Contract BOQ (1).xlsx | H |  |  | NEW | CITYWALK PHASE-05, PLOT 5.11 | Residential | CITYWALK RESIDENTIAL 1 LLC |  | Q — Mechanical Engineering Installations | Q | Q02 | Q0201 | Q2 Pipework and gutterwork | 15mm diameter | 35 | m | AED | 16 | 560 | 3.01 | Mechanical – Pipe | Length (m) | 90 | Rule | ✓ | Priced
| Citywalk Plot 5.11 Main Works Contract BOQ (1).xlsx | J |  |  | NEW | CITYWALK PHASE-05, PLOT 5.11 | Residential | CITYWALK RESIDENTIAL 1 LLC |  | Q — Mechanical Engineering Installations | Q | Q02 | Q0201 | Q2 Pipework and gutterwork | 20mm diameter | 151 | m | AED | 20 | 3020 | 3.01 | Mechanical – Pipe | Length (m) | 90 | Rule | ✓ | Priced
| Citywalk Plot 5.11 Main Works Contract BOQ (1).xlsx | K |  |  | NEW | CITYWALK PHASE-05, PLOT 5.11 | Residential | CITYWALK RESIDENTIAL 1 LLC |  | Q — Mechanical Engineering Installations | Q | Q02 | Q0201 | Q2 Pipework and gutterwork | 25mm diameter | 66 | m | AED | 21 | 1386 | 3.01 | Mechanical – Pipe | Length (m) | 90 | Rule | ✓ | Priced
| Citywalk Plot 5.11 Main Works Contract BOQ (1).xlsx | A |  |  | NEW | CITYWALK PHASE-05, PLOT 5.11 | Residential | CITYWALK RESIDENTIAL 1 LLC |  | Q — Mechanical Engineering Installations | Q | Q02 | Q0201 | Q2 Pipework and gutterwork | 32mm diameter | 2 | m | AED | 30 | 60 | 3.01 | Mechanical – Pipe | Length (m) | 90 | Rule | ✓ | Priced
| Citywalk Plot 5.11 Main Works Contract BOQ (1).xlsx | B |  |  | NEW | CITYWALK PHASE-05, PLOT 5.11 | Residential | CITYWALK RESIDENTIAL 1 LLC |  | Q — Mechanical Engineering Installations | Q | Q02 | Q0201 | Q2 Pipework and gutterwork | 50mm diameter | 106 | m | AED | 37 | 3922 | 3.01 | Mechanical – Drainage Pipe | Length (m) | 88 | Rule | ✓ | Priced
| Citywalk Plot 5.11 Main Works Contract BOQ (1).xlsx | C |  |  | NEW | CITYWALK PHASE-05, PLOT 5.11 | Residential | CITYWALK RESIDENTIAL 1 LLC |  | Q — Mechanical Engineering Installations | Q | Q02 | Q0201 | Q2 Pipework and gutterwork | 65mm diameter | 42 | m | AED | 49 | 2058 | 3.01 | Mechanical – Drainage Pipe | Length (m) | 88 | Rule | ✓ | Priced
| Citywalk Plot 5.11 Main Works Contract BOQ (1).xlsx | D |  |  | NEW | CITYWALK PHASE-05, PLOT 5.11 | Residential | CITYWALK RESIDENTIAL 1 LLC |  | Q — Mechanical Engineering Installations | Q | Q02 | Q0201 | Q2 Pipework and gutterwork | 80mm diameter | 2 | m | AED | 56 | 112 | 3.01 | Mechanical – Drainage Pipe | Length (m) | 90 | Rule | ✓ | Priced
| Citywalk Plot 5.11 Main Works Contract BOQ (1).xlsx | E |  |  | NEW | CITYWALK PHASE-05, PLOT 5.11 | Residential | CITYWALK RESIDENTIAL 1 LLC |  | Q — Mechanical Engineering Installations | Q | Q02 | Q0201 | Q2 Pipework and gutterwork | 100mm diameter | 10 | m | AED | 64 | 640 | 3.01 | Mechanical – Drainage Pipe | Length (m) | 90 | Rule | ✓ | Priced
| Citywalk Plot 5.11 Main Works Contract BOQ (1).xlsx | F |  |  | NEW | CITYWALK PHASE-05, PLOT 5.11 | Residential | CITYWALK RESIDENTIAL 1 LLC |  | Q — Mechanical Engineering Installations | Q | Q02 | Q0201 | Q2 Pipework and gutterwork | 20mm diameter | 3 | Nr. | AED | 130 | 390 | 3.01 | Mechanical – Pipe | Length (m) | 90 | Rule | ✓ | Priced
| Citywalk Plot 5.11 Main Works Contract BOQ (1).xlsx | G |  |  | NEW | CITYWALK PHASE-05, PLOT 5.11 | Residential | CITYWALK RESIDENTIAL 1 LLC |  | Q — Mechanical Engineering Installations | Q | Q02 | Q0201 | Q2 Pipework and gutterwork | 32mm diameter | 2 | Nr. | AED | 235 | 470 | 3.01 | Mechanical – Pipe | Length (m) | 90 | Rule | ✓ | Priced
| Citywalk Plot 5.11 Main Works Contract BOQ (1).xlsx | H |  |  | NEW | CITYWALK PHASE-05, PLOT 5.11 | Residential | CITYWALK RESIDENTIAL 1 LLC |  | Q — Mechanical Engineering Installations | Q | Q02 | Q0201 | Q2 Pipework and gutterwork | 50mm diameter | 3 | Nr. | AED | 473 | 1419 | 3.01 | Mechanical – Drainage Pipe | Length (m) | 88 | Rule | ✓ | Priced
| Citywalk Plot 5.11 Main Works Contract BOQ (1).xlsx | J |  |  | NEW | CITYWALK PHASE-05, PLOT 5.11 | Residential | CITYWALK RESIDENTIAL 1 LLC |  | Q — Mechanical Engineering Installations | Q | Q02 | Q0201 | Q2 Pipework and gutterwork | 65mm diameter | 8 | Nr. | AED | 1102 | 8816 | 3.01 | Mechanical – Drainage Pipe | Length (m) | 88 | Rule | ✓ | Priced
| Citywalk Plot 5.11 Main Works Contract BOQ (1).xlsx | K |  |  | NEW | CITYWALK PHASE-05, PLOT 5.11 | Residential | CITYWALK RESIDENTIAL 1 LLC |  | Q — Mechanical Engineering Installations | Q | Q02 | Q0201 | Q2 Pipework and gutterwork | 80mm diameter | 2 | Nr. | AED | 1280 | 2560 | 3.01 | Mechanical – Drainage Pipe | Length (m) | 90 | Rule | ✓ | Priced
| Citywalk Plot 5.11 Main Works Contract BOQ (1).xlsx | L |  |  | NEW | CITYWALK PHASE-05, PLOT 5.11 | Residential | CITYWALK RESIDENTIAL 1 LLC |  | Q — Mechanical Engineering Installations | Q | Q02 | Q0201 | Q2 Pipework and gutterwork | 100mm diameter | 2 | Nr. | AED | 1522 | 3044 | 3.01 | Mechanical – Drainage Pipe | Length (m) | 90 | Rule | ✓ | Priced
| Citywalk Plot 5.11 Main Works Contract BOQ (1).xlsx | M |  |  | NEW | CITYWALK PHASE-05, PLOT 5.11 | Residential | CITYWALK RESIDENTIAL 1 LLC |  | Q — Mechanical Engineering Installations | Q | Q02 | Q0201 | Q2 Pipework and gutterwork | 80mm diameter | 1 | Nr. | AED | 1280 | 1280 | 3.01 | Mechanical – Drainage Pipe | Length (m) | 90 | Rule | ✓ | Priced
| Citywalk Plot 5.11 Main Works Contract BOQ (1).xlsx | N |  |  | NEW | CITYWALK PHASE-05, PLOT 5.11 | Residential | CITYWALK RESIDENTIAL 1 LLC |  | Q — Mechanical Engineering Installations | Q | Q02 | Q0201 | Q2 Pipework and gutterwork | 50mm diameter | 1 | Nr. | AED | 2099 | 2099 | 3.01 | Mechanical – Drainage Pipe | Length (m) | 88 | Rule | ✓ | Priced
| Citywalk Plot 5.11 Main Works Contract BOQ (1).xlsx | P |  |  | NEW | CITYWALK PHASE-05, PLOT 5.11 | Residential | CITYWALK RESIDENTIAL 1 LLC |  | Q — Mechanical Engineering Installations | Q | Q02 | Q0201 | Q2 Pipework and gutterwork | 100mm diameter | 2 | Nr. | AED | 4198 | 8396 | 3.01 | Mechanical – Drainage Pipe | Length (m) | 90 | Rule | ✓ | Priced
| Citywalk Plot 5.11 Main Works Contract BOQ (1).xlsx | A |  |  | NEW | CITYWALK PHASE-05, PLOT 5.11 | Residential | CITYWALK RESIDENTIAL 1 LLC |  | Q — Mechanical Engineering Installations | Q | Q02 | Q0201 | Q2 Pipework and gutterwork | 50mm diameter | 1 | Nr. | AED | 2099 | 2099 | 3.01 | Mechanical – Drainage Pipe | Length (m) | 88 | Rule | ✓ | Priced
| Citywalk Plot 5.11 Main Works Contract BOQ (1).xlsx | B |  |  | NEW | CITYWALK PHASE-05, PLOT 5.11 | Residential | CITYWALK RESIDENTIAL 1 LLC |  | Q — Mechanical Engineering Installations | Q | Q02 | Q0201 | Q2 Pipework and gutterwork | 100mm diameter | 2 | Nr. | AED | 3148 | 6296 | 3.01 | Mechanical – Drainage Pipe | Length (m) | 90 | Rule | ✓ | Priced
| Citywalk Plot 5.11 Main Works Contract BOQ (1).xlsx | C |  |  | NEW | CITYWALK PHASE-05, PLOT 5.11 | Residential | CITYWALK RESIDENTIAL 1 LLC |  | Q — Mechanical Engineering Installations | Q | Q02 | Q0201 | Q2 Pipework and gutterwork | 50mm diameter | 1 | Nr. | AED | 504 | 504 | 3.01 | Mechanical – Drainage Pipe | Length (m) | 88 | Rule | ✓ | Priced
| Citywalk Plot 5.11 Main Works Contract BOQ (1).xlsx | D |  |  | NEW | CITYWALK PHASE-05, PLOT 5.11 | Residential | CITYWALK RESIDENTIAL 1 LLC |  | Q — Mechanical Engineering Installations | Q | Q02 | Q0201 | Q2 Pipework and gutterwork | 15mm diameter | 14 | Nr. | AED | 209 | 2926 | 3.01 | Mechanical – Pipe | Length (m) | 90 | Rule | ✓ | Priced
| Citywalk Plot 5.11 Main Works Contract BOQ (1).xlsx | E |  |  | NEW | CITYWALK PHASE-05, PLOT 5.11 | Residential | CITYWALK RESIDENTIAL 1 LLC |  | Q — Mechanical Engineering Installations | Q | Q02 | Q0201 | Q2 Pipework and gutterwork | 80mm diameter | 1 | Nr. | AED | 6297 | 6297 | 3.01 | Mechanical – Drainage Pipe | Length (m) | 90 | Rule | ✓ | Priced
| Citywalk Plot 5.11 Main Works Contract BOQ (1).xlsx | F |  |  | NEW | CITYWALK PHASE-05, PLOT 5.11 | Residential | CITYWALK RESIDENTIAL 1 LLC |  | Q — Mechanical Engineering Installations | Q | Q02 | Q0201 | Q2 Pipework and gutterwork | 100mm diameter | 1 | Nr. | AED | 7696 | 7696 | 3.01 | Mechanical – Drainage Pipe | Length (m) | 90 | Rule | ✓ | Priced
| Citywalk Plot 5.11 Main Works Contract BOQ (1).xlsx | G |  |  | NEW | CITYWALK PHASE-05, PLOT 5.11 | Residential | CITYWALK RESIDENTIAL 1 LLC |  | Q — Mechanical Engineering Installations | Q | Q02 | Q0201 | Q2 Pipework and gutterwork | 50mm diameter | 1 | Nr. | AED | 42 | 42 | 3.01 | Mechanical – Drainage Pipe | Length (m) | 88 | Rule | ✓ | Priced
| Citywalk Plot 5.11 Main Works Contract BOQ (1).xlsx | H |  |  | NEW | CITYWALK PHASE-05, PLOT 5.11 | Residential | CITYWALK RESIDENTIAL 1 LLC |  | A — General Requirements | A | A08 | A0801 | Temporary works | Allow for water meter interface with BMS | 1 | Nr. | AED | 100 | 100 | 9.01 | Preliminaries / General Requirements | Item | 71 | Fuzzy | ⚠ | Priced
| Citywalk Plot 5.11 Main Works Contract BOQ (1).xlsx | J |  |  | NEW | CITYWALK PHASE-05, PLOT 5.11 | Residential | CITYWALK RESIDENTIAL 1 LLC |  | Q — Mechanical Engineering Installations | Q | Q07 | Q0703 | Q7 Insulation, including linings and protective coverings | In line circulation pump (CP-01); (duty/ standby) of 4L/S flow, 1 bar head | 1 | Set | AED | 20990 | 20990 | 5.06 | Mechanical Engineering Installations | Length (m), Weight (t), Area (m²), Enumerated (nr), Item | 65 | Fuzzy | ⚠ | Priced
| Citywalk Plot 5.11 Main Works Contract BOQ (1).xlsx | A |  |  | NEW | CITYWALK PHASE-05, PLOT 5.11 | Residential | CITYWALK RESIDENTIAL 1 LLC |  | L — Equipment | L | L01 | L0102 | L1 Generally | Water transfer pump set (WTP-01); (1 duty + 1 standby) of 4L/S flow, 6 bar head | 1 | Set | AED | 48976 | 48976 | 5.04 | Water Installations – Water Transfer Pump Set 4 L/S | Item | 85 | AI | ✓ | Priced
| Citywalk Plot 5.11 Main Works Contract BOQ (1).xlsx | B |  |  | NEW | CITYWALK PHASE-05, PLOT 5.11 | Residential | CITYWALK RESIDENTIAL 1 LLC |  | L — Equipment | L | L01 | L0102 | L1 Generally | Chemical dosing unit | 1 | Nr. | AED | 25188 | 25188 | 5.04 | Water Installations – Chemical Dosing Unit | Item | 80 | AI | ⚠ | Priced
| Citywalk Plot 5.11 Main Works Contract BOQ (1).xlsx | C |  |  | NEW | CITYWALK PHASE-05, PLOT 5.11 | Residential | CITYWALK RESIDENTIAL 1 LLC |  | R — Electrical Engineering Installations | R | R08 | R0800 | R8 Connections to supply mains | Connection to water supply network | 1 | Item | AED | 6997 | 6997 | 5.08 | Electrical Engineering Installations | Length (m), Enumerated (nr), Item | 75 | Fuzzy | ⚠ | Priced
| Citywalk Plot 5.11 Main Works Contract BOQ (1).xlsx | D |  |  | NEW | CITYWALK PHASE-05, PLOT 5.11 | Residential | CITYWALK RESIDENTIAL 1 LLC |  | Q — Mechanical Engineering Installations | Q | Q06 | Q0600 | Q6 Connections to supply mains | Connection to swimming pool | 1 | Item | AED | 1399 | 1399 | 5.06 | Mechanical Engineering Installations | Length (m), Weight (t), Area (m²), Enumerated (nr), Item | 63 | Fuzzy | ⚠ | Priced
| Citywalk Plot 5.11 Main Works Contract BOQ (1).xlsx | E |  |  | NEW | CITYWALK PHASE-05, PLOT 5.11 | Residential | CITYWALK RESIDENTIAL 1 LLC |  | R — Electrical Engineering Installations | R | R05 | R0500 | R5 Accessories | Allow for main water supply pipework connection, fittings, ancillaries, valves, chambers, pipe supports and protection, and all necessary accessories including excavation, and backfilling to complete the work | 1 | Item | AED | 1399 | 1399 | 5.08 | Electrical Engineering Installations | Length (m), Enumerated (nr), Item | 79 | Fuzzy | ⚠ | Priced
| Citywalk Plot 5.11 Main Works Contract BOQ (1).xlsx | A |  |  | NEW | CITYWALK PHASE-05, PLOT 5.11 | Residential | CITYWALK RESIDENTIAL 1 LLC |  | Q — Mechanical Engineering Installations | Q | Q02 | Q0201 | Q2 Pipework and gutterwork | 25mm diameter | 1175 | m | AED | 112 | 131600 | 3.01 | Mechanical – Pipe | Length (m) | 90 | Rule | ✓ | Priced
| Citywalk Plot 5.11 Main Works Contract BOQ (1).xlsx | B |  |  | NEW | CITYWALK PHASE-05, PLOT 5.11 | Residential | CITYWALK RESIDENTIAL 1 LLC |  | Q — Mechanical Engineering Installations | Q | Q02 | Q0201 | Q2 Pipework and gutterwork | 32mm diameter | 323 | m | AED | 143 | 46189 | 3.01 | Mechanical – Pipe | Length (m) | 90 | Rule | ✓ | Priced
| Citywalk Plot 5.11 Main Works Contract BOQ (1).xlsx | C |  |  | NEW | CITYWALK PHASE-05, PLOT 5.11 | Residential | CITYWALK RESIDENTIAL 1 LLC |  | Q — Mechanical Engineering Installations | Q | Q02 | Q0201 | Q2 Pipework and gutterwork | 40mm diameter | 285 | m | AED | 179 | 51015 | 3.01 | Mechanical – Pipe | Length (m) | 90 | Rule | ✓ | Priced
| Citywalk Plot 5.11 Main Works Contract BOQ (1).xlsx | D |  |  | NEW | CITYWALK PHASE-05, PLOT 5.11 | Residential | CITYWALK RESIDENTIAL 1 LLC |  | Q — Mechanical Engineering Installations | Q | Q02 | Q0201 | Q2 Pipework and gutterwork | 50mm diameter | 119 | m | AED | 227 | 27013 | 3.01 | Mechanical – Drainage Pipe | Length (m) | 88 | Rule | ✓ | Priced
| Citywalk Plot 5.11 Main Works Contract BOQ (1).xlsx | E |  |  | NEW | CITYWALK PHASE-05, PLOT 5.11 | Residential | CITYWALK RESIDENTIAL 1 LLC |  | Q — Mechanical Engineering Installations | Q | Q02 | Q0201 | Q2 Pipework and gutterwork | 65mm diameter | 109 | m | AED | 347 | 37823 | 3.01 | Mechanical – Drainage Pipe | Length (m) | 88 | Rule | ✓ | Priced
| Citywalk Plot 5.11 Main Works Contract BOQ (1).xlsx | F |  |  | NEW | CITYWALK PHASE-05, PLOT 5.11 | Residential | CITYWALK RESIDENTIAL 1 LLC |  | Q — Mechanical Engineering Installations | Q | Q02 | Q0201 | Q2 Pipework and gutterwork | 80mm diameter | 6 | m | AED | 473 | 2838 | 3.01 | Mechanical – Drainage Pipe | Length (m) | 90 | Rule | ✓ | Priced
| Citywalk Plot 5.11 Main Works Contract BOQ (1).xlsx | G |  |  | NEW | CITYWALK PHASE-05, PLOT 5.11 | Residential | CITYWALK RESIDENTIAL 1 LLC |  | Q — Mechanical Engineering Installations | Q | Q02 | Q0201 | Q2 Pipework and gutterwork | 100mm diameter | 4 | m | AED | 644 | 2576 | 3.01 | Mechanical – Drainage Pipe | Length (m) | 90 | Rule | ✓ | Priced
| Citywalk Plot 5.11 Main Works Contract BOQ (1).xlsx | H |  |  | NEW | CITYWALK PHASE-05, PLOT 5.11 | Residential | CITYWALK RESIDENTIAL 1 LLC |  | Q — Mechanical Engineering Installations | Q | Q02 | Q0201 | Q2 Pipework and gutterwork | 150mm diameter | 711 | m | AED | 1066 | 757926 | 3.01 | Mechanical – Drainage Pipe | Length (m) | 90 | Rule | ✓ | Priced
| Citywalk Plot 5.11 Main Works Contract BOQ (1).xlsx | A |  |  | NEW | CITYWALK PHASE-05, PLOT 5.11 | Residential | CITYWALK RESIDENTIAL 1 LLC |  | Q — Mechanical Engineering Installations | Q | Q02 | Q0201 | Q2 Pipework and gutterwork | 65mm diameter | 97 | m | AED | 347 | 33659 | 3.01 | Mechanical – Drainage Pipe | Length (m) | 88 | Rule | ✓ | Priced
| Citywalk Plot 5.11 Main Works Contract BOQ (1).xlsx | B |  |  | NEW | CITYWALK PHASE-05, PLOT 5.11 | Residential | CITYWALK RESIDENTIAL 1 LLC |  | Q — Mechanical Engineering Installations | Q | Q02 | Q0201 | Q2 Pipework and gutterwork | 150mm diameter | 255 | m | AED | 1066 | 271830 | 3.01 | Mechanical – Drainage Pipe | Length (m) | 90 | Rule | ✓ | Priced
| Citywalk Plot 5.11 Main Works Contract BOQ (1).xlsx | C |  |  | NEW | CITYWALK PHASE-05, PLOT 5.11 | Residential | CITYWALK RESIDENTIAL 1 LLC |  | Q — Mechanical Engineering Installations | Q | Q02 | Q0201 | Q2 Pipework and gutterwork | 50mm diameter | 10 | m | AED | 227 | 2270 | 3.01 | Mechanical – Drainage Pipe | Length (m) | 88 | Rule | ✓ | Priced
| Citywalk Plot 5.11 Main Works Contract BOQ (1).xlsx | D |  |  | NEW | CITYWALK PHASE-05, PLOT 5.11 | Residential | CITYWALK RESIDENTIAL 1 LLC |  | Q — Mechanical Engineering Installations | Q | Q02 | Q0201 | Q2 Pipework and gutterwork | 200mm diameter | 105 | m | AED | 1190 | 124950 | 3.01 | Mechanical – Drainage Pipe | Length (m) | 90 | Rule | ✓ | Priced
| Citywalk Plot 5.11 Main Works Contract BOQ (1).xlsx | E |  |  | NEW | CITYWALK PHASE-05, PLOT 5.11 | Residential | CITYWALK RESIDENTIAL 1 LLC |  | Q — Mechanical Engineering Installations | Q | Q02 | Q0201 | Q2 Pipework and gutterwork | 150mm diameter | 2 | Nr. | AED | 8746 | 17492 | 3.01 | Mechanical – Drainage Pipe | Length (m) | 90 | Rule | ✓ | Priced
| Citywalk Plot 5.11 Main Works Contract BOQ (1).xlsx | F |  |  | NEW | CITYWALK PHASE-05, PLOT 5.11 | Residential | CITYWALK RESIDENTIAL 1 LLC |  | Q — Mechanical Engineering Installations | Q | Q02 | Q0201 | Q2 Pipework and gutterwork | 65mm diameter | 2 | Nr. | AED | 1540 | 3080 | 3.01 | Mechanical – Drainage Pipe | Length (m) | 88 | Rule | ✓ | Priced
| Citywalk Plot 5.11 Main Works Contract BOQ (1).xlsx | G |  |  | NEW | CITYWALK PHASE-05, PLOT 5.11 | Residential | CITYWALK RESIDENTIAL 1 LLC |  | Q — Mechanical Engineering Installations | Q | Q02 | Q0201 | Q2 Pipework and gutterwork | 150mm diameter | 2 | Nr. | AED | 1959 | 3918 | 3.01 | Mechanical – Drainage Pipe | Length (m) | 90 | Rule | ✓ | Priced
| Citywalk Plot 5.11 Main Works Contract BOQ (1).xlsx | H |  |  | NEW | CITYWALK PHASE-05, PLOT 5.11 | Residential | CITYWALK RESIDENTIAL 1 LLC |  | Q — Mechanical Engineering Installations | Q | Q02 | Q0201 | Q2 Pipework and gutterwork | 150mm diameter | 1 | Nr. | AED | 4548 | 4548 | 3.01 | Mechanical – Drainage Pipe | Length (m) | 90 | Rule | ✓ | Priced
| Citywalk Plot 5.11 Main Works Contract BOQ (1).xlsx | J |  |  | NEW | CITYWALK PHASE-05, PLOT 5.11 | Residential | CITYWALK RESIDENTIAL 1 LLC |  | Q — Mechanical Engineering Installations | Q | Q02 | Q0201 | Q2 Pipework and gutterwork | 150mm diameter | 6 | Nr. | AED | 2169 | 13014 | 3.01 | Mechanical – Drainage Pipe | Length (m) | 90 | Rule | ✓ | Priced
| Citywalk Plot 5.11 Main Works Contract BOQ (1).xlsx | K |  |  | NEW | CITYWALK PHASE-05, PLOT 5.11 | Residential | CITYWALK RESIDENTIAL 1 LLC |  | Q — Mechanical Engineering Installations | Q | Q02 | Q0201 | Q2 Pipework and gutterwork | 150mm diameter | 5 | Nr. | AED | 1749 | 8745 | 3.01 | Mechanical – Drainage Pipe | Length (m) | 90 | Rule | ✓ | Priced
| Citywalk Plot 5.11 Main Works Contract BOQ (1).xlsx | A |  |  | NEW | CITYWALK PHASE-05, PLOT 5.11 | Residential | CITYWALK RESIDENTIAL 1 LLC |  | Q — Mechanical Engineering Installations | Q | Q02 | Q0201 | Q2 Pipework and gutterwork | 150mm diameter | 1 | Nr. | AED | 1399 | 1399 | 3.01 | Mechanical – Drainage Pipe | Length (m) | 90 | Rule | ✓ | Priced
| Citywalk Plot 5.11 Main Works Contract BOQ (1).xlsx | B |  |  | NEW | CITYWALK PHASE-05, PLOT 5.11 | Residential | CITYWALK RESIDENTIAL 1 LLC |  | Q — Mechanical Engineering Installations | Q | Q02 | Q0201 | Q2 Pipework and gutterwork | 150mm diameter | 1 | Nr. | AED | 1749 | 1749 | 3.01 | Mechanical – Drainage Pipe | Length (m) | 90 | Rule | ✓ | Priced
| Citywalk Plot 5.11 Main Works Contract BOQ (1).xlsx | C |  |  | NEW | CITYWALK PHASE-05, PLOT 5.11 | Residential | CITYWALK RESIDENTIAL 1 LLC |  | Q — Mechanical Engineering Installations | Q | Q02 | Q0201 | Q2 Pipework and gutterwork | 50mm diameter | 1 | Nr. | AED | 1120 | 1120 | 3.01 | Mechanical – Drainage Pipe | Length (m) | 88 | Rule | ✓ | Priced
| Citywalk Plot 5.11 Main Works Contract BOQ (1).xlsx | D |  |  | NEW | CITYWALK PHASE-05, PLOT 5.11 | Residential | CITYWALK RESIDENTIAL 1 LLC |  | Q — Mechanical Engineering Installations | Q | Q02 | Q0201 | Q2 Pipework and gutterwork | 150mm diameter | 3 | Nr. | AED | 1749 | 5247 | 3.01 | Mechanical – Drainage Pipe | Length (m) | 90 | Rule | ✓ | Priced
| Citywalk Plot 5.11 Main Works Contract BOQ (1).xlsx | E |  |  | NEW | CITYWALK PHASE-05, PLOT 5.11 | Residential | CITYWALK RESIDENTIAL 1 LLC |  | Q — Mechanical Engineering Installations | Q | Q02 | Q0201 | Q2 Pipework and gutterwork | 150mm diameter 4-way breeching inlet | 3 | Nr. | AED | 4898 | 14694 | 3.01 | Mechanical – Drainage Pipe | Length (m) | 90 | Rule | ✓ | Priced
| Citywalk Plot 5.11 Main Works Contract BOQ (1).xlsx | F |  |  | NEW | CITYWALK PHASE-05, PLOT 5.11 | Residential | CITYWALK RESIDENTIAL 1 LLC |  | Q — Mechanical Engineering Installations | Q | Q05 | Q0501 | Q5 Automatic controls | Upright sprinkler head | 475 | Nr. | AED | 33 | 15675 | 3.01 | Mechanical – Sprinkler Head | Enumerated (nr) | 97 | Rule | ✓ | Priced
| Citywalk Plot 5.11 Main Works Contract BOQ (1).xlsx | G |  |  | NEW | CITYWALK PHASE-05, PLOT 5.11 | Residential | CITYWALK RESIDENTIAL 1 LLC |  | Q — Mechanical Engineering Installations | Q | Q05 | Q0501 | Q5 Automatic controls | Concealed sprinkler head | 101 | Nr. | AED | 44 | 4444 | 3.01 | Mechanical – Sprinkler Head | Enumerated (nr) | 97 | Rule | ✓ | Priced
| Citywalk Plot 5.11 Main Works Contract BOQ (1).xlsx | H |  |  | NEW | CITYWALK PHASE-05, PLOT 5.11 | Residential | CITYWALK RESIDENTIAL 1 LLC |  | Q — Mechanical Engineering Installations | Q | Q05 | Q0501 | Q5 Automatic controls | Side wall sprinkler head | 23 | Nr. | AED | 53 | 1219 | 3.01 | Mechanical – Sprinkler Head | Enumerated (nr) | 97 | Rule | ✓ | Priced
| Citywalk Plot 5.11 Main Works Contract BOQ (1).xlsx | J |  |  | NEW | CITYWALK PHASE-05, PLOT 5.11 | Residential | CITYWALK RESIDENTIAL 1 LLC |  | K — Accessories | K | K05 | K0501 |  | 5kg CO2 fire extinguisher | 18 | Nr. | AED | 259 | 4662 | 5.11 | Fire & Lightning Protection – CO2 Fire Extinguisher 5kg | Item | 88 | AI | ✓ | Priced
| Citywalk Plot 5.11 Main Works Contract BOQ (1).xlsx | K |  |  | NEW | CITYWALK PHASE-05, PLOT 5.11 | Residential | CITYWALK RESIDENTIAL 1 LLC |  | K — Accessories | K | K05 | K0501 |  | 6kg dry powder fire extinguisher | 6 | Nr. | AED | 147 | 882 | 5.11 | Fire & Lightning Protection – Dry Powder Fire Extinguisher 6kg | Item | 88 | AI | ✓ | Priced
| Citywalk Plot 5.11 Main Works Contract BOQ (1).xlsx | L |  |  | NEW | CITYWALK PHASE-05, PLOT 5.11 | Residential | CITYWALK RESIDENTIAL 1 LLC |  | K — Accessories | K | K05 | K0501 |  | 12kg CO2 wheeled fire extinguisher | 1 | Nr. | AED | 1637 | 1637 | 5.11 | Fire & Lightning Protection – CO2 Wheeled Fire Extinguisher 12kg | Item | 88 | AI | ✓ | Priced
| Citywalk Plot 5.11 Main Works Contract BOQ (1).xlsx | M |  |  | NEW | CITYWALK PHASE-05, PLOT 5.11 | Residential | CITYWALK RESIDENTIAL 1 LLC |  | K — Accessories | K | K05 | K0501 |  | FHC; fire hose reel cabinet | 9 | Nr. | AED | 6017 | 54153 | 5.11 | Fire & Lightning Protection – Fire Hose Reel Cabinet | Item | 88 | AI | ✓ | Priced
| Citywalk Plot 5.11 Main Works Contract BOQ (1).xlsx | A |  |  | NEW | CITYWALK PHASE-05, PLOT 5.11 | Residential | CITYWALK RESIDENTIAL 1 LLC |  | Q — Mechanical Engineering Installations | Q | Q09 | Q0901 | Q9 Work incidental to mechanical engineering installations | Electrical fire pump; 1000GPM @ 12bar head | 1 | Nr. | AED | 139932 | 139932 | 5.06 | Mechanical Engineering Installations | Length (m), Weight (t), Area (m²), Enumerated (nr), Item | 65 | Fuzzy | ⚠ | Priced
| Citywalk Plot 5.11 Main Works Contract BOQ (1).xlsx | B |  |  | NEW | CITYWALK PHASE-05, PLOT 5.11 | Residential | CITYWALK RESIDENTIAL 1 LLC |  | Q — Mechanical Engineering Installations | Q | Q03 | Q0302 | Q3 Ductwork | Diesel fire pump; 1000GPM @ 12bar head including diesel tank and flue gas vent | 1 | Nr. | AED | 139932 | 139932 | 5.06 | Mechanical Engineering Installations | Length (m), Weight (t), Area (m²), Enumerated (nr), Item | 63 | Fuzzy | ⚠ | Priced
| Citywalk Plot 5.11 Main Works Contract BOQ (1).xlsx | C |  |  | NEW | CITYWALK PHASE-05, PLOT 5.11 | Residential | CITYWALK RESIDENTIAL 1 LLC |  | L — Equipment | L | L01 | L0103 | L1 Generally | Jockey pump; 15GPM @ 12bar head | 1 | Nr. | AED | 27986 | 27986 | 5.11 | Fire & Lightning Protection – Jockey Pump 15 GPM | Item | 85 | AI | ✓ | Priced
| Citywalk Plot 5.11 Main Works Contract BOQ (1).xlsx | D |  |  | NEW | CITYWALK PHASE-05, PLOT 5.11 | Residential | CITYWALK RESIDENTIAL 1 LLC |  | K — Accessories | K | K05 | K0501 |  | For GSM Room (approximately; 10m²) | 1 | Item | AED | 37170 | 37170 | 5.11 | Fire & Lightning Protection – GSM Room Fire System ~10m² | Area (m²) | 75 | AI | ⚠ | Priced
| Citywalk Plot 5.11 Main Works Contract BOQ (1).xlsx | E |  |  | NEW | CITYWALK PHASE-05, PLOT 5.11 | Residential | CITYWALK RESIDENTIAL 1 LLC |  | K — Accessories | K | K05 | K0501 |  | For CBS Room (approximately; 11m²) | 1 | Item | AED | 38919 | 38919 | 5.11 | Fire & Lightning Protection – CBS Room Fire System ~11m² | Area (m²) | 75 | AI | ⚠ | Priced
| Citywalk Plot 5.11 Main Works Contract BOQ (1).xlsx | F |  |  | NEW | CITYWALK PHASE-05, PLOT 5.11 | Residential | CITYWALK RESIDENTIAL 1 LLC |  | Q — Mechanical Engineering Installations | Q | Q05 | Q0501 | Q5 Automatic controls | For FCC Room (approximately; 19m²) | 1 | Item | AED | 43729 | 43729 | 5.11 | Fire & Lightning Protection – Fire Detection & Suppression Systems | Area (m²) | 85 | AI | ✓ | Priced
| Citywalk Plot 5.11 Main Works Contract BOQ (1).xlsx | G |  |  | NEW | CITYWALK PHASE-05, PLOT 5.11 | Residential | CITYWALK RESIDENTIAL 1 LLC |  | R — Electrical Engineering Installations | R | R02 | R0201 | R2 Main circuits | For CCTV Room (approximately; 28m²) | 1 | Item | AED | 52475 | 52475 | 5.08 | Electrical Engineering Installations | Length (m), Enumerated (nr), Item | 60 | Fuzzy | ⚠ | Priced
| Citywalk Plot 5.11 Main Works Contract BOQ (1).xlsx | H |  |  | NEW | CITYWALK PHASE-05, PLOT 5.11 | Residential | CITYWALK RESIDENTIAL 1 LLC |  | Q — Mechanical Engineering Installations | Q | Q05 | Q0501 | Q5 Automatic controls | For LV Room (approximately; 116m²) | 1 | Item | AED | 78712 | 78712 | 5.11 | Fire & Lightning Protection – Fire Detection & Suppression Systems | Area (m²) | 85 | AI | ✓ | Priced
| Citywalk Plot 5.11 Main Works Contract BOQ (1).xlsx | J |  |  | NEW | CITYWALK PHASE-05, PLOT 5.11 | Residential | CITYWALK RESIDENTIAL 1 LLC |  | Q — Mechanical Engineering Installations | Q | Q05 | Q0501 | Q5 Automatic controls | For Generator Room (approximately; 59m²) | 1 | Item | AED | 78712 | 78712 | 5.11 | Fire & Lightning Protection – Fire Detection & Suppression Systems | Area (m²) | 85 | AI | ✓ | Priced
| Citywalk Plot 5.11 Main Works Contract BOQ (1).xlsx | A |  |  | NEW | CITYWALK PHASE-05, PLOT 5.11 | Residential | CITYWALK RESIDENTIAL 1 LLC |  | Q — Mechanical Engineering Installations | Q | Q07 | Q0700 | Q7 Insulation, including linings and protective coverings | Allow for associated fire water supply works including sensors, valves, overflow pipe and ancillary works as necessary | 1 | Item | AED | 6997 | 6997 | 5.06 | Mechanical Engineering Installations | Length (m), Weight (t), Area (m²), Enumerated (nr), Item | 68 | Fuzzy | ⚠ | Priced
| Citywalk Plot 5.11 Main Works Contract BOQ (1).xlsx | A |  |  | NEW | CITYWALK PHASE-05, PLOT 5.11 | Residential | CITYWALK RESIDENTIAL 1 LLC |  | Q — Mechanical Engineering Installations | Q | Q02 | Q0201 | Q2 Pipework and gutterwork | 20mm diameter | 238 | m | AED | 171 | 40698 | 3.01 | Mechanical – Pipe | Length (m) | 90 | Rule | ✓ | Priced
| Citywalk Plot 5.11 Main Works Contract BOQ (1).xlsx | B |  |  | NEW | CITYWALK PHASE-05, PLOT 5.11 | Residential | CITYWALK RESIDENTIAL 1 LLC |  | Q — Mechanical Engineering Installations | Q | Q02 | Q0201 | Q2 Pipework and gutterwork | 25mm diameter | 86 | m | AED | 229 | 19694 | 3.01 | Mechanical – Pipe | Length (m) | 90 | Rule | ✓ | Priced
| Citywalk Plot 5.11 Main Works Contract BOQ (1).xlsx | C |  |  | NEW | CITYWALK PHASE-05, PLOT 5.11 | Residential | CITYWALK RESIDENTIAL 1 LLC |  | Q — Mechanical Engineering Installations | Q | Q02 | Q0201 | Q2 Pipework and gutterwork | 32mm diameter | 62 | m | AED | 287 | 17794 | 3.01 | Mechanical – Pipe | Length (m) | 90 | Rule | ✓ | Priced
| Citywalk Plot 5.11 Main Works Contract BOQ (1).xlsx | D |  |  | NEW | CITYWALK PHASE-05, PLOT 5.11 | Residential | CITYWALK RESIDENTIAL 1 LLC |  | Q — Mechanical Engineering Installations | Q | Q02 | Q0201 | Q2 Pipework and gutterwork | 40mm diameter | 24 | m | AED | 337 | 8088 | 3.01 | Mechanical – Pipe | Length (m) | 90 | Rule | ✓ | Priced
| Citywalk Plot 5.11 Main Works Contract BOQ (1).xlsx | E |  |  | NEW | CITYWALK PHASE-05, PLOT 5.11 | Residential | CITYWALK RESIDENTIAL 1 LLC |  | Q — Mechanical Engineering Installations | Q | Q02 | Q0201 | Q2 Pipework and gutterwork | 50mm diameter | 98 | m | AED | 449 | 44002 | 3.01 | Mechanical – Drainage Pipe | Length (m) | 88 | Rule | ✓ | Priced
| Citywalk Plot 5.11 Main Works Contract BOQ (1).xlsx | F |  |  | NEW | CITYWALK PHASE-05, PLOT 5.11 | Residential | CITYWALK RESIDENTIAL 1 LLC |  | Q — Mechanical Engineering Installations | Q | Q02 | Q0201 | Q2 Pipework and gutterwork | 65mm diameter | 18 | m | AED | 658 | 11844 | 3.01 | Mechanical – Drainage Pipe | Length (m) | 88 | Rule | ✓ | Priced
| Citywalk Plot 5.11 Main Works Contract BOQ (1).xlsx | G |  |  | NEW | CITYWALK PHASE-05, PLOT 5.11 | Residential | CITYWALK RESIDENTIAL 1 LLC |  | Q — Mechanical Engineering Installations | Q | Q02 | Q0201 | Q2 Pipework and gutterwork | 20mm diameter | 82 | m | AED | 90 | 7380 | 3.01 | Mechanical – Pipe | Length (m) | 90 | Rule | ✓ | Priced
| Citywalk Plot 5.11 Main Works Contract BOQ (1).xlsx | A |  |  | NEW | CITYWALK PHASE-05, PLOT 5.11 | Residential | CITYWALK RESIDENTIAL 1 LLC |  | Q — Mechanical Engineering Installations | Q | Q02 | Q0201 | Q2 Pipework and gutterwork | 25mm diameter | 51 | m | AED | 104 | 5304 | 3.01 | Mechanical – Pipe | Length (m) | 90 | Rule | ✓ | Priced
| Citywalk Plot 5.11 Main Works Contract BOQ (1).xlsx | B |  |  | NEW | CITYWALK PHASE-05, PLOT 5.11 | Residential | CITYWALK RESIDENTIAL 1 LLC |  | Q — Mechanical Engineering Installations | Q | Q02 | Q0201 | Q2 Pipework and gutterwork | 32mm diameter | 36 | m | AED | 137 | 4932 | 3.01 | Mechanical – Pipe | Length (m) | 90 | Rule | ✓ | Priced
| Citywalk Plot 5.11 Main Works Contract BOQ (1).xlsx | C |  |  | NEW | CITYWALK PHASE-05, PLOT 5.11 | Residential | CITYWALK RESIDENTIAL 1 LLC |  | Q — Mechanical Engineering Installations | Q | Q02 | Q0201 | Q2 Pipework and gutterwork | 40mm diameter | 24 | m | AED | 151 | 3624 | 3.01 | Mechanical – Pipe | Length (m) | 90 | Rule | ✓ | Priced
| Citywalk Plot 5.11 Main Works Contract BOQ (1).xlsx | D |  |  | NEW | CITYWALK PHASE-05, PLOT 5.11 | Residential | CITYWALK RESIDENTIAL 1 LLC |  | Q — Mechanical Engineering Installations | Q | Q02 | Q0201 | Q2 Pipework and gutterwork | 50mm diameter | 92 | m | AED | 192 | 17664 | 3.01 | Mechanical – Drainage Pipe | Length (m) | 88 | Rule | ✓ | Priced
| Citywalk Plot 5.11 Main Works Contract BOQ (1).xlsx | E |  |  | NEW | CITYWALK PHASE-05, PLOT 5.11 | Residential | CITYWALK RESIDENTIAL 1 LLC |  | Q — Mechanical Engineering Installations | Q | Q02 | Q0201 | Q2 Pipework and gutterwork | 20mm diameter | 156 | m | AED | 255 | 39780 | 3.01 | Mechanical – Pipe | Length (m) | 90 | Rule | ✓ | Priced
| Citywalk Plot 5.11 Main Works Contract BOQ (1).xlsx | F |  |  | NEW | CITYWALK PHASE-05, PLOT 5.11 | Residential | CITYWALK RESIDENTIAL 1 LLC |  | Q — Mechanical Engineering Installations | Q | Q02 | Q0201 | Q2 Pipework and gutterwork | 25mm diameter | 35 | m | AED | 271 | 9485 | 3.01 | Mechanical – Pipe | Length (m) | 90 | Rule | ✓ | Priced
| Citywalk Plot 5.11 Main Works Contract BOQ (1).xlsx | G |  |  | NEW | CITYWALK PHASE-05, PLOT 5.11 | Residential | CITYWALK RESIDENTIAL 1 LLC |  | Q — Mechanical Engineering Installations | Q | Q02 | Q0201 | Q2 Pipework and gutterwork | 32mm diameter | 26 | m | AED | 308 | 8008 | 3.01 | Mechanical – Pipe | Length (m) | 90 | Rule | ✓ | Priced
| Citywalk Plot 5.11 Main Works Contract BOQ (1).xlsx | H |  |  | NEW | CITYWALK PHASE-05, PLOT 5.11 | Residential | CITYWALK RESIDENTIAL 1 LLC |  | Q — Mechanical Engineering Installations | Q | Q02 | Q0201 | Q2 Pipework and gutterwork | 50mm diameter | 6 | m | AED | 453 | 2718 | 3.01 | Mechanical – Drainage Pipe | Length (m) | 88 | Rule | ✓ | Priced
| Citywalk Plot 5.11 Main Works Contract BOQ (1).xlsx | J |  |  | NEW | CITYWALK PHASE-05, PLOT 5.11 | Residential | CITYWALK RESIDENTIAL 1 LLC |  | Q — Mechanical Engineering Installations | Q | Q02 | Q0201 | Q2 Pipework and gutterwork | 65mm diameter | 18 | m | AED | 349 | 6282 | 3.01 | Mechanical – Drainage Pipe | Length (m) | 88 | Rule | ✓ | Priced
| Citywalk Plot 5.11 Main Works Contract BOQ (1).xlsx | K |  |  | NEW | CITYWALK PHASE-05, PLOT 5.11 | Residential | CITYWALK RESIDENTIAL 1 LLC |  | Q — Mechanical Engineering Installations | Q | Q02 | Q0201 | Q2 Pipework and gutterwork | 20mm diameter | 18 | Nr. | AED | 168 | 3024 | 3.01 | Mechanical – Pipe | Length (m) | 90 | Rule | ✓ | Priced
| Citywalk Plot 5.11 Main Works Contract BOQ (1).xlsx | L |  |  | NEW | CITYWALK PHASE-05, PLOT 5.11 | Residential | CITYWALK RESIDENTIAL 1 LLC |  | Q — Mechanical Engineering Installations | Q | Q02 | Q0201 | Q2 Pipework and gutterwork | 25mm diameter | 6 | Nr. | AED | 236 | 1416 | 3.01 | Mechanical – Pipe | Length (m) | 90 | Rule | ✓ | Priced
| Citywalk Plot 5.11 Main Works Contract BOQ (1).xlsx | M |  |  | NEW | CITYWALK PHASE-05, PLOT 5.11 | Residential | CITYWALK RESIDENTIAL 1 LLC |  | Q — Mechanical Engineering Installations | Q | Q02 | Q0201 | Q2 Pipework and gutterwork | 32mm diameter | 1 | Nr. | AED | 366 | 366 | 3.01 | Mechanical – Pipe | Length (m) | 90 | Rule | ✓ | Priced
| Citywalk Plot 5.11 Main Works Contract BOQ (1).xlsx | N |  |  | NEW | CITYWALK PHASE-05, PLOT 5.11 | Residential | CITYWALK RESIDENTIAL 1 LLC |  | Q — Mechanical Engineering Installations | Q | Q02 | Q0201 | Q2 Pipework and gutterwork | 50mm diameter | 2 | Nr. | AED | 787 | 1574 | 3.01 | Mechanical – Drainage Pipe | Length (m) | 88 | Rule | ✓ | Priced
| Citywalk Plot 5.11 Main Works Contract BOQ (1).xlsx | P |  |  | NEW | CITYWALK PHASE-05, PLOT 5.11 | Residential | CITYWALK RESIDENTIAL 1 LLC |  | Q — Mechanical Engineering Installations | Q | Q02 | Q0201 | Q2 Pipework and gutterwork | 50mm diameter | 2 | Nr. | AED | 1654 | 3308 | 3.01 | Mechanical – Drainage Pipe | Length (m) | 88 | Rule | ✓ | Priced
| Citywalk Plot 5.11 Main Works Contract BOQ (1).xlsx | A |  |  | NEW | CITYWALK PHASE-05, PLOT 5.11 | Residential | CITYWALK RESIDENTIAL 1 LLC |  | Q — Mechanical Engineering Installations | Q | Q02 | Q0201 | Q2 Pipework and gutterwork | 20mm diameter | 18 | Nr. | AED | 1769 | 31842 | 3.01 | Mechanical – Pipe | Length (m) | 90 | Rule | ✓ | Priced
| Citywalk Plot 5.11 Main Works Contract BOQ (1).xlsx | B |  |  | NEW | CITYWALK PHASE-05, PLOT 5.11 | Residential | CITYWALK RESIDENTIAL 1 LLC |  | Q — Mechanical Engineering Installations | Q | Q02 | Q0201 | Q2 Pipework and gutterwork | 25mm diameter | 6 | Nr. | AED | 1970 | 11820 | 3.01 | Mechanical – Pipe | Length (m) | 90 | Rule | ✓ | Priced
| Citywalk Plot 5.11 Main Works Contract BOQ (1).xlsx | C |  |  | NEW | CITYWALK PHASE-05, PLOT 5.11 | Residential | CITYWALK RESIDENTIAL 1 LLC |  | Q — Mechanical Engineering Installations | Q | Q02 | Q0201 | Q2 Pipework and gutterwork | 32mm diameter | 1 | Nr. | AED | 2446 | 2446 | 3.01 | Mechanical – Pipe | Length (m) | 90 | Rule | ✓ | Priced
| Citywalk Plot 5.11 Main Works Contract BOQ (1).xlsx | D |  |  | NEW | CITYWALK PHASE-05, PLOT 5.11 | Residential | CITYWALK RESIDENTIAL 1 LLC |  | Q — Mechanical Engineering Installations | Q | Q02 | Q0202 | Q2 Pipework and gutterwork | Refrigerant pipe | 24 | m | AED | 166 | 3984 | 5.06 | Mechanical Engineering Installations | Length (m), Weight (t), Area (m²), Enumerated (nr), Item | 61 | Fuzzy | ⚠ | Priced
| Citywalk Plot 5.11 Main Works Contract BOQ (1).xlsx | E |  |  | NEW | CITYWALK PHASE-05, PLOT 5.11 | Residential | CITYWALK RESIDENTIAL 1 LLC |  | Q — Mechanical Engineering Installations | Q | Q02 | Q0202 | Q2 Pipework and gutterwork | Refrigerant pipe | 24 | m | AED | 104 | 2496 | 5.06 | Mechanical Engineering Installations | Length (m), Weight (t), Area (m²), Enumerated (nr), Item | 61 | Fuzzy | ⚠ | Priced
| Citywalk Plot 5.11 Main Works Contract BOQ (1).xlsx | F |  |  | NEW | CITYWALK PHASE-05, PLOT 5.11 | Residential | CITYWALK RESIDENTIAL 1 LLC |  | Q — Mechanical Engineering Installations | Q | Q03 | Q0303 | Q3 Ductwork | Supply and return air ducts | 195 | m² | AED | 135 | 26325 | 5.06 | Mechanical Engineering Installations | Length (m), Weight (t), Area (m²), Enumerated (nr), Item | 68 | Fuzzy | ⚠ | Priced
| Citywalk Plot 5.11 Main Works Contract BOQ (1).xlsx | G |  |  | NEW | CITYWALK PHASE-05, PLOT 5.11 | Residential | CITYWALK RESIDENTIAL 1 LLC |  | Q — Mechanical Engineering Installations | Q | Q03 | Q0303 | Q3 Ductwork | Supply and return air ducts | 182 | m² | AED | 37 | 6734 | 5.06 | Mechanical Engineering Installations | Length (m), Weight (t), Area (m²), Enumerated (nr), Item | 68 | Fuzzy | ⚠ | Priced
| Citywalk Plot 5.11 Main Works Contract BOQ (1).xlsx | H |  |  | NEW | CITYWALK PHASE-05, PLOT 5.11 | Residential | CITYWALK RESIDENTIAL 1 LLC |  | Q — Mechanical Engineering Installations | Q | Q03 | Q0303 | Q3 Ductwork | Supply and return air ducts | 12 | m² | AED | 50 | 600 | 5.06 | Mechanical Engineering Installations | Length (m), Weight (t), Area (m²), Enumerated (nr), Item | 68 | Fuzzy | ⚠ | Priced
| Citywalk Plot 5.11 Main Works Contract BOQ (1).xlsx | A |  |  | NEW | CITYWALK PHASE-05, PLOT 5.11 | Residential | CITYWALK RESIDENTIAL 1 LLC |  | G — Thermal And Moisture Protection | G | G04 | G0400 | G4 Insulation | Acoustic insulation (considered 3m of duct per equipment) | 110 | m² | AED | 85 | 9350 | 2.03 | Roof / Thermal & Moisture Protection | Area (m²), Length (m), Enumerated (nr) | 79 | Fuzzy | ⚠ | Priced
| Citywalk Plot 5.11 Main Works Contract BOQ (1).xlsx | B |  |  | NEW | CITYWALK PHASE-05, PLOT 5.11 | Residential | CITYWALK RESIDENTIAL 1 LLC |  | Q — Mechanical Engineering Installations | Q | Q02 | Q0201 | Q2 Pipework and gutterwork | 150mm diameter; length 1.0m | 8 | Nr. | AED | 63 | 504 | 3.01 | Mechanical – Drainage Pipe | Length (m) | 90 | Rule | ✓ | Priced
| Citywalk Plot 5.11 Main Works Contract BOQ (1).xlsx | C |  |  | NEW | CITYWALK PHASE-05, PLOT 5.11 | Residential | CITYWALK RESIDENTIAL 1 LLC |  | Q — Mechanical Engineering Installations | Q | Q02 | Q0201 | Q2 Pipework and gutterwork | 200mm diameter; length 1.0m | 30 | Nr. | AED | 83 | 2490 | 3.01 | Mechanical – Drainage Pipe | Length (m) | 90 | Rule | ✓ | Priced
| Citywalk Plot 5.11 Main Works Contract BOQ (1).xlsx | D |  |  | NEW | CITYWALK PHASE-05, PLOT 5.11 | Residential | CITYWALK RESIDENTIAL 1 LLC |  | Q — Mechanical Engineering Installations | Q | Q04 | Q0402 | Q4 Equipment | 200x200mm | 21 | Nr. | AED | 301 | 6321 | 5.07 | Ventilation – Dampers & Louvers | Number | 80 | AI | ⚠ | Priced
| Citywalk Plot 5.11 Main Works Contract BOQ (1).xlsx | E |  |  | NEW | CITYWALK PHASE-05, PLOT 5.11 | Residential | CITYWALK RESIDENTIAL 1 LLC |  | Q — Mechanical Engineering Installations | Q | Q04 | Q0402 | Q4 Equipment | 400x150mm | 2 | Nr. | AED | 660 | 1320 | 5.07 | Ventilation – Fire Dampers | Number | 88 | AI | ✓ | Priced
| Citywalk Plot 5.11 Main Works Contract BOQ (1).xlsx | F |  |  | NEW | CITYWALK PHASE-05, PLOT 5.11 | Residential | CITYWALK RESIDENTIAL 1 LLC |  | Q — Mechanical Engineering Installations | Q | Q04 | Q0402 | Q4 Equipment | 550x200mm | 2 | Nr. | AED | 772 | 1544 | 5.07 | Ventilation – Fire Dampers | Number | 88 | AI | ✓ | Priced
| Citywalk Plot 5.11 Main Works Contract BOQ (1).xlsx | G |  |  | NEW | CITYWALK PHASE-05, PLOT 5.11 | Residential | CITYWALK RESIDENTIAL 1 LLC |  | Q — Mechanical Engineering Installations | Q | Q04 | Q0402 | Q4 Equipment | 700x200mm | 2 | Nr. | AED | 851 | 1702 | 5.07 | Ventilation – Fire Dampers | Number | 88 | AI | ✓ | Priced
| Citywalk Plot 5.11 Main Works Contract BOQ (1).xlsx | H |  |  | NEW | CITYWALK PHASE-05, PLOT 5.11 | Residential | CITYWALK RESIDENTIAL 1 LLC |  | Q — Mechanical Engineering Installations | Q | Q04 | Q0402 | Q4 Equipment | 750x150mm | 2 | Nr. | AED | 819 | 1638 | 5.07 | Ventilation – Fire Dampers | Number | 88 | AI | ✓ | Priced
| Citywalk Plot 5.11 Main Works Contract BOQ (1).xlsx | J |  |  | NEW | CITYWALK PHASE-05, PLOT 5.11 | Residential | CITYWALK RESIDENTIAL 1 LLC |  | Q — Mechanical Engineering Installations | Q | Q04 | Q0402 | Q4 Equipment | 1000x450mm | 2 | Nr. | AED | 1053 | 2106 | 5.07 | Ventilation – Fire Dampers | Number | 88 | AI | ✓ | Priced
| Citywalk Plot 5.11 Main Works Contract BOQ (1).xlsx | K |  |  | NEW | CITYWALK PHASE-05, PLOT 5.11 | Residential | CITYWALK RESIDENTIAL 1 LLC |  | Q — Mechanical Engineering Installations | Q | Q04 | Q0402 | Q4 Equipment | 600x200mm | 4 | Nr. | AED | 3704 | 14816 | 5.07 | Ventilation – Motorized Dampers | Number | 85 | AI | ✓ | Priced
| Citywalk Plot 5.11 Main Works Contract BOQ (1).xlsx | L |  |  | NEW | CITYWALK PHASE-05, PLOT 5.11 | Residential | CITYWALK RESIDENTIAL 1 LLC |  | Q — Mechanical Engineering Installations | Q | Q04 | Q0402 | Q4 Equipment | 700x350mm | 2 | Nr. | AED | 5806 | 11612 | 5.07 | Ventilation – Motorized Dampers | Number | 85 | AI | ✓ | Priced
| Citywalk Plot 5.11 Main Works Contract BOQ (1).xlsx | A |  |  | NEW | CITYWALK PHASE-05, PLOT 5.11 | Residential | CITYWALK RESIDENTIAL 1 LLC |  | Q — Mechanical Engineering Installations | Q | Q04 | Q0402 | Q4 Equipment | 1000x450mm | 2 | Nr. | AED | 7031 | 14062 | 5.07 | Ventilation – Dampers & Louvers | Number | 80 | AI | ⚠ | Priced
| Citywalk Plot 5.11 Main Works Contract BOQ (1).xlsx | B |  |  | NEW | CITYWALK PHASE-05, PLOT 5.11 | Residential | CITYWALK RESIDENTIAL 1 LLC |  | Q — Mechanical Engineering Installations | Q | Q04 | Q0402 | Q4 Equipment | 1400x250mm | 4 | Nr. | AED | 7095 | 28380 | 5.07 | Ventilation – Dampers & Louvers | Number | 80 | AI | ⚠ | Priced
| Citywalk Plot 5.11 Main Works Contract BOQ (1).xlsx | C |  |  | NEW | CITYWALK PHASE-05, PLOT 5.11 | Residential | CITYWALK RESIDENTIAL 1 LLC |  | Q — Mechanical Engineering Installations | Q | Q04 | Q0403 | Q4 Equipment | 1000x150mm | 5 | Nr. | AED | 723 | 3615 | 5.07 | Ventilation – Grilles & Diffusers | Number | 90 | AI | ✓ | Priced
| Citywalk Plot 5.11 Main Works Contract BOQ (1).xlsx | D |  |  | NEW | CITYWALK PHASE-05, PLOT 5.11 | Residential | CITYWALK RESIDENTIAL 1 LLC |  | Q — Mechanical Engineering Installations | Q | Q04 | Q0403 | Q4 Equipment | 1000x150mm | 5 | Nr. | AED | 459 | 2295 | 5.07 | Ventilation – Grilles & Diffusers | Number | 90 | AI | ✓ | Priced
| Citywalk Plot 5.11 Main Works Contract BOQ (1).xlsx | E |  |  | NEW | CITYWALK PHASE-05, PLOT 5.11 | Residential | CITYWALK RESIDENTIAL 1 LLC |  | Q — Mechanical Engineering Installations | Q | Q04 | Q0403 | Q4 Equipment | 225x225mm | 2 | Nr. | AED | 319 | 638 | 5.07 | Ventilation – Grilles & Diffusers | Number | 92 | AI | ✓ | Priced
| Citywalk Plot 5.11 Main Works Contract BOQ (1).xlsx | F |  |  | NEW | CITYWALK PHASE-05, PLOT 5.11 | Residential | CITYWALK RESIDENTIAL 1 LLC |  | Q — Mechanical Engineering Installations | Q | Q04 | Q0403 | Q4 Equipment | 400x150mm | 1 | Nr. | AED | 282 | 282 | 5.07 | Ventilation – Grilles & Diffusers | Number | 92 | AI | ✓ | Priced
| Citywalk Plot 5.11 Main Works Contract BOQ (1).xlsx | G |  |  | NEW | CITYWALK PHASE-05, PLOT 5.11 | Residential | CITYWALK RESIDENTIAL 1 LLC |  | Q — Mechanical Engineering Installations | Q | Q04 | Q0403 | Q4 Equipment | 450x150mm | 1 | Nr. | AED | 316 | 316 | 5.07 | Ventilation – Grilles & Diffusers | Number | 92 | AI | ✓ | Priced
| Citywalk Plot 5.11 Main Works Contract BOQ (1).xlsx | H |  |  | NEW | CITYWALK PHASE-05, PLOT 5.11 | Residential | CITYWALK RESIDENTIAL 1 LLC |  | Q — Mechanical Engineering Installations | Q | Q04 | Q0403 | Q4 Equipment | 550x200mm | 2 | Nr. | AED | 453 | 906 | 5.07 | Ventilation – Grilles & Diffusers | Number | 92 | AI | ✓ | Priced
| Citywalk Plot 5.11 Main Works Contract BOQ (1).xlsx | J |  |  | NEW | CITYWALK PHASE-05, PLOT 5.11 | Residential | CITYWALK RESIDENTIAL 1 LLC |  | Q — Mechanical Engineering Installations | Q | Q04 | Q0403 | Q4 Equipment | 600x200mm | 1 | Nr. | AED | 490 | 490 | 5.07 | Ventilation – Grilles & Diffusers | Number | 92 | AI | ✓ | Priced
| Citywalk Plot 5.11 Main Works Contract BOQ (1).xlsx | K |  |  | NEW | CITYWALK PHASE-05, PLOT 5.11 | Residential | CITYWALK RESIDENTIAL 1 LLC |  | Q — Mechanical Engineering Installations | Q | Q04 | Q0403 | Q4 Equipment | 700x200mm | 1 | Nr. | AED | 563 | 563 | 5.07 | Ventilation – Grilles & Diffusers | Number | 92 | AI | ✓ | Priced
| Citywalk Plot 5.11 Main Works Contract BOQ (1).xlsx | L |  |  | NEW | CITYWALK PHASE-05, PLOT 5.11 | Residential | CITYWALK RESIDENTIAL 1 LLC |  | Q — Mechanical Engineering Installations | Q | Q04 | Q0403 | Q4 Equipment | 1000x200mm | 1 | Nr. | AED | 778 | 778 | 5.07 | Ventilation – Grilles & Diffusers | Number | 92 | AI | ✓ | Priced
| Citywalk Plot 5.11 Main Works Contract BOQ (1).xlsx | M |  |  | NEW | CITYWALK PHASE-05, PLOT 5.11 | Residential | CITYWALK RESIDENTIAL 1 LLC |  | Q — Mechanical Engineering Installations | Q | Q04 | Q0403 | Q4 Equipment | 1000x450mm | 2 | Nr. | AED | 1551 | 3102 | 5.07 | Ventilation – Grilles & Diffusers | Number | 92 | AI | ✓ | Priced
| Citywalk Plot 5.11 Main Works Contract BOQ (1).xlsx | N |  |  | NEW | CITYWALK PHASE-05, PLOT 5.11 | Residential | CITYWALK RESIDENTIAL 1 LLC |  | Q — Mechanical Engineering Installations | Q | Q04 | Q0403 | Q4 Equipment | 1050x350mm | 1 | Nr. | AED | 1298 | 1298 | 5.07 | Ventilation – Grilles & Diffusers | Number | 92 | AI | ✓ | Priced
| Citywalk Plot 5.11 Main Works Contract BOQ (1).xlsx | P |  |  | NEW | CITYWALK PHASE-05, PLOT 5.11 | Residential | CITYWALK RESIDENTIAL 1 LLC |  | Q — Mechanical Engineering Installations | Q | Q04 | Q0403 | Q4 Equipment | 1400x250mm | 2 | Nr. | AED | 1259 | 2518 | 5.07 | Ventilation – Grilles & Diffusers | Number | 92 | AI | ✓ | Priced
| Citywalk Plot 5.11 Main Works Contract BOQ (1).xlsx | Q |  |  | NEW | CITYWALK PHASE-05, PLOT 5.11 | Residential | CITYWALK RESIDENTIAL 1 LLC |  | Q — Mechanical Engineering Installations | Q | Q04 | Q0403 | Q4 Equipment | 225x225mm | 1 | Nr. | AED | 236 | 236 | 5.07 | Ventilation – Grilles & Diffusers | Number | 92 | AI | ✓ | Priced
| Citywalk Plot 5.11 Main Works Contract BOQ (1).xlsx | A |  |  | NEW | CITYWALK PHASE-05, PLOT 5.11 | Residential | CITYWALK RESIDENTIAL 1 LLC |  | Q — Mechanical Engineering Installations | Q | Q04 | Q0403 | Q4 Equipment | 400x150mm | 1 | Nr. | AED | 171 | 171 | 5.07 | Ventilation – Grilles & Diffusers | Number | 90 | AI | ✓ | Priced
| Citywalk Plot 5.11 Main Works Contract BOQ (1).xlsx | B |  |  | NEW | CITYWALK PHASE-05, PLOT 5.11 | Residential | CITYWALK RESIDENTIAL 1 LLC |  | Q — Mechanical Engineering Installations | Q | Q04 | Q0403 | Q4 Equipment | 450x150mm | 1 | Nr. | AED | 192 | 192 | 5.07 | Ventilation – Grilles & Diffusers | Number | 90 | AI | ✓ | Priced
| Citywalk Plot 5.11 Main Works Contract BOQ (1).xlsx | C |  |  | NEW | CITYWALK PHASE-05, PLOT 5.11 | Residential | CITYWALK RESIDENTIAL 1 LLC |  | Q — Mechanical Engineering Installations | Q | Q04 | Q0403 | Q4 Equipment | 550x200mm | 2 | Nr. | AED | 274 | 548 | 5.07 | Ventilation – Grilles & Diffusers | Number | 90 | AI | ✓ | Priced
| Citywalk Plot 5.11 Main Works Contract BOQ (1).xlsx | D |  |  | NEW | CITYWALK PHASE-05, PLOT 5.11 | Residential | CITYWALK RESIDENTIAL 1 LLC |  | Q — Mechanical Engineering Installations | Q | Q04 | Q0403 | Q4 Equipment | 600x200mm | 1 | Nr. | AED | 294 | 294 | 5.07 | Ventilation – Grilles & Diffusers | Number | 90 | AI | ✓ | Priced
| Citywalk Plot 5.11 Main Works Contract BOQ (1).xlsx | E |  |  | NEW | CITYWALK PHASE-05, PLOT 5.11 | Residential | CITYWALK RESIDENTIAL 1 LLC |  | Q — Mechanical Engineering Installations | Q | Q04 | Q0403 | Q4 Equipment | 700x200mm | 1 | Nr. | AED | 335 | 335 | 5.07 | Ventilation – Grilles & Diffusers | Number | 90 | AI | ✓ | Priced
| Citywalk Plot 5.11 Main Works Contract BOQ (1).xlsx | F |  |  | NEW | CITYWALK PHASE-05, PLOT 5.11 | Residential | CITYWALK RESIDENTIAL 1 LLC |  | Q — Mechanical Engineering Installations | Q | Q04 | Q0403 | Q4 Equipment | 1000x200mm | 1 | Nr. | AED | 456 | 456 | 5.07 | Ventilation – Grilles & Diffusers | Number | 90 | AI | ✓ | Priced
| Citywalk Plot 5.11 Main Works Contract BOQ (1).xlsx | G |  |  | NEW | CITYWALK PHASE-05, PLOT 5.11 | Residential | CITYWALK RESIDENTIAL 1 LLC |  | Q — Mechanical Engineering Installations | Q | Q04 | Q0403 | Q4 Equipment | 1000x450mm | 2 | Nr. | AED | 879 | 1758 | 5.07 | Ventilation – Grilles & Diffusers | Number | 90 | AI | ✓ | Priced
| Citywalk Plot 5.11 Main Works Contract BOQ (1).xlsx | H |  |  | NEW | CITYWALK PHASE-05, PLOT 5.11 | Residential | CITYWALK RESIDENTIAL 1 LLC |  | Q — Mechanical Engineering Installations | Q | Q04 | Q0403 | Q4 Equipment | 1050x350mm | 1 | Nr. | AED | 728 | 728 | 5.07 | Ventilation – Grilles & Diffusers | Number | 90 | AI | ✓ | Priced
| Citywalk Plot 5.11 Main Works Contract BOQ (1).xlsx | J |  |  | NEW | CITYWALK PHASE-05, PLOT 5.11 | Residential | CITYWALK RESIDENTIAL 1 LLC |  | Q — Mechanical Engineering Installations | Q | Q04 | Q0403 | Q4 Equipment | 1400x250mm | 2 | Nr. | AED | 737 | 1474 | 5.07 | Ventilation – Grilles & Diffusers | Number | 90 | AI | ✓ | Priced
| Citywalk Plot 5.11 Main Works Contract BOQ (1).xlsx | K |  |  | NEW | CITYWALK PHASE-05, PLOT 5.11 | Residential | CITYWALK RESIDENTIAL 1 LLC |  | Q — Mechanical Engineering Installations | Q | Q04 | Q0403 | Q4 Equipment | 2-slot, 20mm width, 1000mm length | 10 | Nr. | AED | 125 | 1250 | 5.07 | Ventilation – Grilles & Diffusers | Number | 88 | AI | ✓ | Priced
| Citywalk Plot 5.11 Main Works Contract BOQ (1).xlsx | L |  |  | NEW | CITYWALK PHASE-05, PLOT 5.11 | Residential | CITYWALK RESIDENTIAL 1 LLC |  | Q — Mechanical Engineering Installations | Q | Q04 | Q0403 | Q4 Equipment | 2-slot, 20mm width, 1500mm length | 4 | Nr. | AED | 174 | 696 | 5.07 | Ventilation – Grilles & Diffusers | Number | 88 | AI | ✓ | Priced
| Citywalk Plot 5.11 Main Works Contract BOQ (1).xlsx | M |  |  | NEW | CITYWALK PHASE-05, PLOT 5.11 | Residential | CITYWALK RESIDENTIAL 1 LLC |  | Q — Mechanical Engineering Installations | Q | Q04 | Q0403 | Q4 Equipment | 2-slot, 20mm width, 1000mm length | 11 | Nr. | AED | 119 | 1309 | 5.07 | Ventilation – Grilles & Diffusers | Number | 88 | AI | ✓ | Priced
| Citywalk Plot 5.11 Main Works Contract BOQ (1).xlsx | N |  |  | NEW | CITYWALK PHASE-05, PLOT 5.11 | Residential | CITYWALK RESIDENTIAL 1 LLC |  | Q — Mechanical Engineering Installations | Q | Q04 | Q0403 | Q4 Equipment | 2-slot, 20mm width, 1500mm length | 4 | Nr. | AED | 166 | 664 | 5.07 | Ventilation – Grilles & Diffusers | Number | 88 | AI | ✓ | Priced
| Citywalk Plot 5.11 Main Works Contract BOQ (1).xlsx | P |  |  | NEW | CITYWALK PHASE-05, PLOT 5.11 | Residential | CITYWALK RESIDENTIAL 1 LLC |  | Q — Mechanical Engineering Installations | Q | Q03 | Q0301 | Q3 Ductwork | FCU-BF-01; 3.7kW total cooling capacity | 1 | Nr. | AED | 3515 | 3515 | 5.06 | Space Heating & Air Treatment – Cooling Equipment | Number | 82 | AI | ⚠ | Priced
| Citywalk Plot 5.11 Main Works Contract BOQ (1).xlsx | Q |  |  | NEW | CITYWALK PHASE-05, PLOT 5.11 | Residential | CITYWALK RESIDENTIAL 1 LLC |  | Q — Mechanical Engineering Installations | Q | Q05 | Q0507 | Q5 Automatic controls | FCU-BF-02; 12.6kW total cooling capacity | 1 | Nr. | AED | 11970 | 11970 | 5.07 | Ventilation – Return Linear Diffuser | Each | 85 | AI | ✓ | Priced
| Citywalk Plot 5.11 Main Works Contract BOQ (1).xlsx | A |  |  | NEW | CITYWALK PHASE-05, PLOT 5.11 | Residential | CITYWALK RESIDENTIAL 1 LLC |  | Q — Mechanical Engineering Installations | Q | Q05 | Q0506 | Q5 Automatic controls | FCU-BF-03; 4kW total cooling capacity | 1 | Nr. | AED | 3800 | 3800 | 5.06 | Space Heating & Air Treatment – Fan Coil Unit | Each | 88 | AI | ✓ | Priced
| Citywalk Plot 5.11 Main Works Contract BOQ (1).xlsx | B |  |  | NEW | CITYWALK PHASE-05, PLOT 5.11 | Residential | CITYWALK RESIDENTIAL 1 LLC |  | Q — Mechanical Engineering Installations | Q | Q05 | Q0506 | Q5 Automatic controls | FCU-BF-04; 7kW total cooling capacity | 1 | Nr. | AED | 6650 | 6650 | 5.06 | Space Heating & Air Treatment – Fan Coil Unit | Each | 88 | AI | ✓ | Priced
| Citywalk Plot 5.11 Main Works Contract BOQ (1).xlsx | C |  |  | NEW | CITYWALK PHASE-05, PLOT 5.11 | Residential | CITYWALK RESIDENTIAL 1 LLC |  | Q — Mechanical Engineering Installations | Q | Q05 | Q0506 | Q5 Automatic controls | FCU-BF-06; 6kW total cooling capacity | 1 | Nr. | AED | 5700 | 5700 | 5.06 | Space Heating & Air Treatment – Fan Coil Unit | Each | 88 | AI | ✓ | Priced
| Citywalk Plot 5.11 Main Works Contract BOQ (1).xlsx | D |  |  | NEW | CITYWALK PHASE-05, PLOT 5.11 | Residential | CITYWALK RESIDENTIAL 1 LLC |  | Q — Mechanical Engineering Installations | Q | Q05 | Q0506 | Q5 Automatic controls | FCU-BF-07; 1.6kW total cooling capacity | 1 | Nr. | AED | 1520 | 1520 | 5.06 | Space Heating & Air Treatment – Fan Coil Unit | Each | 88 | AI | ✓ | Priced
| Citywalk Plot 5.11 Main Works Contract BOQ (1).xlsx | E |  |  | NEW | CITYWALK PHASE-05, PLOT 5.11 | Residential | CITYWALK RESIDENTIAL 1 LLC |  | Q — Mechanical Engineering Installations | Q | Q03 | Q0302 | Q3 Ductwork | FCU-GF-01-A; 10.6kW total cooling capacity | 1 | Nr. | AED | 10070 | 10070 | 3.01 | Mechanical – Fan Coil Unit | Enumerated (nr) | 97 | Rule | ✓ | Priced
| Citywalk Plot 5.11 Main Works Contract BOQ (1).xlsx | F |  |  | NEW | CITYWALK PHASE-05, PLOT 5.11 | Residential | CITYWALK RESIDENTIAL 1 LLC |  | Q — Mechanical Engineering Installations | Q | Q03 | Q0302 | Q3 Ductwork | FCU-GF-01-B; 10.6kW total cooling capacity | 1 | Nr. | AED | 10070 | 10070 | 3.01 | Mechanical – Fan Coil Unit | Enumerated (nr) | 97 | Rule | ✓ | Priced
| Citywalk Plot 5.11 Main Works Contract BOQ (1).xlsx | G |  |  | NEW | CITYWALK PHASE-05, PLOT 5.11 | Residential | CITYWALK RESIDENTIAL 1 LLC |  | Q — Mechanical Engineering Installations | Q | Q03 | Q0302 | Q3 Ductwork | FCU-GF-02; 4.2kW total cooling capacity | 1 | Nr. | AED | 3990 | 3990 | 3.01 | Mechanical – Fan Coil Unit | Enumerated (nr) | 97 | Rule | ✓ | Priced
| Citywalk Plot 5.11 Main Works Contract BOQ (1).xlsx | H |  |  | NEW | CITYWALK PHASE-05, PLOT 5.11 | Residential | CITYWALK RESIDENTIAL 1 LLC |  | Q — Mechanical Engineering Installations | Q | Q03 | Q0302 | Q3 Ductwork | FCU-GF-03; 14.0kW total cooling capacity | 1 | Nr. | AED | 13301 | 13301 | 3.01 | Mechanical – Fan Coil Unit | Enumerated (nr) | 97 | Rule | ✓ | Priced
| Citywalk Plot 5.11 Main Works Contract BOQ (1).xlsx | J |  |  | NEW | CITYWALK PHASE-05, PLOT 5.11 | Residential | CITYWALK RESIDENTIAL 1 LLC |  | Q — Mechanical Engineering Installations | Q | Q03 | Q0302 | Q3 Ductwork | FCU-GF-04; 5.1kW total cooling capacity | 1 | Nr. | AED | 4845 | 4845 | 3.01 | Mechanical – Fan Coil Unit | Enumerated (nr) | 97 | Rule | ✓ | Priced
| Citywalk Plot 5.11 Main Works Contract BOQ (1).xlsx | K |  |  | NEW | CITYWALK PHASE-05, PLOT 5.11 | Residential | CITYWALK RESIDENTIAL 1 LLC |  | Q — Mechanical Engineering Installations | Q | Q03 | Q0302 | Q3 Ductwork | FCU-GF-05; 4.1kW total cooling capacity | 1 | Nr. | AED | 3895 | 3895 | 3.01 | Mechanical – Fan Coil Unit | Enumerated (nr) | 97 | Rule | ✓ | Priced
| Citywalk Plot 5.11 Main Works Contract BOQ (1).xlsx | L |  |  | NEW | CITYWALK PHASE-05, PLOT 5.11 | Residential | CITYWALK RESIDENTIAL 1 LLC |  | Q — Mechanical Engineering Installations | Q | Q03 | Q0302 | Q3 Ductwork | FCU-GF-06; 2.8kW total cooling capacity | 1 | Nr. | AED | 3335 | 3335 | 3.01 | Mechanical – Fan Coil Unit | Enumerated (nr) | 97 | Rule | ✓ | Priced
| Citywalk Plot 5.11 Main Works Contract BOQ (1).xlsx | M |  |  | NEW | CITYWALK PHASE-05, PLOT 5.11 | Residential | CITYWALK RESIDENTIAL 1 LLC |  | Q — Mechanical Engineering Installations | Q | Q03 | Q0302 | Q3 Ductwork | FCU-GF-07; 2.9kW total cooling capacity | 1 | Nr. | AED | 3335 | 3335 | 3.01 | Mechanical – Fan Coil Unit | Enumerated (nr) | 97 | Rule | ✓ | Priced
| Citywalk Plot 5.11 Main Works Contract BOQ (1).xlsx | N |  |  | NEW | CITYWALK PHASE-05, PLOT 5.11 | Residential | CITYWALK RESIDENTIAL 1 LLC |  | Q — Mechanical Engineering Installations | Q | Q03 | Q0302 | Q3 Ductwork | FCU-GF-08; 1.3kW total cooling capacity | 1 | Nr. | AED | 3335 | 3335 | 3.01 | Mechanical – Fan Coil Unit | Enumerated (nr) | 97 | Rule | ✓ | Priced
| Citywalk Plot 5.11 Main Works Contract BOQ (1).xlsx | P |  |  | NEW | CITYWALK PHASE-05, PLOT 5.11 | Residential | CITYWALK RESIDENTIAL 1 LLC |  | Q — Mechanical Engineering Installations | Q | Q03 | Q0302 | Q3 Ductwork | FCU-GF-09-A; 1.7kW total cooling capacity | 1 | Nr. | AED | 3335 | 3335 | 3.01 | Mechanical – Fan Coil Unit | Enumerated (nr) | 97 | Rule | ✓ | Priced
| Citywalk Plot 5.11 Main Works Contract BOQ (1).xlsx | Q |  |  | NEW | CITYWALK PHASE-05, PLOT 5.11 | Residential | CITYWALK RESIDENTIAL 1 LLC |  | Q — Mechanical Engineering Installations | Q | Q03 | Q0302 | Q3 Ductwork | FCU-GF-09-B; 1.7kW total cooling capacity | 1 | Nr. | AED | 3335 | 3335 | 3.01 | Mechanical – Fan Coil Unit | Enumerated (nr) | 97 | Rule | ✓ | Priced
| Citywalk Plot 5.11 Main Works Contract BOQ (1).xlsx | R |  |  | NEW | CITYWALK PHASE-05, PLOT 5.11 | Residential | CITYWALK RESIDENTIAL 1 LLC |  | Q — Mechanical Engineering Installations | Q | Q03 | Q0302 | Q3 Ductwork | FCU-GF-09-C; 1.7kW total cooling capacity | 1 | Nr. | AED | 3335 | 3335 | 3.01 | Mechanical – Fan Coil Unit | Enumerated (nr) | 97 | Rule | ✓ | Priced
| Citywalk Plot 5.11 Main Works Contract BOQ (1).xlsx | S |  |  | NEW | CITYWALK PHASE-05, PLOT 5.11 | Residential | CITYWALK RESIDENTIAL 1 LLC |  | Q — Mechanical Engineering Installations | Q | Q03 | Q0302 | Q3 Ductwork | FCU-GF-10; 14.5kW total cooling capacity | 1 | Nr. | AED | 13776 | 13776 | 3.01 | Mechanical – Fan Coil Unit | Enumerated (nr) | 97 | Rule | ✓ | Priced
| Citywalk Plot 5.11 Main Works Contract BOQ (1).xlsx | T |  |  | NEW | CITYWALK PHASE-05, PLOT 5.11 | Residential | CITYWALK RESIDENTIAL 1 LLC |  | Q — Mechanical Engineering Installations | Q | Q03 | Q0302 | Q3 Ductwork | FCU-GF-11; 14.3kW total cooling capacity | 1 | Nr. | AED | 13585 | 13585 | 3.01 | Mechanical – Fan Coil Unit | Enumerated (nr) | 97 | Rule | ✓ | Priced
| Citywalk Plot 5.11 Main Works Contract BOQ (1).xlsx | U |  |  | NEW | CITYWALK PHASE-05, PLOT 5.11 | Residential | CITYWALK RESIDENTIAL 1 LLC |  | Q — Mechanical Engineering Installations | Q | Q03 | Q0302 | Q3 Ductwork | FCU-GF-12-A; 10.9kW total cooling capacity | 1 | Nr. | AED | 10355 | 10355 | 3.01 | Mechanical – Fan Coil Unit | Enumerated (nr) | 97 | Rule | ✓ | Priced
| Citywalk Plot 5.11 Main Works Contract BOQ (1).xlsx | V |  |  | NEW | CITYWALK PHASE-05, PLOT 5.11 | Residential | CITYWALK RESIDENTIAL 1 LLC |  | Q — Mechanical Engineering Installations | Q | Q03 | Q0302 | Q3 Ductwork | FCU-GF-12-B; 10.9kW total cooling capacity | 1 | Nr. | AED | 10355 | 10355 | 3.01 | Mechanical – Fan Coil Unit | Enumerated (nr) | 97 | Rule | ✓ | Priced
| Citywalk Plot 5.11 Main Works Contract BOQ (1).xlsx | W |  |  | NEW | CITYWALK PHASE-05, PLOT 5.11 | Residential | CITYWALK RESIDENTIAL 1 LLC |  | Q — Mechanical Engineering Installations | Q | Q03 | Q0302 | Q3 Ductwork | FCU-GF-13; 5.5kW total cooling capacity | 1 | Nr. | AED | 5225 | 5225 | 3.01 | Mechanical – Fan Coil Unit | Enumerated (nr) | 97 | Rule | ✓ | Priced
| Citywalk Plot 5.11 Main Works Contract BOQ (1).xlsx | A |  |  | NEW | CITYWALK PHASE-05, PLOT 5.11 | Residential | CITYWALK RESIDENTIAL 1 LLC |  | Q — Mechanical Engineering Installations | Q | Q03 | Q0302 | Q3 Ductwork | FCU-GF-14; 7.1kW total cooling capacity | 1 | Nr. | AED | 6745 | 6745 | 3.01 | Mechanical – Fan Coil Unit | Enumerated (nr) | 97 | Rule | ✓ | Priced
| Citywalk Plot 5.11 Main Works Contract BOQ (1).xlsx | B |  |  | NEW | CITYWALK PHASE-05, PLOT 5.11 | Residential | CITYWALK RESIDENTIAL 1 LLC |  | Q — Mechanical Engineering Installations | Q | Q03 | Q0302 | Q3 Ductwork | FCU-GF-15; 1.4kW total cooling capacity | 1 | Nr. | AED | 3335 | 3335 | 3.01 | Mechanical – Fan Coil Unit | Enumerated (nr) | 97 | Rule | ✓ | Priced
| Citywalk Plot 5.11 Main Works Contract BOQ (1).xlsx | C |  |  | NEW | CITYWALK PHASE-05, PLOT 5.11 | Residential | CITYWALK RESIDENTIAL 1 LLC |  | Q — Mechanical Engineering Installations | Q | Q05 | Q0506 | Q5 Automatic controls | DX-GF-03B; 14.5kW total cooling capacity | 1 | Nr. | AED | 19999 | 19999 | 5.06 | Space Heating & Air Treatment – DX Cooling Unit | Each | 85 | AI | ✓ | Priced
| Citywalk Plot 5.11 Main Works Contract BOQ (1).xlsx | D |  |  | NEW | CITYWALK PHASE-05, PLOT 5.11 | Residential | CITYWALK RESIDENTIAL 1 LLC |  | H — Doors And Windows | H | H01 | H0100 | H1 Doors | DX-OU-GF-03B; outdoor unit | 1 | Nr. | AED | 36255 | 36255 | 2.06 | Windows and External Doors | Enumerated (nr), Area (m²), Length (m) | 60 | Fuzzy | ⚠ | Priced
| Citywalk Plot 5.11 Main Works Contract BOQ (1).xlsx | E |  |  | NEW | CITYWALK PHASE-05, PLOT 5.11 | Residential | CITYWALK RESIDENTIAL 1 LLC |  | Q — Mechanical Engineering Installations | Q | Q05 | Q0507 | Q5 Automatic controls | 2000x465x210mm size | 1 | Nr. | AED | 11558 | 11558 | 5.07 | Ventilation – Supply Air Unit | Each | 75 | AI | ⚠ | Priced
| Citywalk Plot 5.11 Main Works Contract BOQ (1).xlsx | F |  |  | NEW | CITYWALK PHASE-05, PLOT 5.11 | Residential | CITYWALK RESIDENTIAL 1 LLC |  | Q — Mechanical Engineering Installations | Q | Q03 | Q0300 | Q3 Ductwork | Fresh air ducts | 126 | m² | AED | 135 | 17010 | 5.06 | Mechanical Engineering Installations | Length (m), Weight (t), Area (m²), Enumerated (nr), Item | 60 | Fuzzy | ⚠ | Priced
| Citywalk Plot 5.11 Main Works Contract BOQ (1).xlsx | G |  |  | NEW | CITYWALK PHASE-05, PLOT 5.11 | Residential | CITYWALK RESIDENTIAL 1 LLC |  | Q — Mechanical Engineering Installations | Q | Q03 | Q0300 | Q3 Ductwork | Exhaust air ducts | 185 | m² | AED | 135 | 24975 | 5.06 | Mechanical Engineering Installations | Length (m), Weight (t), Area (m²), Enumerated (nr), Item | 61 | Fuzzy | ⚠ | Priced
| Citywalk Plot 5.11 Main Works Contract BOQ (1).xlsx | H |  |  | NEW | CITYWALK PHASE-05, PLOT 5.11 | Residential | CITYWALK RESIDENTIAL 1 LLC |  | C — Concrete Work | C | C02 | C0201 | C2 Poured concrete | Staircase pressurization ducts | 102 | m² | AED | 298 | 30396 | 2.01 | Frame | Volume (m³) | 93 | Rule | ✓ | Priced
| Citywalk Plot 5.11 Main Works Contract BOQ (1).xlsx | J |  |  | NEW | CITYWALK PHASE-05, PLOT 5.11 | Residential | CITYWALK RESIDENTIAL 1 LLC |  | Q — Mechanical Engineering Installations | Q | Q03 | Q0300 | Q3 Ductwork | Kitchen extract ducts | 20 | m² | AED | 377 | 7540 | 5.06 | Mechanical Engineering Installations | Length (m), Weight (t), Area (m²), Enumerated (nr), Item | 62 | Fuzzy | ⚠ | Priced
| Citywalk Plot 5.11 Main Works Contract BOQ (1).xlsx | A |  |  | NEW | CITYWALK PHASE-05, PLOT 5.11 | Residential | CITYWALK RESIDENTIAL 1 LLC |  | Q — Mechanical Engineering Installations | Q | Q03 | Q0300 | Q3 Ductwork | Smoke extract ducts | 1628 | m² | AED | 298 | 485144 | 5.06 | Mechanical Engineering Installations | Length (m), Weight (t), Area (m²), Enumerated (nr), Item | 63 | Fuzzy | ⚠ | Priced
| Citywalk Plot 5.11 Main Works Contract BOQ (1).xlsx | B |  |  | NEW | CITYWALK PHASE-05, PLOT 5.11 | Residential | CITYWALK RESIDENTIAL 1 LLC |  | Q — Mechanical Engineering Installations | Q | Q03 | Q0300 | Q3 Ductwork | Smoke make up-air ducts | 1318 | m² | AED | 298 | 392764 | 5.06 | Mechanical Engineering Installations | Length (m), Weight (t), Area (m²), Enumerated (nr), Item | 64 | Fuzzy | ⚠ | Priced
| Citywalk Plot 5.11 Main Works Contract BOQ (1).xlsx | C |  |  | NEW | CITYWALK PHASE-05, PLOT 5.11 | Residential | CITYWALK RESIDENTIAL 1 LLC |  | C — Concrete Work | C | C02 | C0201 | C2 Poured concrete | Staircase pressurization ducts | 259 | m² | AED | 298 | 77182 | 2.01 | Frame | Volume (m³) | 93 | Rule | ✓ | Priced
| Citywalk Plot 5.11 Main Works Contract BOQ (1).xlsx | D |  |  | NEW | CITYWALK PHASE-05, PLOT 5.11 | Residential | CITYWALK RESIDENTIAL 1 LLC |  | Q — Mechanical Engineering Installations | Q | Q03 | Q0300 | Q3 Ductwork | Fresh air ducts | 23 | m² | AED | 50 | 1150 | 5.06 | Mechanical Engineering Installations | Length (m), Weight (t), Area (m²), Enumerated (nr), Item | 60 | Fuzzy | ⚠ | Priced
| Citywalk Plot 5.11 Main Works Contract BOQ (1).xlsx | E |  |  | NEW | CITYWALK PHASE-05, PLOT 5.11 | Residential | CITYWALK RESIDENTIAL 1 LLC |  | Q — Mechanical Engineering Installations | Q | Q03 | Q0300 | Q3 Ductwork | Exhaust air ducts | 57 | m² | AED | 50 | 2850 | 5.06 | Mechanical Engineering Installations | Length (m), Weight (t), Area (m²), Enumerated (nr), Item | 61 | Fuzzy | ⚠ | Priced
| Citywalk Plot 5.11 Main Works Contract BOQ (1).xlsx | F |  |  | NEW | CITYWALK PHASE-05, PLOT 5.11 | Residential | CITYWALK RESIDENTIAL 1 LLC |  | Q — Mechanical Engineering Installations | Q | Q03 | Q0300 | Q3 Ductwork | Smoke extract ducts | 38 | m² | AED | 0 | Not Applicable, as not mentioned in specification | 5.06 | Mechanical Engineering Installations | Length (m), Weight (t), Area (m²), Enumerated (nr), Item | 63 | Fuzzy | ⚠ | Unpriced
| Citywalk Plot 5.11 Main Works Contract BOQ (1).xlsx | G |  |  | NEW | CITYWALK PHASE-05, PLOT 5.11 | Residential | CITYWALK RESIDENTIAL 1 LLC |  | Q — Mechanical Engineering Installations | Q | Q03 | Q0300 | Q3 Ductwork | Smoke makeup-air ducts | 73 | m² | AED | 0 | Not Applicable, as not mentioned in specification | 5.06 | Mechanical Engineering Installations | Length (m), Weight (t), Area (m²), Enumerated (nr), Item | 61 | Fuzzy | ⚠ | Unpriced
| Citywalk Plot 5.11 Main Works Contract BOQ (1).xlsx | H |  |  | NEW | CITYWALK PHASE-05, PLOT 5.11 | Residential | CITYWALK RESIDENTIAL 1 LLC |  | C — Concrete Work | C | C02 | C0201 | C2 Poured concrete | Staircase pressurization ducts | 156 | m² | AED | 0 | Not Applicable, as not mentioned in specification | 2.01 | Frame | Volume (m³) | 93 | Rule | ✓ | Unpriced
| Citywalk Plot 5.11 Main Works Contract BOQ (1).xlsx | J |  |  | NEW | CITYWALK PHASE-05, PLOT 5.11 | Residential | CITYWALK RESIDENTIAL 1 LLC |  | Q — Mechanical Engineering Installations | Q | Q03 | Q0300 | Q3 Ductwork | Fresh air ducts | 102 | m² | AED | 63 | 6426 | 5.06 | Mechanical Engineering Installations | Length (m), Weight (t), Area (m²), Enumerated (nr), Item | 60 | Fuzzy | ⚠ | Priced
| Citywalk Plot 5.11 Main Works Contract BOQ (1).xlsx | K |  |  | NEW | CITYWALK PHASE-05, PLOT 5.11 | Residential | CITYWALK RESIDENTIAL 1 LLC |  | Q — Mechanical Engineering Installations | Q | Q03 | Q0300 | Q3 Ductwork | Exhaust air ducts | 128 | m² | AED | 63 | 8064 | 5.06 | Mechanical Engineering Installations | Length (m), Weight (t), Area (m²), Enumerated (nr), Item | 61 | Fuzzy | ⚠ | Priced
| Citywalk Plot 5.11 Main Works Contract BOQ (1).xlsx | L |  |  | NEW | CITYWALK PHASE-05, PLOT 5.11 | Residential | CITYWALK RESIDENTIAL 1 LLC |  | Q — Mechanical Engineering Installations | Q | Q03 | Q0300 | Q3 Ductwork | Smoke extract ducts | 1590 | m² | AED | 0 | Not Applicable, as not mentioned in specification | 5.06 | Mechanical Engineering Installations | Length (m), Weight (t), Area (m²), Enumerated (nr), Item | 63 | Fuzzy | ⚠ | Unpriced
| Citywalk Plot 5.11 Main Works Contract BOQ (1).xlsx | M |  |  | NEW | CITYWALK PHASE-05, PLOT 5.11 | Residential | CITYWALK RESIDENTIAL 1 LLC |  | Q — Mechanical Engineering Installations | Q | Q03 | Q0300 | Q3 Ductwork | Smoke makeup-air ducts | 1245 | m² | AED | 0 | Not Applicable, as not mentioned in specification | 5.06 | Mechanical Engineering Installations | Length (m), Weight (t), Area (m²), Enumerated (nr), Item | 61 | Fuzzy | ⚠ | Unpriced
| Citywalk Plot 5.11 Main Works Contract BOQ (1).xlsx | N |  |  | NEW | CITYWALK PHASE-05, PLOT 5.11 | Residential | CITYWALK RESIDENTIAL 1 LLC |  | C — Concrete Work | C | C02 | C0201 | C2 Poured concrete | Staircase pressurization ducts | 102 | m² | AED | 0 | Not Applicable, as not mentioned in specification | 2.01 | Frame | Volume (m³) | 93 | Rule | ✓ | Unpriced
| Citywalk Plot 5.11 Main Works Contract BOQ (1).xlsx | A |  |  | NEW | CITYWALK PHASE-05, PLOT 5.11 | Residential | CITYWALK RESIDENTIAL 1 LLC |  | Q — Mechanical Engineering Installations | Q | Q03 | Q0300 | Q3 Ductwork | Kitchen extract ducts | 20 | m² | AED | 105 | 2100 | 5.06 | Mechanical Engineering Installations | Length (m), Weight (t), Area (m²), Enumerated (nr), Item | 62 | Fuzzy | ⚠ | Priced
| Citywalk Plot 5.11 Main Works Contract BOQ (1).xlsx | B |  |  | NEW | CITYWALK PHASE-05, PLOT 5.11 | Residential | CITYWALK RESIDENTIAL 1 LLC |  | Q — Mechanical Engineering Installations | Q | Q05 | Q0507 | Q5 Automatic controls | 100x150mm | 1 | Nr. | AED | 197 | 197 | 5.07 | Ventilation – Volume Control Damper | Each | 90 | AI | ✓ | Priced
| Citywalk Plot 5.11 Main Works Contract BOQ (1).xlsx | C |  |  | NEW | CITYWALK PHASE-05, PLOT 5.11 | Residential | CITYWALK RESIDENTIAL 1 LLC |  | Q — Mechanical Engineering Installations | Q | Q05 | Q0507 | Q5 Automatic controls | 150x100mm | 4 | Nr. | AED | 195 | 780 | 5.07 | Ventilation – Volume Control Damper | Each | 90 | AI | ✓ | Priced
| Citywalk Plot 5.11 Main Works Contract BOQ (1).xlsx | D |  |  | NEW | CITYWALK PHASE-05, PLOT 5.11 | Residential | CITYWALK RESIDENTIAL 1 LLC |  | Q — Mechanical Engineering Installations | Q | Q05 | Q0507 | Q5 Automatic controls | 150x150mm | 23 | Nr. | AED | 215 | 4945 | 5.07 | Ventilation – Volume Control Damper | Each | 90 | AI | ✓ | Priced
| Citywalk Plot 5.11 Main Works Contract BOQ (1).xlsx | E |  |  | NEW | CITYWALK PHASE-05, PLOT 5.11 | Residential | CITYWALK RESIDENTIAL 1 LLC |  | Q — Mechanical Engineering Installations | Q | Q05 | Q0507 | Q5 Automatic controls | 200x150mm | 2 | Nr. | AED | 234 | 468 | 5.07 | Ventilation – Volume Control Damper | Each | 90 | AI | ✓ | Priced
| Citywalk Plot 5.11 Main Works Contract BOQ (1).xlsx | F |  |  | NEW | CITYWALK PHASE-05, PLOT 5.11 | Residential | CITYWALK RESIDENTIAL 1 LLC |  | Q — Mechanical Engineering Installations | Q | Q05 | Q0507 | Q5 Automatic controls | 450x200mm | 1 | Nr. | AED | 407 | 407 | 5.07 | Ventilation – Volume Control Damper | Each | 90 | AI | ✓ | Priced
| Citywalk Plot 5.11 Main Works Contract BOQ (1).xlsx | G |  |  | NEW | CITYWALK PHASE-05, PLOT 5.11 | Residential | CITYWALK RESIDENTIAL 1 LLC |  | Q — Mechanical Engineering Installations | Q | Q05 | Q0507 | Q5 Automatic controls | 900x350mm | 26 | Nr. | AED | 706 | 18356 | 5.07 | Ventilation – Volume Control Damper | Each | 90 | AI | ✓ | Priced
| Citywalk Plot 5.11 Main Works Contract BOQ (1).xlsx | H |  |  | NEW | CITYWALK PHASE-05, PLOT 5.11 | Residential | CITYWALK RESIDENTIAL 1 LLC |  | Q — Mechanical Engineering Installations | Q | Q05 | Q0507 | Q5 Automatic controls | 1200x400mm | 15 | Nr. | AED | 1000 | 15000 | 5.07 | Ventilation – Volume Control Damper | Each | 90 | AI | ✓ | Priced
| Citywalk Plot 5.11 Main Works Contract BOQ (1).xlsx | J |  |  | NEW | CITYWALK PHASE-05, PLOT 5.11 | Residential | CITYWALK RESIDENTIAL 1 LLC |  | Q — Mechanical Engineering Installations | Q | Q05 | Q0507 | Q5 Automatic controls | 2600x700mm | 8 | Nr. | AED | 2836 | 22688 | 5.07 | Ventilation – Volume Control Damper | Each | 90 | AI | ✓ | Priced
| Citywalk Plot 5.11 Main Works Contract BOQ (1).xlsx | K |  |  | NEW | CITYWALK PHASE-05, PLOT 5.11 | Residential | CITYWALK RESIDENTIAL 1 LLC |  | Q — Mechanical Engineering Installations | Q | Q05 | Q0507 | Q5 Automatic controls | 150x100mm | 4 | Nr. | AED | 528 | 2112 | 5.11 | Fire & Lightning Protection – Fire Damper | Each | 92 | AI | ✓ | Priced
| Citywalk Plot 5.11 Main Works Contract BOQ (1).xlsx | L |  |  | NEW | CITYWALK PHASE-05, PLOT 5.11 | Residential | CITYWALK RESIDENTIAL 1 LLC |  | Q — Mechanical Engineering Installations | Q | Q05 | Q0507 | Q5 Automatic controls | 250x150mm | 1 | Nr. | AED | 598 | 598 | 5.11 | Fire & Lightning Protection – Fire Damper | Each | 92 | AI | ✓ | Priced
| Citywalk Plot 5.11 Main Works Contract BOQ (1).xlsx | M |  |  | NEW | CITYWALK PHASE-05, PLOT 5.11 | Residential | CITYWALK RESIDENTIAL 1 LLC |  | Q — Mechanical Engineering Installations | Q | Q05 | Q0507 | Q5 Automatic controls | 300x150mm | 1 | Nr. | AED | 621 | 621 | 5.11 | Fire & Lightning Protection – Fire Damper | Each | 92 | AI | ✓ | Priced
| Citywalk Plot 5.11 Main Works Contract BOQ (1).xlsx | N |  |  | NEW | CITYWALK PHASE-05, PLOT 5.11 | Residential | CITYWALK RESIDENTIAL 1 LLC |  | Q — Mechanical Engineering Installations | Q | Q05 | Q0507 | Q5 Automatic controls | 300x200mm | 1 | Nr. | AED | 649 | 649 | 5.11 | Fire & Lightning Protection – Fire Damper | Each | 92 | AI | ✓ | Priced
| Citywalk Plot 5.11 Main Works Contract BOQ (1).xlsx | P |  |  | NEW | CITYWALK PHASE-05, PLOT 5.11 | Residential | CITYWALK RESIDENTIAL 1 LLC |  | Q — Mechanical Engineering Installations | Q | Q05 | Q0507 | Q5 Automatic controls | 450x250mm | 1 | Nr. | AED | 750 | 750 | 5.11 | Fire & Lightning Protection – Fire Damper | Each | 92 | AI | ✓ | Priced
| Citywalk Plot 5.11 Main Works Contract BOQ (1).xlsx | A |  |  | NEW | CITYWALK PHASE-05, PLOT 5.11 | Residential | CITYWALK RESIDENTIAL 1 LLC |  | Q — Mechanical Engineering Installations | Q | Q05 | Q0507 | Q5 Automatic controls | 150x150mm | 1 | Nr. | AED | 150 | 150 | 5.07 | Ventilation – Non Return Damper | Each | 90 | AI | ✓ | Priced
| Citywalk Plot 5.11 Main Works Contract BOQ (1).xlsx | B |  |  | NEW | CITYWALK PHASE-05, PLOT 5.11 | Residential | CITYWALK RESIDENTIAL 1 LLC |  | Q — Mechanical Engineering Installations | Q | Q05 | Q0507 | Q5 Automatic controls | 200x150mm | 1 | Nr. | AED | 171 | 171 | 5.07 | Ventilation – Non Return Damper | Each | 90 | AI | ✓ | Priced
| Citywalk Plot 5.11 Main Works Contract BOQ (1).xlsx | C |  |  | NEW | CITYWALK PHASE-05, PLOT 5.11 | Residential | CITYWALK RESIDENTIAL 1 LLC |  | Q — Mechanical Engineering Installations | Q | Q05 | Q0507 | Q5 Automatic controls | 300x200mm | 1 | Nr. | AED | 270 | 270 | 5.07 | Ventilation – Non Return Damper | Each | 90 | AI | ✓ | Priced
| Citywalk Plot 5.11 Main Works Contract BOQ (1).xlsx | D |  |  | NEW | CITYWALK PHASE-05, PLOT 5.11 | Residential | CITYWALK RESIDENTIAL 1 LLC |  | Q — Mechanical Engineering Installations | Q | Q05 | Q0507 | Q5 Automatic controls | 800x450mm | 1 | Nr. | AED | 1053 | 1053 | 5.07 | Ventilation – Non Return Damper | Each | 90 | AI | ✓ | Priced
| Citywalk Plot 5.11 Main Works Contract BOQ (1).xlsx | E |  |  | NEW | CITYWALK PHASE-05, PLOT 5.11 | Residential | CITYWALK RESIDENTIAL 1 LLC |  | Q — Mechanical Engineering Installations | Q | Q05 | Q0507 | Q5 Automatic controls | 800x500mm | 1 | Nr. | AED | 1158 | 1158 | 5.07 | Ventilation – Non Return Damper | Each | 90 | AI | ✓ | Priced
| Citywalk Plot 5.11 Main Works Contract BOQ (1).xlsx | F |  |  | NEW | CITYWALK PHASE-05, PLOT 5.11 | Residential | CITYWALK RESIDENTIAL 1 LLC |  | Q — Mechanical Engineering Installations | Q | Q05 | Q0507 | Q5 Automatic controls | 800x700mm | 1 | Nr. | AED | 1588 | 1588 | 5.07 | Ventilation – Non Return Damper | Each | 90 | AI | ✓ | Priced
| Citywalk Plot 5.11 Main Works Contract BOQ (1).xlsx | G |  |  | NEW | CITYWALK PHASE-05, PLOT 5.11 | Residential | CITYWALK RESIDENTIAL 1 LLC |  | Q — Mechanical Engineering Installations | Q | Q05 | Q0507 | Q5 Automatic controls | 850x500mm | 1 | Nr. | AED | 1212 | 1212 | 5.07 | Ventilation – Non Return Damper | Each | 90 | AI | ✓ | Priced
| Citywalk Plot 5.11 Main Works Contract BOQ (1).xlsx | H |  |  | NEW | CITYWALK PHASE-05, PLOT 5.11 | Residential | CITYWALK RESIDENTIAL 1 LLC |  | Q — Mechanical Engineering Installations | Q | Q05 | Q0507 | Q5 Automatic controls | 1200x500mm | 2 | Nr. | AED | 1584 | 3168 | 5.07 | Ventilation – Non Return Damper | Each | 90 | AI | ✓ | Priced
| Citywalk Plot 5.11 Main Works Contract BOQ (1).xlsx | J |  |  | NEW | CITYWALK PHASE-05, PLOT 5.11 | Residential | CITYWALK RESIDENTIAL 1 LLC |  | Q — Mechanical Engineering Installations | Q | Q05 | Q0507 | Q5 Automatic controls | 1700x500mm | 1 | Nr. | AED | 1927 | 1927 | 5.07 | Ventilation – Non Return Damper | Each | 90 | AI | ✓ | Priced
| Citywalk Plot 5.11 Main Works Contract BOQ (1).xlsx | K |  |  | NEW | CITYWALK PHASE-05, PLOT 5.11 | Residential | CITYWALK RESIDENTIAL 1 LLC |  | Q — Mechanical Engineering Installations | Q | Q05 | Q0507 | Q5 Automatic controls | 1700x1000mm | 2 | Nr. | AED | 3363 | 6726 | 5.07 | Ventilation – Non Return Damper | Each | 90 | AI | ✓ | Priced
| Citywalk Plot 5.11 Main Works Contract BOQ (1).xlsx | L |  |  | NEW | CITYWALK PHASE-05, PLOT 5.11 | Residential | CITYWALK RESIDENTIAL 1 LLC |  | Q — Mechanical Engineering Installations | Q | Q05 | Q0507 | Q5 Automatic controls | 800x500mm | 1 | Nr. | AED | 1774 | 1774 | 5.07 | Ventilation – Motorized Damper | Each | 88 | AI | ✓ | Priced
| Citywalk Plot 5.11 Main Works Contract BOQ (1).xlsx | M |  |  | NEW | CITYWALK PHASE-05, PLOT 5.11 | Residential | CITYWALK RESIDENTIAL 1 LLC |  | Q — Mechanical Engineering Installations | Q | Q05 | Q0507 | Q5 Automatic controls | 850x500mm | 1 | Nr. | AED | 2456 | 2456 | 5.07 | Ventilation – Motorized Damper | Each | 88 | AI | ✓ | Priced
| Citywalk Plot 5.11 Main Works Contract BOQ (1).xlsx | N |  |  | NEW | CITYWALK PHASE-05, PLOT 5.11 | Residential | CITYWALK RESIDENTIAL 1 LLC |  | Q — Mechanical Engineering Installations | Q | Q05 | Q0507 | Q5 Automatic controls | 800x450mm | 1 | Nr. | AED | 1751 | 1751 | 5.07 | Ventilation – Motorized Damper | Each | 88 | AI | ✓ | Priced
| Citywalk Plot 5.11 Main Works Contract BOQ (1).xlsx | P |  |  | NEW | CITYWALK PHASE-05, PLOT 5.11 | Residential | CITYWALK RESIDENTIAL 1 LLC |  | Q — Mechanical Engineering Installations | Q | Q05 | Q0507 | Q5 Automatic controls | 800x700mm | 1 | Nr. | AED | 2721 | 2721 | 5.07 | Ventilation – Motorized Damper | Each | 88 | AI | ✓ | Priced
| Citywalk Plot 5.11 Main Works Contract BOQ (1).xlsx | Q |  |  | NEW | CITYWALK PHASE-05, PLOT 5.11 | Residential | CITYWALK RESIDENTIAL 1 LLC |  | Q — Mechanical Engineering Installations | Q | Q05 | Q0507 | Q5 Automatic controls | 1000x400mm | 1 | Nr. | AED | 6134 | 6134 | 5.11 | Fire & Lightning Protection – Motorized Smoke Damper | Each | 92 | AI | ✓ | Priced
| Citywalk Plot 5.11 Main Works Contract BOQ (1).xlsx | R |  |  | NEW | CITYWALK PHASE-05, PLOT 5.11 | Residential | CITYWALK RESIDENTIAL 1 LLC |  | Q — Mechanical Engineering Installations | Q | Q05 | Q0507 | Q5 Automatic controls | 1200x500mm | 2 | Nr. | AED | 7172 | 14344 | 5.11 | Fire & Lightning Protection – Motorized Smoke Damper | Each | 92 | AI | ✓ | Priced
| Citywalk Plot 5.11 Main Works Contract BOQ (1).xlsx | S |  |  | NEW | CITYWALK PHASE-05, PLOT 5.11 | Residential | CITYWALK RESIDENTIAL 1 LLC |  | Q — Mechanical Engineering Installations | Q | Q05 | Q0507 | Q5 Automatic controls | 1300x700mm | 1 | Nr. | AED | 8009 | 8009 | 5.11 | Fire & Lightning Protection – Motorized Smoke Damper | Each | 92 | AI | ✓ | Priced
| Citywalk Plot 5.11 Main Works Contract BOQ (1).xlsx | T |  |  | NEW | CITYWALK PHASE-05, PLOT 5.11 | Residential | CITYWALK RESIDENTIAL 1 LLC |  | Q — Mechanical Engineering Installations | Q | Q05 | Q0507 | Q5 Automatic controls | 1600x750mm | 1 | Nr. | AED | 9160 | 9160 | 5.11 | Fire & Lightning Protection – Motorized Smoke Damper | Each | 92 | AI | ✓ | Priced
| Citywalk Plot 5.11 Main Works Contract BOQ (1).xlsx | U |  |  | NEW | CITYWALK PHASE-05, PLOT 5.11 | Residential | CITYWALK RESIDENTIAL 1 LLC |  | Q — Mechanical Engineering Installations | Q | Q05 | Q0507 | Q5 Automatic controls | 1700x1000mm | 2 | Nr. | AED | 15180 | 30360 | 5.11 | Fire & Lightning Protection – Motorized Smoke Damper | Each | 92 | AI | ✓ | Priced
| Citywalk Plot 5.11 Main Works Contract BOQ (1).xlsx | A |  |  | NEW | CITYWALK PHASE-05, PLOT 5.11 | Residential | CITYWALK RESIDENTIAL 1 LLC |  | Q — Mechanical Engineering Installations | Q | Q05 | Q0507 | Q5 Automatic controls | 1800x500mm | 1 | Nr. | AED | 8030 | 8030 | 5.07 | Ventilation – Supply Air Unit | Each | 80 | AI | ⚠ | Priced
| Citywalk Plot 5.11 Main Works Contract BOQ (1).xlsx | B |  |  | NEW | CITYWALK PHASE-05, PLOT 5.11 | Residential | CITYWALK RESIDENTIAL 1 LLC |  | Q — Mechanical Engineering Installations | Q | Q05 | Q0507 | Q5 Automatic controls | 2000x700mm | 1 | Nr. | AED | 21517 | 21517 | 5.07 | Ventilation – Ductwork | Item | 75 | AI | ⚠ | Priced
| Citywalk Plot 5.11 Main Works Contract BOQ (1).xlsx | C |  |  | NEW | CITYWALK PHASE-05, PLOT 5.11 | Residential | CITYWALK RESIDENTIAL 1 LLC |  | Q — Mechanical Engineering Installations | Q | Q05 | Q0507 | Q5 Automatic controls | 2200x500mm | 1 | Nr. | AED | 16908 | 16908 | 5.07 | Ventilation – Ductwork | Item | 75 | AI | ⚠ | Priced
| Citywalk Plot 5.11 Main Works Contract BOQ (1).xlsx | D |  |  | NEW | CITYWALK PHASE-05, PLOT 5.11 | Residential | CITYWALK RESIDENTIAL 1 LLC |  | Q — Mechanical Engineering Installations | Q | Q05 | Q0507 | Q5 Automatic controls | 2300x600mm | 1 | Nr. | AED | 21212 | 21212 | 5.07 | Ventilation – Ductwork | Item | 75 | AI | ⚠ | Priced
| Citywalk Plot 5.11 Main Works Contract BOQ (1).xlsx | E |  |  | NEW | CITYWALK PHASE-05, PLOT 5.11 | Residential | CITYWALK RESIDENTIAL 1 LLC |  | Q — Mechanical Engineering Installations | Q | Q05 | Q0507 | Q5 Automatic controls | 650x1000mm | 2 | Nr. | AED | 1564 | 3128 | 5.07 | Ventilation – Dampers & Controls | Item | 80 | AI | ⚠ | Priced
| Citywalk Plot 5.11 Main Works Contract BOQ (1).xlsx | F |  |  | NEW | CITYWALK PHASE-05, PLOT 5.11 | Residential | CITYWALK RESIDENTIAL 1 LLC |  | Q — Mechanical Engineering Installations | Q | Q05 | Q0507 | Q5 Automatic controls | 1200x500mm | 4 | Nr. | AED | 6359 | 25436 | 5.07 | Ventilation – Accessories | Item | 78 | AI | ⚠ | Priced
| Citywalk Plot 5.11 Main Works Contract BOQ (1).xlsx | G |  |  | NEW | CITYWALK PHASE-05, PLOT 5.11 | Residential | CITYWALK RESIDENTIAL 1 LLC |  | Q — Mechanical Engineering Installations | Q | Q05 | Q0507 | Q5 Automatic controls | 1700x1000mm | 4 | Nr. | AED | 16179 | 64716 | 5.07 | Ventilation – Accessories | Item | 78 | AI | ⚠ | Priced
| Citywalk Plot 5.11 Main Works Contract BOQ (1).xlsx | H |  |  | NEW | CITYWALK PHASE-05, PLOT 5.11 | Residential | CITYWALK RESIDENTIAL 1 LLC |  | Q — Mechanical Engineering Installations | Q | Q05 | Q0507 | Q5 Automatic controls | SG-01; 1200x400mm | 15 | Nr. | AED | 1642 | 24630 | 5.07 | Ventilation – Grilles & Diffusers | Item | 82 | AI | ⚠ | Priced
| Citywalk Plot 5.11 Main Works Contract BOQ (1).xlsx | J |  |  | NEW | CITYWALK PHASE-05, PLOT 5.11 | Residential | CITYWALK RESIDENTIAL 1 LLC |  | Q — Mechanical Engineering Installations | Q | Q05 | Q0507 | Q5 Automatic controls | EG-01; 900x350mm | 26 | Nr. | AED | 632 | 16432 | 5.07 | Ventilation – Grilles & Diffusers | Item | 82 | AI | ⚠ | Priced
| Citywalk Plot 5.11 Main Works Contract BOQ (1).xlsx | K |  |  | NEW | CITYWALK PHASE-05, PLOT 5.11 | Residential | CITYWALK RESIDENTIAL 1 LLC |  | Q — Mechanical Engineering Installations | Q | Q05 | Q0507 | Q5 Automatic controls | EG-02; 2600x700mm | 8 | Nr. | AED | 3235 | 25880 | 5.07 | Ventilation – Grilles & Diffusers | Item | 82 | AI | ⚠ | Priced
| Citywalk Plot 5.11 Main Works Contract BOQ (1).xlsx | L |  |  | NEW | CITYWALK PHASE-05, PLOT 5.11 | Residential | CITYWALK RESIDENTIAL 1 LLC |  | Q — Mechanical Engineering Installations | Q | Q02 | Q0201 | Q2 Pipework and gutterwork | Fresh air louver with sand trap; 2.4m² (2400x2400) | 1 | Nr. | AED | 6541 | 6541 | 3.01 | Mechanical – Sand Trap | Enumerated (nr) | 93 | Rule | ✓ | Priced
| Citywalk Plot 5.11 Main Works Contract BOQ (1).xlsx | M |  |  | NEW | CITYWALK PHASE-05, PLOT 5.11 | Residential | CITYWALK RESIDENTIAL 1 LLC |  | Q — Mechanical Engineering Installations | Q | Q05 | Q0507 | Q5 Automatic controls | Fresh air intake with no sand trap louver; 6800x1500mm | 1 | Nr. | AED | 27269 | 27269 | 5.07 | Ventilation – Louvres & Grilles | Item | 80 | AI | ⚠ | Priced
| Citywalk Plot 5.11 Main Works Contract BOQ (1).xlsx | N |  |  | NEW | CITYWALK PHASE-05, PLOT 5.11 | Residential | CITYWALK RESIDENTIAL 1 LLC |  | Q — Mechanical Engineering Installations | Q | Q05 | Q0507 | Q5 Automatic controls | Fresh air intake louver; 10.2m² (10,200x10,200) | 1 | Nr. | AED | 27269 | 27269 | 5.07 | Ventilation – Louvres & Grilles | Area (m²) | 80 | AI | ⚠ | Priced
| Citywalk Plot 5.11 Main Works Contract BOQ (1).xlsx | A |  |  | NEW | CITYWALK PHASE-05, PLOT 5.11 | Residential | CITYWALK RESIDENTIAL 1 LLC |  | Q — Mechanical Engineering Installations | Q | Q05 | Q0507 | Q5 Automatic controls | Extract air louver; 18m² | 1 | Nr. | AED | 30573 | 30573 | 5.07 | Ventilation – Louvres & Grilles | Area (m²) | 80 | AI | ⚠ | Priced
| Citywalk Plot 5.11 Main Works Contract BOQ (1).xlsx | B |  |  | NEW | CITYWALK PHASE-05, PLOT 5.11 | Residential | CITYWALK RESIDENTIAL 1 LLC |  | Q — Mechanical Engineering Installations | Q | Q05 | Q0507 | Q5 Automatic controls | Extract air louver; 7.5m² (7,500x7,500) | 1 | Nr. | AED | 16372 | 16372 | 5.07 | Ventilation – Louvres & Grilles | Area (m²) | 80 | AI | ⚠ | Priced
| Citywalk Plot 5.11 Main Works Contract BOQ (1).xlsx | C |  |  | NEW | CITYWALK PHASE-05, PLOT 5.11 | Residential | CITYWALK RESIDENTIAL 1 LLC |  | Q — Mechanical Engineering Installations | Q | Q05 | Q0507 | Q5 Automatic controls | Make up air louver; 1.4m² | 1 | Nr. | AED | 2508 | 2508 | 5.07 | Ventilation – Louvres & Grilles | Area (m²) | 80 | AI | ⚠ | Priced
| Citywalk Plot 5.11 Main Works Contract BOQ (1).xlsx | D |  |  | NEW | CITYWALK PHASE-05, PLOT 5.11 | Residential | CITYWALK RESIDENTIAL 1 LLC |  | Q — Mechanical Engineering Installations | Q | Q05 | Q0507 | Q5 Automatic controls | Make up air louver; 20m² | 1 | Nr. | AED | 33956 | 33956 | 5.07 | Ventilation – Louvres & Grilles | Area (m²) | 80 | AI | ⚠ | Priced
| Citywalk Plot 5.11 Main Works Contract BOQ (1).xlsx | E |  |  | NEW | CITYWALK PHASE-05, PLOT 5.11 | Residential | CITYWALK RESIDENTIAL 1 LLC |  | Q — Mechanical Engineering Installations | Q | Q05 | Q0507 | Q5 Automatic controls | 100x150mm | 1 | Nr. | AED | 64 | 64 | 5.07 | Ventilation – Accessories | Item | 75 | AI | ⚠ | Priced
| Citywalk Plot 5.11 Main Works Contract BOQ (1).xlsx | F |  |  | NEW | CITYWALK PHASE-05, PLOT 5.11 | Residential | CITYWALK RESIDENTIAL 1 LLC |  | Q — Mechanical Engineering Installations | Q | Q05 | Q0507 | Q5 Automatic controls | 800x500mm | 1 | Nr. | AED | 696 | 696 | 5.07 | Ventilation – Accessories | Item | 75 | AI | ⚠ | Priced
| Citywalk Plot 5.11 Main Works Contract BOQ (1).xlsx | G |  |  | NEW | CITYWALK PHASE-05, PLOT 5.11 | Residential | CITYWALK RESIDENTIAL 1 LLC |  | Q — Mechanical Engineering Installations | Q | Q05 | Q0507 | Q5 Automatic controls | 150x100mm | 6 | Nr. | AED | 64 | 384 | 5.07 | Ventilation – Accessories | Item | 76 | AI | ⚠ | Priced
| Citywalk Plot 5.11 Main Works Contract BOQ (1).xlsx | H |  |  | NEW | CITYWALK PHASE-05, PLOT 5.11 | Residential | CITYWALK RESIDENTIAL 1 LLC |  | Q — Mechanical Engineering Installations | Q | Q05 | Q0507 | Q5 Automatic controls | 150x150mm | 7 | Nr. | AED | 75 | 525 | 5.07 | Ventilation – Accessories | Item | 76 | AI | ⚠ | Priced
| Citywalk Plot 5.11 Main Works Contract BOQ (1).xlsx | J |  |  | NEW | CITYWALK PHASE-05, PLOT 5.11 | Residential | CITYWALK RESIDENTIAL 1 LLC |  | Q — Mechanical Engineering Installations | Q | Q05 | Q0507 | Q5 Automatic controls | 200x150mm | 3 | Nr. | AED | 88 | 264 | 5.07 | Ventilation – Accessories | Item | 76 | AI | ⚠ | Priced
| Citywalk Plot 5.11 Main Works Contract BOQ (1).xlsx | K |  |  | NEW | CITYWALK PHASE-05, PLOT 5.11 | Residential | CITYWALK RESIDENTIAL 1 LLC |  | Q — Mechanical Engineering Installations | Q | Q05 | Q0507 | Q5 Automatic controls | 250x150mm | 2 | Nr. | AED | 99 | 198 | 5.07 | Ventilation – Accessories | Item | 76 | AI | ⚠ | Priced
| Citywalk Plot 5.11 Main Works Contract BOQ (1).xlsx | L |  |  | NEW | CITYWALK PHASE-05, PLOT 5.11 | Residential | CITYWALK RESIDENTIAL 1 LLC |  | Q — Mechanical Engineering Installations | Q | Q05 | Q0507 | Q5 Automatic controls | 300x200mm | 2 | Nr. | AED | 125 | 250 | 5.07 | Ventilation – Accessories | Item | 76 | AI | ⚠ | Priced
| Citywalk Plot 5.11 Main Works Contract BOQ (1).xlsx | M |  |  | NEW | CITYWALK PHASE-05, PLOT 5.11 | Residential | CITYWALK RESIDENTIAL 1 LLC |  | Q — Mechanical Engineering Installations | Q | Q05 | Q0507 | Q5 Automatic controls | 450x200mm | 1 | Nr. | AED | 166 | 166 | 5.07 | Ventilation – Accessories | Item | 76 | AI | ⚠ | Priced
| Citywalk Plot 5.11 Main Works Contract BOQ (1).xlsx | N |  |  | NEW | CITYWALK PHASE-05, PLOT 5.11 | Residential | CITYWALK RESIDENTIAL 1 LLC |  | Q — Mechanical Engineering Installations | Q | Q05 | Q0507 | Q5 Automatic controls | 450x250mm | 1 | Nr. | AED | 188 | 188 | 5.07 | Ventilation – Accessories | Item | 76 | AI | ⚠ | Priced
| Citywalk Plot 5.11 Main Works Contract BOQ (1).xlsx | P |  |  | NEW | CITYWALK PHASE-05, PLOT 5.11 | Residential | CITYWALK RESIDENTIAL 1 LLC |  | Q — Mechanical Engineering Installations | Q | Q05 | Q0507 | Q5 Automatic controls | 550x200mm | 2 | Nr. | AED | 206 | 412 | 5.07 | Ventilation – Accessories | Item | 76 | AI | ⚠ | Priced
| Citywalk Plot 5.11 Main Works Contract BOQ (1).xlsx | Q |  |  | NEW | CITYWALK PHASE-05, PLOT 5.11 | Residential | CITYWALK RESIDENTIAL 1 LLC |  | Q — Mechanical Engineering Installations | Q | Q05 | Q0507 | Q5 Automatic controls | 650x1000mm | 2 | Nr. | AED | 1130 | 2260 | 5.07 | Ventilation – Accessories | Item | 76 | AI | ⚠ | Priced
| Citywalk Plot 5.11 Main Works Contract BOQ (1).xlsx | R |  |  | NEW | CITYWALK PHASE-05, PLOT 5.11 | Residential | CITYWALK RESIDENTIAL 1 LLC |  | Q — Mechanical Engineering Installations | Q | Q05 | Q0507 | Q5 Automatic controls | 850x500mm | 1 | Nr. | AED | 741 | 741 | 5.07 | Ventilation – Accessories | Item | 76 | AI | ⚠ | Priced
| Citywalk Plot 5.11 Main Works Contract BOQ (1).xlsx | A |  |  | NEW | CITYWALK PHASE-05, PLOT 5.11 | Residential | CITYWALK RESIDENTIAL 1 LLC |  | Q — Mechanical Engineering Installations | Q | Q05 | Q0507 | Q5 Automatic controls | 800x800mm | 1 | Nr. | AED | 971 | 971 | 5.07 | Ventilation – Accessories | Item | 76 | AI | ⚠ | Priced
| Citywalk Plot 5.11 Main Works Contract BOQ (1).xlsx | B |  |  | NEW | CITYWALK PHASE-05, PLOT 5.11 | Residential | CITYWALK RESIDENTIAL 1 LLC |  | Q — Mechanical Engineering Installations | Q | Q05 | Q0507 | Q5 Automatic controls | 1300x1300mm | 2 | Nr. | AED | 1564 | 3128 | 5.07 | Ventilation – Accessories | Item | 76 | AI | ⚠ | Priced
| Citywalk Plot 5.11 Main Works Contract BOQ (1).xlsx | C |  |  | NEW | CITYWALK PHASE-05, PLOT 5.11 | Residential | CITYWALK RESIDENTIAL 1 LLC |  | Q — Mechanical Engineering Installations | Q | Q09 | Q0901 | Q9 Work incidental to mechanical engineering installations | BF-01-EF; inline ducted extract air fan, air flow 66L/s; electrical power 0.2kW | 1 | Nr. | AED | 915 | 915 | 5.06 | Mechanical Engineering Installations | Length (m), Weight (t), Area (m²), Enumerated (nr), Item | 65 | Fuzzy | ⚠ | Priced
| Citywalk Plot 5.11 Main Works Contract BOQ (1).xlsx | D |  |  | NEW | CITYWALK PHASE-05, PLOT 5.11 | Residential | CITYWALK RESIDENTIAL 1 LLC |  | Q — Mechanical Engineering Installations | Q | Q09 | Q0901 | Q9 Work incidental to mechanical engineering installations | BF-02-EF; inline ducted extract air fan, air flow 58L/s; electrical power 0.2kW | 1 | Nr. | AED | 915 | 915 | 5.06 | Mechanical Engineering Installations | Length (m), Weight (t), Area (m²), Enumerated (nr), Item | 65 | Fuzzy | ⚠ | Priced
| Citywalk Plot 5.11 Main Works Contract BOQ (1).xlsx | E |  |  | NEW | CITYWALK PHASE-05, PLOT 5.11 | Residential | CITYWALK RESIDENTIAL 1 LLC |  | Q — Mechanical Engineering Installations | Q | Q09 | Q0901 | Q9 Work incidental to mechanical engineering installations | GF-01-EF; inline ducted extract air fan, air flow 231 L/s; electrical power 1.5kW | 1 | Nr. | AED | 1584 | 1584 | 5.06 | Mechanical Engineering Installations | Length (m), Weight (t), Area (m²), Enumerated (nr), Item | 64 | Fuzzy | ⚠ | Priced
| Citywalk Plot 5.11 Main Works Contract BOQ (1).xlsx | F |  |  | NEW | CITYWALK PHASE-05, PLOT 5.11 | Residential | CITYWALK RESIDENTIAL 1 LLC |  | Q — Mechanical Engineering Installations | Q | Q05 | Q0507 | Q5 Automatic controls | BF-CPEAF-01; car park extract air fan, air flow rate 19000 L/s, total air flow rate 38000 L/s | 2 | Nr. | AED | 123856 | 247712 | 5.07 | Ventilation – Fans & Motors | Item | 85 | AI | ✓ | Priced
| Citywalk Plot 5.11 Main Works Contract BOQ (1).xlsx | G |  |  | NEW | CITYWALK PHASE-05, PLOT 5.11 | Residential | CITYWALK RESIDENTIAL 1 LLC |  | Q — Mechanical Engineering Installations | Q | Q05 | Q0507 | Q5 Automatic controls | BF-CPMAF-01; car park make up air fan, air flow rate 16500 L/s, total air flow rate 27000 L/s | 2 | Nr. | AED | 88839 | 177678 | 5.07 | Ventilation – Fans & Motors | Item | 85 | AI | ✓ | Priced
| Citywalk Plot 5.11 Main Works Contract BOQ (1).xlsx | H |  |  | NEW | CITYWALK PHASE-05, PLOT 5.11 | Residential | CITYWALK RESIDENTIAL 1 LLC |  | Q — Mechanical Engineering Installations | Q | Q05 | Q0507 | Q5 Automatic controls | FPEF-01; extract fan | 1 | Nr. | AED | 32393 | 32393 | 5.07 | Ventilation – Fans & Motors | Item | 85 | AI | ✓ | Priced
| Citywalk Plot 5.11 Main Works Contract BOQ (1).xlsx | J |  |  | NEW | CITYWALK PHASE-05, PLOT 5.11 | Residential | CITYWALK RESIDENTIAL 1 LLC |  | Q — Mechanical Engineering Installations | Q | Q05 | Q0507 | Q5 Automatic controls | FPSF-01; smoke extract fan | 1 | Nr. | AED | 32393 | 32393 | 5.07 | Ventilation – Fans & Motors | Item | 85 | AI | ✓ | Priced
| Citywalk Plot 5.11 Main Works Contract BOQ (1).xlsx | K |  |  | NEW | CITYWALK PHASE-05, PLOT 5.11 | Residential | CITYWALK RESIDENTIAL 1 LLC |  | Q — Mechanical Engineering Installations | Q | Q05 | Q0507 | Q5 Automatic controls | SPF-01; stair pressurization fan | 2 | Nr. | AED | 42229 | 84458 | 5.07 | Ventilation – Fans & Motors | Item | 85 | AI | ✓ | Priced
| Citywalk Plot 5.11 Main Works Contract BOQ (1).xlsx | A |  |  | NEW | CITYWALK PHASE-05, PLOT 5.11 | Residential | CITYWALK RESIDENTIAL 1 LLC |  | A — General Requirements | A | A02 | A0201 | Specification | Allow for all supports, fixings, anchors and insulating blocks where not included above or elsewhere | 1 | Item | AED | 13993 | 13993 | 9.01 | Preliminaries – BWIC | Item | 88 | Rule | ✓ | Priced
| Citywalk Plot 5.11 Main Works Contract BOQ (1).xlsx | B |  |  | NEW | CITYWALK PHASE-05, PLOT 5.11 | Residential | CITYWALK RESIDENTIAL 1 LLC |  | A — General Requirements | A | A03 | A0301 | Restrictions | Allow for all identification including painting, marking and labeling | 1 | Item | AED | 6997 | 6997 | 9.01 | Preliminaries – Documentation | Item | 88 | Rule | ✓ | Priced
| Citywalk Plot 5.11 Main Works Contract BOQ (1).xlsx | C |  |  | NEW | CITYWALK PHASE-05, PLOT 5.11 | Residential | CITYWALK RESIDENTIAL 1 LLC |  | Q — Mechanical Engineering Installations | Q | Q01 | Q0101 | Q1 Generally | Allow for flushing, cleaning, sterilization and chlorination of the completed installations as necessary | 1 | Item | AED | 6997 | 6997 | 3.01 | Mechanical – Testing & Commissioning | Item | 88 | Rule | ✓ | Priced
| Citywalk Plot 5.11 Main Works Contract BOQ (1).xlsx | D |  |  | NEW | CITYWALK PHASE-05, PLOT 5.11 | Residential | CITYWALK RESIDENTIAL 1 LLC |  | A — General Requirements | A | A03 | A0302 | Restrictions | Allow for inspection, testing and commissioning including all off-site and factory testing; inspections to demonstrate compliance with relevant specifications and standards; operating the completed installations; submitting all relevant test record sheets at the completion of the installations | 1 | Item | AED | 46566 | 46566 | 9.01 | Preliminaries – Testing & Commissioning | Item | 90 | Rule | ✓ | Priced
| Citywalk Plot 5.11 Main Works Contract BOQ (1).xlsx | E |  |  | NEW | CITYWALK PHASE-05, PLOT 5.11 | Residential | CITYWALK RESIDENTIAL 1 LLC |  | A — General Requirements | A | A03 | A0301 | Restrictions | Allow for providing in suitable quantities all special tools, operating handles and keys or other equipment necessary for installation, maintenance or operation of the completed installation | 1 | Item | AED | 140 | 140 | 9.01 | Preliminaries – Documentation | Item | 88 | Rule | ✓ | Priced
| Citywalk Plot 5.11 Main Works Contract BOQ (1).xlsx | F |  |  | NEW | CITYWALK PHASE-05, PLOT 5.11 | Residential | CITYWALK RESIDENTIAL 1 LLC |  | N — Special Construction | N | N03 | N0300 | N3 Installations | Allow for providing spares for the Mechanical Engineering Installations | 1 | Item | AED | 140 | 140 | 5.13 | Specialist Installations | Enumerated (nr), Item | 79 | Fuzzy | ⚠ | Priced
| Citywalk Plot 5.11 Main Works Contract BOQ (1).xlsx | G |  |  | NEW | CITYWALK PHASE-05, PLOT 5.11 | Residential | CITYWALK RESIDENTIAL 1 LLC |  | A — General Requirements | A | A03 | A0301 | Restrictions | Allow for providing comprehensive equipment documentation including operating instructions and maintenance manuals, record documents, warranties, guarantees, drawings and the like | 1 | Item | AED | 39134 | 39134 | 9.01 | Preliminaries – Documentation | Item | 88 | Rule | ✓ | Priced
| Citywalk Plot 5.11 Main Works Contract BOQ (1).xlsx | H |  |  | NEW | CITYWALK PHASE-05, PLOT 5.11 | Residential | CITYWALK RESIDENTIAL 1 LLC |  | Q — Mechanical Engineering Installations | Q | Q01 | Q0101 | Q1 Generally | Allow for vibration and noise control where not included above or elsewhere | 1 | Item | AED | 140 | 140 | 3.01 | Mechanical – Acoustic | Item | 88 | Rule | ✓ | Priced
| Citywalk Plot 5.11 Main Works Contract BOQ (1).xlsx | A |  |  | NEW | CITYWALK PHASE-05, PLOT 5.11 | Residential | CITYWALK RESIDENTIAL 1 LLC |  | A — General Requirements | A | A03 | A0301 | Restrictions | Allow for planning and coordinating with relevant statutory authorities and with all other trades | 1 | Item | AED | 6997 | 6997 | 9.01 | Preliminaries – Statutory | Item | 88 | Rule | ✓ | Priced
| Citywalk Plot 5.11 Main Works Contract BOQ (1).xlsx | B |  |  | NEW | CITYWALK PHASE-05, PLOT 5.11 | Residential | CITYWALK RESIDENTIAL 1 LLC |  | A — General Requirements | A | A09 | A0901 | Sundry items | Allow for liaison with, obtaining approvals from and attendance on DEWA and other statutory bodies and service providers as required | 1 | Item | AED | 6997 | 6997 | 9.01 | Preliminaries / General Requirements | Item | 71 | Fuzzy | ⚠ | Priced
| Citywalk Plot 5.11 Main Works Contract BOQ (1).xlsx | C |  |  | NEW | CITYWALK PHASE-05, PLOT 5.11 | Residential | CITYWALK RESIDENTIAL 1 LLC |  | A — General Requirements | A | A02 | A0201 | Specification | Allow for marking the positions of and cutting or forming holes, mortices, chases or the like and all making good | 1 | Item | AED | 6997 | 6997 | 9.01 | Preliminaries – BWIC | Item | 88 | Rule | ✓ | Priced
| Citywalk Plot 5.11 Main Works Contract BOQ (1).xlsx | D |  |  | NEW | CITYWALK PHASE-05, PLOT 5.11 | Residential | CITYWALK RESIDENTIAL 1 LLC |  | F — Woodwork | F | F02 | F0201 | F2 Structural timbers | Allow for supplying and fixing all sleeves, frames and built-in fire stoppers for building into concrete structures and masonry walls | 1 | Item | AED | 6997 | 6997 | 2.01 | Frame / Woodwork | Length (m), Area (m²), Enumerated (nr) | 76 | Fuzzy | ⚠ | Priced
| Citywalk Plot 5.11 Main Works Contract BOQ (1).xlsx | E |  |  | NEW | CITYWALK PHASE-05, PLOT 5.11 | Residential | CITYWALK RESIDENTIAL 1 LLC |  | A — General Requirements | A | A02 | A0201 | Specification | Allow for supplying and fixing all brackets, clamps and other fixing devices | 1 | Item | AED | 6997 | 6997 | 9.01 | Preliminaries – BWIC | Item | 88 | Rule | ✓ | Priced
| Citywalk Plot 5.11 Main Works Contract BOQ (1).xlsx | F |  |  | NEW | CITYWALK PHASE-05, PLOT 5.11 | Residential | CITYWALK RESIDENTIAL 1 LLC |  | A — General Requirements | A | A02 | A0201 | Specification | Allow for fire stopping all pipes, ducts and the like at penetrations through fire walls and other structures and making good | 1 | Item | AED | 3000 | 3000 | 9.01 | Preliminaries – BWIC | Item | 88 | Rule | ✓ | Priced
| Citywalk Plot 5.11 Main Works Contract BOQ (1).xlsx | G |  |  | NEW | CITYWALK PHASE-05, PLOT 5.11 | Residential | CITYWALK RESIDENTIAL 1 LLC |  | A — General Requirements | A | A01 | A0101 | Conditions of contract | Allow for all incidental work including factory finishing, fixing to all backgrounds by appropriate means, cutting and pinning, marking the position of all holes, chases and the like and all making good | 1 | Item | AED | 140 | 140 | 9.01 | Preliminaries – Contingency | Item | 88 | Rule | ✓ | Priced
| Citywalk Plot 5.11 Main Works Contract BOQ (1).xlsx | H |  |  | NEW | CITYWALK PHASE-05, PLOT 5.11 | Residential | CITYWALK RESIDENTIAL 1 LLC |  | Q — Mechanical Engineering Installations | Q | Q01 | Q0101 | Q1 Generally | Allow for training the Employer's Staff to operate and maintain the Mechanical Engineering Installations | 1 | Item | AED | 6659 | 6659 | 3.01 | Mechanical – Training | Item | 88 | Rule | ✓ | Priced
| Citywalk Plot 5.11 Main Works Contract BOQ (1).xlsx | J |  |  | NEW | CITYWALK PHASE-05, PLOT 5.11 | Residential | CITYWALK RESIDENTIAL 1 LLC |  | A — General Requirements | A | A01 | A0101 | Conditions of contract | Allow for all incidental work to the Mechanical Engineering Installations where not included above or elsewhere | 1 | Item | AED | 140 | 140 | 9.01 | Preliminaries – Contingency | Item | 88 | Rule | ✓ | Priced
| Citywalk Plot 5.11 Main Works Contract BOQ (1).xlsx | A |  |  | NEW | CITYWALK PHASE-05, PLOT 5.11 | Residential | CITYWALK RESIDENTIAL 1 LLC |  | Q — Mechanical Engineering Installations | Q | Q01 | Q0102 | Q1 Generally | Storm water drainage | 1 | Item | AED | 100 | 100 | 5.06 | Mechanical Engineering Installations | Length (m), Weight (t), Area (m²), Enumerated (nr), Item | 63 | Fuzzy | ⚠ | Priced
| Citywalk Plot 5.11 Main Works Contract BOQ (1).xlsx | B |  |  | NEW | CITYWALK PHASE-05, PLOT 5.11 | Residential | CITYWALK RESIDENTIAL 1 LLC |  | Q — Mechanical Engineering Installations | Q | Q02 | Q0201 | Q2 Pipework and gutterwork | Foul and waste water drainage and vent | 1 | Item | AED | 100 | 100 | 3.01 | Mechanical – Drainage System | Item | 90 | Rule | ✓ | Priced
| Citywalk Plot 5.11 Main Works Contract BOQ (1).xlsx | C |  |  | NEW | CITYWALK PHASE-05, PLOT 5.11 | Residential | CITYWALK RESIDENTIAL 1 LLC |  | Q — Mechanical Engineering Installations | Q | Q05 | Q0504 | Q5 Automatic controls | Domestic hot and cold water system | 1 | Item | AED | 100 | 100 | 5.04 | Water Installations – Hot & Cold Water | Item | 82 | AI | ⚠ | Priced
| Citywalk Plot 5.11 Main Works Contract BOQ (1).xlsx | D |  |  | NEW | CITYWALK PHASE-05, PLOT 5.11 | Residential | CITYWALK RESIDENTIAL 1 LLC |  | Q — Mechanical Engineering Installations | Q | Q05 | Q0501 | Q5 Automatic controls | Fire protection system | 1 | Item | AED | 2698 | 2698 | 3.01 | Mechanical – Fire Protection | Item | 90 | Rule | ✓ | Priced
| Citywalk Plot 5.11 Main Works Contract BOQ (1).xlsx | E |  |  | NEW | CITYWALK PHASE-05, PLOT 5.11 | Residential | CITYWALK RESIDENTIAL 1 LLC |  | Q — Mechanical Engineering Installations | Q | Q01 | Q0102 | Q1 Generally | Chilled water | 1 | Item | AED | 100 | 100 | 5.06 | Mechanical Engineering Installations | Length (m), Weight (t), Area (m²), Enumerated (nr), Item | 75 | Fuzzy | ⚠ | Priced
| Citywalk Plot 5.11 Main Works Contract BOQ (1).xlsx | F |  |  | NEW | CITYWALK PHASE-05, PLOT 5.11 | Residential | CITYWALK RESIDENTIAL 1 LLC |  | Q — Mechanical Engineering Installations | Q | Q03 | Q0301 | Q3 Ductwork | Heating, ventilation and air conditioning system | 1 | Item | AED | 100 | 100 | 3.01 | Mechanical – HVAC System | Item | 90 | Rule | ✓ | Priced
| Citywalk Plot 5.11 Main Works Contract BOQ (1).xlsx | G |  |  | NEW | CITYWALK PHASE-05, PLOT 5.11 | Residential | CITYWALK RESIDENTIAL 1 LLC |  | A — General Requirements | A | A03 | A0300 | Restrictions | Smoke extraction system | 1 | Item | AED | 100 | 100 | 9.01 | Preliminaries / General Requirements | Item | 62 | Fuzzy | ⚠ | Priced
| Citywalk Plot 5.11 Main Works Contract BOQ (1).xlsx | H |  |  | NEW | CITYWALK PHASE-05, PLOT 5.11 | Residential | CITYWALK RESIDENTIAL 1 LLC |  | Q — Mechanical Engineering Installations | Q | Q03 | Q0301 | Q3 Ductwork | Building management system | 1 | Item | AED | 100 | 100 | 3.01 | Mechanical – BMS | Item | 90 | Rule | ✓ | Priced
| Citywalk Plot 5.11 Main Works Contract BOQ (1).xlsx | J |  |  | NEW | CITYWALK PHASE-05, PLOT 5.11 | Residential | CITYWALK RESIDENTIAL 1 LLC |  | Q — Mechanical Engineering Installations | Q | Q01 | Q0102 | Q1 Generally | Storm water drainage |  | Item | AED | 0 | 100 | 5.06 | Mechanical Engineering Installations | Length (m), Weight (t), Area (m²), Enumerated (nr), Item | 63 | Fuzzy | ⚠ | Priced
| Citywalk Plot 5.11 Main Works Contract BOQ (1).xlsx | K |  |  | NEW | CITYWALK PHASE-05, PLOT 5.11 | Residential | CITYWALK RESIDENTIAL 1 LLC |  | Q — Mechanical Engineering Installations | Q | Q02 | Q0201 | Q2 Pipework and gutterwork | Foul and waste water drainage and vent |  | Item | AED | 0 | 100 | 3.01 | Mechanical – Drainage System | Item | 90 | Rule | ✓ | Priced
| Citywalk Plot 5.11 Main Works Contract BOQ (1).xlsx | L |  |  | NEW | CITYWALK PHASE-05, PLOT 5.11 | Residential | CITYWALK RESIDENTIAL 1 LLC |  | Q — Mechanical Engineering Installations | Q | Q05 | Q0504 | Q5 Automatic controls | Domestic hot and cold water system |  | Item | AED | 0 | 100 | 5.04 | Water Installations – Hot & Cold Water | Item | 82 | AI | ⚠ | Priced
| Citywalk Plot 5.11 Main Works Contract BOQ (1).xlsx | M |  |  | NEW | CITYWALK PHASE-05, PLOT 5.11 | Residential | CITYWALK RESIDENTIAL 1 LLC |  | Q — Mechanical Engineering Installations | Q | Q05 | Q0501 | Q5 Automatic controls | Fire protection system |  | Item | AED | 0 | 100 | 3.01 | Mechanical – Fire Protection | Item | 90 | Rule | ✓ | Priced
| Citywalk Plot 5.11 Main Works Contract BOQ (1).xlsx | N |  |  | NEW | CITYWALK PHASE-05, PLOT 5.11 | Residential | CITYWALK RESIDENTIAL 1 LLC |  | Q — Mechanical Engineering Installations | Q | Q01 | Q0102 | Q1 Generally | Chilled water |  | Item | AED | 0 | 100 | 5.06 | Mechanical Engineering Installations | Length (m), Weight (t), Area (m²), Enumerated (nr), Item | 75 | Fuzzy | ⚠ | Priced
| Citywalk Plot 5.11 Main Works Contract BOQ (1).xlsx | P |  |  | NEW | CITYWALK PHASE-05, PLOT 5.11 | Residential | CITYWALK RESIDENTIAL 1 LLC |  | Q — Mechanical Engineering Installations | Q | Q03 | Q0301 | Q3 Ductwork | Heating, ventilation and air conditioning system |  | Item | AED | 0 | 100 | 3.01 | Mechanical – HVAC System | Item | 90 | Rule | ✓ | Priced
| Citywalk Plot 5.11 Main Works Contract BOQ (1).xlsx | Q |  |  | NEW | CITYWALK PHASE-05, PLOT 5.11 | Residential | CITYWALK RESIDENTIAL 1 LLC |  | A — General Requirements | A | A03 | A0300 | Restrictions | Smoke extraction system |  | Item | AED | 0 | 100 | 9.01 | Preliminaries / General Requirements | Item | 62 | Fuzzy | ⚠ | Priced
| Citywalk Plot 5.11 Main Works Contract BOQ (1).xlsx | R |  |  | NEW | CITYWALK PHASE-05, PLOT 5.11 | Residential | CITYWALK RESIDENTIAL 1 LLC |  | Q — Mechanical Engineering Installations | Q | Q03 | Q0301 | Q3 Ductwork | Building management system |  | Item | AED | 0 | 100 | 3.01 | Mechanical – BMS | Item | 90 | Rule | ✓ | Priced
| Citywalk Plot 5.11 Main Works Contract BOQ (1).xlsx | A |  |  | NEW | CITYWALK PHASE-05, PLOT 5.11 | Residential | CITYWALK RESIDENTIAL 1 LLC |  | A — General Requirements | A | A02 | A0201 | Specification | Allow for all builders work in connection (BWIC) with services for Mechanical Engineering Installations where not included above or elsewhere | 1 | Item | AED | 331345 | 331345 | 9.01 | Preliminaries – BWIC | Item | 90 | Rule | ✓ | Priced
| Citywalk Plot 5.11 Main Works Contract BOQ (1).xlsx | B |  |  | NEW | CITYWALK PHASE-05, PLOT 5.11 | Residential | CITYWALK RESIDENTIAL 1 LLC |  | A — General Requirements | A | A00 | A0000 |  | Allow for Dubai Green Building requirements | 1 | Item | AED | 1170 | 1170 | 9.01 | Preliminaries / General Requirements | Item | 73 | Fuzzy | ⚠ | Priced
| Citywalk Plot 5.11 Main Works Contract BOQ (1).xlsx | A |  |  | NEW | CITYWALK PHASE-05, PLOT 5.11 | Residential | CITYWALK RESIDENTIAL 1 LLC |  | A — General Requirements | A | A01 | A0101 | Conditions of contract | Allow for any other works which are not included above and which are required to complete the Mechanical Installations in accordance with the Specification and the drawings (Tenderer to list below): |  | Item | AED |  |  | 9.01 | Preliminaries – Contingency | Item | 90 | Rule | ✓ | Unpriced
| Citywalk Plot 5.11 Main Works Contract BOQ (1).xlsx | A |  |  | NEW | CITYWALK PHASE-05, PLOT 5.11 | Residential | CITYWALK RESIDENTIAL 1 LLC |  | R — Electrical Engineering Installations | R | R05 | R0502 | R5 Accessories | LV Panel -1 to 300kVAR Capacitor bank panel | 17 | m | AED | 2463 | 41871 | 5.08 | Electrical Installations – LV Power Distribution & Panels | Nr | 85 | AI | ✓ | Priced
| Citywalk Plot 5.11 Main Works Contract BOQ (1).xlsx | B |  |  | NEW | CITYWALK PHASE-05, PLOT 5.11 | Residential | CITYWALK RESIDENTIAL 1 LLC |  | R — Electrical Engineering Installations | R | R05 | R0502 | R5 Accessories | LV Panel -2 to 350kVAR Capacitor bank panel | 17 | m | AED | 2463 | 41871 | 5.08 | Electrical Installations – LV Power Distribution & Panels | Nr | 85 | AI | ✓ | Priced
| Citywalk Plot 5.11 Main Works Contract BOQ (1).xlsx | C |  |  | NEW | CITYWALK PHASE-05, PLOT 5.11 | Residential | CITYWALK RESIDENTIAL 1 LLC |  | R — Electrical Engineering Installations | R | R05 | R0502 | R5 Accessories | LV Panel -3 to 350kVAR Capacitor bank panel | 17 | m | AED | 2463 | 41871 | 5.08 | Electrical Installations – LV Power Distribution & Panels | Nr | 85 | AI | ✓ | Priced
| Citywalk Plot 5.11 Main Works Contract BOQ (1).xlsx | D |  |  | NEW | CITYWALK PHASE-05, PLOT 5.11 | Residential | CITYWALK RESIDENTIAL 1 LLC |  | R — Electrical Engineering Installations | R | R05 | R0501 | R5 Accessories | LV Panel -3 to SMDB-RETAIL | 84 | m | AED | 1117 | 93828 | 5.08 | Electrical Installations – LV Power Distribution & Cabling | m | 82 | AI | ⚠ | Priced
| Citywalk Plot 5.11 Main Works Contract BOQ (1).xlsx | E |  |  | NEW | CITYWALK PHASE-05, PLOT 5.11 | Residential | CITYWALK RESIDENTIAL 1 LLC |  | R — Electrical Engineering Installations | R | R05 | R0501 | R5 Accessories | LV Panel -3 to EMDB | 22 | m | AED | 2796 | 61512 | 5.08 | Electrical Installations – LV Power Distribution & Cabling | m | 82 | AI | ⚠ | Priced
| Citywalk Plot 5.11 Main Works Contract BOQ (1).xlsx | F |  |  | NEW | CITYWALK PHASE-05, PLOT 5.11 | Residential | CITYWALK RESIDENTIAL 1 LLC |  | R — Electrical Engineering Installations | R | R05 | R0501 | R5 Accessories | LV Panel -2 to SMDB-L2 | 43 | m | AED | 1340 | 57620 | 5.08 | Electrical Installations – LV Power Distribution & Cabling | m | 82 | AI | ⚠ | Priced
| Citywalk Plot 5.11 Main Works Contract BOQ (1).xlsx | A |  |  | NEW | CITYWALK PHASE-05, PLOT 5.11 | Residential | CITYWALK RESIDENTIAL 1 LLC |  | R — Electrical Engineering Installations | R | R05 | R0501 | R5 Accessories | LV Panel -2 to SMDB-L3 | 43 | m | AED | 1340 | 57620 | 5.08 | Electrical Installations – LV Power Distribution & Cabling | m | 75 | AI | ⚠ | Priced
| Citywalk Plot 5.11 Main Works Contract BOQ (1).xlsx | B |  |  | NEW | CITYWALK PHASE-05, PLOT 5.11 | Residential | CITYWALK RESIDENTIAL 1 LLC |  | R — Electrical Engineering Installations | R | R05 | R0501 | R5 Accessories | LV Panel -2 to SMDB-L4 | 43 | m | AED | 1340 | 57620 | 5.08 | Electrical Installations – LV Power Distribution & Cabling | m | 75 | AI | ⚠ | Priced
| Citywalk Plot 5.11 Main Works Contract BOQ (1).xlsx | C |  |  | NEW | CITYWALK PHASE-05, PLOT 5.11 | Residential | CITYWALK RESIDENTIAL 1 LLC |  | R — Electrical Engineering Installations | R | R05 | R0501 | R5 Accessories | LV Panel -2 to SMDB-L8 | 43 | m | AED | 667 | 28681 | 5.08 | Electrical Installations – LV Power Distribution & Cabling | m | 82 | AI | ⚠ | Priced
| Citywalk Plot 5.11 Main Works Contract BOQ (1).xlsx | D |  |  | NEW | CITYWALK PHASE-05, PLOT 5.11 | Residential | CITYWALK RESIDENTIAL 1 LLC |  | R — Electrical Engineering Installations | R | R05 | R0501 | R5 Accessories | LV Panel -2 to SMDB-L5 | 43 | m | AED | 1110 | 47730 | 5.08 | Electrical Installations – LV Power Distribution & Cabling | m | 82 | AI | ⚠ | Priced
| Citywalk Plot 5.11 Main Works Contract BOQ (1).xlsx | E |  |  | NEW | CITYWALK PHASE-05, PLOT 5.11 | Residential | CITYWALK RESIDENTIAL 1 LLC |  | R — Electrical Engineering Installations | R | R05 | R0501 | R5 Accessories | LV Panel -2 to SMDB-L6 | 43 | m | AED | 1110 | 47730 | 5.08 | Electrical Installations – LV Power Distribution & Cabling | m | 82 | AI | ⚠ | Priced
| Citywalk Plot 5.11 Main Works Contract BOQ (1).xlsx | F |  |  | NEW | CITYWALK PHASE-05, PLOT 5.11 | Residential | CITYWALK RESIDENTIAL 1 LLC |  | R — Electrical Engineering Installations | R | R05 | R0501 | R5 Accessories | LV Panel -2 to SMDB-L7 | 43 | m | AED | 1110 | 47730 | 5.08 | Electrical Installations – LV Power Distribution & Cabling | m | 82 | AI | ⚠ | Priced
| Citywalk Plot 5.11 Main Works Contract BOQ (1).xlsx | G |  |  | NEW | CITYWALK PHASE-05, PLOT 5.11 | Residential | CITYWALK RESIDENTIAL 1 LLC |  | R — Electrical Engineering Installations | R | R05 | R0501 | R5 Accessories | LV Panel -3 to SMDB-L1 | 44 | m | AED | 1110 | 48840 | 5.08 | Electrical Installations – LV Power Distribution & Cabling | m | 82 | AI | ⚠ | Priced
| Citywalk Plot 5.11 Main Works Contract BOQ (1).xlsx | H |  |  | NEW | CITYWALK PHASE-05, PLOT 5.11 | Residential | CITYWALK RESIDENTIAL 1 LLC |  | R — Electrical Engineering Installations | R | R05 | R0501 | R5 Accessories | LV Panel -3 to SMDB-LL-GF | 53 | m | AED | 560 | 29680 | 5.08 | Electrical Installations – LV Power Distribution & Cabling | m | 82 | AI | ⚠ | Priced
| Citywalk Plot 5.11 Main Works Contract BOQ (1).xlsx | J |  |  | NEW | CITYWALK PHASE-05, PLOT 5.11 | Residential | CITYWALK RESIDENTIAL 1 LLC |  | R — Electrical Engineering Installations | R | R05 | R0501 | R5 Accessories | LV Panel -3 to SMDB-POOL | 53 | m | AED | 366 | 19398 | 5.08 | Electrical Installations – LV Power Distribution & Cabling | m | 80 | AI | ⚠ | Priced
| Citywalk Plot 5.11 Main Works Contract BOQ (1).xlsx | K |  |  | NEW | CITYWALK PHASE-05, PLOT 5.11 | Residential | CITYWALK RESIDENTIAL 1 LLC |  | R — Electrical Engineering Installations | R | R05 | R0501 | R5 Accessories | LV Panel -3 to SMDB-LL-RF | 44 | m | AED | 366 | 16104 | 5.08 | Electrical Installations – LV Power Distribution & Cabling | m | 80 | AI | ⚠ | Priced
| Citywalk Plot 5.11 Main Works Contract BOQ (1).xlsx | L |  |  | NEW | CITYWALK PHASE-05, PLOT 5.11 | Residential | CITYWALK RESIDENTIAL 1 LLC |  | R — Electrical Engineering Installations | R | R05 | R0501 | R5 Accessories | LV Panel -3 to SMDB-EV-CHARGER | 22 | m | AED | 366 | 8052 | 5.08 | Electrical Installations – LV Power Distribution & Cabling | m | 80 | AI | ⚠ | Priced
| Citywalk Plot 5.11 Main Works Contract BOQ (1).xlsx | M |  |  | NEW | CITYWALK PHASE-05, PLOT 5.11 | Residential | CITYWALK RESIDENTIAL 1 LLC |  | R — Electrical Engineering Installations | R | R05 | R0501 | R5 Accessories | LV Panel -3 to MCC-CHWP | 44 | m | AED | 366 | 16104 | 5.08 | Electrical Installations – LV Power Distribution & Cabling | m | 80 | AI | ⚠ | Priced
| Citywalk Plot 5.11 Main Works Contract BOQ (1).xlsx | N |  |  | NEW | CITYWALK PHASE-05, PLOT 5.11 | Residential | CITYWALK RESIDENTIAL 1 LLC |  | R — Electrical Engineering Installations | R | R05 | R0501 | R5 Accessories | SMDB-LL-GF to DB-LL-L1 | 9 | m | AED | 123 | 1107 | 5.08 | Electrical Installations – LV Power Distribution & Cabling | m | 78 | AI | ⚠ | Priced
| Citywalk Plot 5.11 Main Works Contract BOQ (1).xlsx | P |  |  | NEW | CITYWALK PHASE-05, PLOT 5.11 | Residential | CITYWALK RESIDENTIAL 1 LLC |  | R — Electrical Engineering Installations | R | R05 | R0501 | R5 Accessories | ESMDB-GF to EDB-MTR | 42 | m | AED | 123 | 5166 | 5.08 | Electrical Installations – LV Power Distribution & Cabling | m | 78 | AI | ⚠ | Priced
| Citywalk Plot 5.11 Main Works Contract BOQ (1).xlsx | A |  |  | NEW | CITYWALK PHASE-05, PLOT 5.11 | Residential | CITYWALK RESIDENTIAL 1 LLC |  | R — Electrical Engineering Installations | R | R05 | R0501 | R5 Accessories | SMDB-POOL to 80A TPN ISOL (ADULT SWIMMING POOL) | 44 | m | AED | 123 | 5412 | 5.08 | Electrical Installations – LV Power Distribution & Cabling | m | 75 | AI | ⚠ | Priced
| Citywalk Plot 5.11 Main Works Contract BOQ (1).xlsx | B |  |  | NEW | CITYWALK PHASE-05, PLOT 5.11 | Residential | CITYWALK RESIDENTIAL 1 LLC |  | R — Electrical Engineering Installations | R | R05 | R0501 | R5 Accessories | LV Panel -3 to SMDB-LL-BF | 70 | m | AED | 92 | 6440 | 5.08 | Electrical Installations – LV Power Distribution & Cabling | m | 78 | AI | ⚠ | Priced
| Citywalk Plot 5.11 Main Works Contract BOQ (1).xlsx | C |  |  | NEW | CITYWALK PHASE-05, PLOT 5.11 | Residential | CITYWALK RESIDENTIAL 1 LLC |  | R — Electrical Engineering Installations | R | R05 | R0501 | R5 Accessories | SMDB-LL-GF to DB-LL-GF | 17 | m | AED | 92 | 1564 | 5.08 | Electrical Installations – LV Power Distribution & Cabling | m | 78 | AI | ⚠ | Priced
| Citywalk Plot 5.11 Main Works Contract BOQ (1).xlsx | D |  |  | NEW | CITYWALK PHASE-05, PLOT 5.11 | Residential | CITYWALK RESIDENTIAL 1 LLC |  | R — Electrical Engineering Installations | R | R05 | R0501 | R5 Accessories | ESMDB-GF to UDB-SECURITY | 27 | m | AED | 92 | 2484 | 5.08 | Electrical Installations – LV Power Distribution & Cabling | m | 78 | AI | ⚠ | Priced
| Citywalk Plot 5.11 Main Works Contract BOQ (1).xlsx | E |  |  | NEW | CITYWALK PHASE-05, PLOT 5.11 | Residential | CITYWALK RESIDENTIAL 1 LLC |  | R — Electrical Engineering Installations | R | R05 | R0501 | R5 Accessories | SMDB-EV-CHARGER to 40A TPN ISOL (EV-CHARGER-1) | 28 | m | AED | 92 | 2576 | 5.08 | Electrical Installations – LV Power Distribution & Cabling | m | 78 | AI | ⚠ | Priced
| Citywalk Plot 5.11 Main Works Contract BOQ (1).xlsx | F |  |  | NEW | CITYWALK PHASE-05, PLOT 5.11 | Residential | CITYWALK RESIDENTIAL 1 LLC |  | R — Electrical Engineering Installations | R | R05 | R0501 | R5 Accessories | SMDB-EV-CHARGER to 40A TPN ISOL (EV-CHARGER-2) | 31 | m | AED | 92 | 2852 | 5.08 | Electrical Installations – LV Power Distribution & Cabling | m | 78 | AI | ⚠ | Priced
| Citywalk Plot 5.11 Main Works Contract BOQ (1).xlsx | G |  |  | NEW | CITYWALK PHASE-05, PLOT 5.11 | Residential | CITYWALK RESIDENTIAL 1 LLC |  | R — Electrical Engineering Installations | R | R05 | R0501 | R5 Accessories | SMDB-EV-CHARGER to 40A TPN ISOL (EV-CHARGER-3) | 42 | m | AED | 92 | 3864 | 5.08 | Electrical Installations – LV Power Distribution & Cabling | m | 78 | AI | ⚠ | Priced
| Citywalk Plot 5.11 Main Works Contract BOQ (1).xlsx | H |  |  | NEW | CITYWALK PHASE-05, PLOT 5.11 | Residential | CITYWALK RESIDENTIAL 1 LLC |  | R — Electrical Engineering Installations | R | R05 | R0501 | R5 Accessories | SMDB-EV-CHARGER to 40A TPN ISOL (EV-CHARGER-4) | 50 | m | AED | 92 | 4600 | 5.08 | Electrical Installations – LV Power Distribution & Cabling | m | 78 | AI | ⚠ | Priced
| Citywalk Plot 5.11 Main Works Contract BOQ (1).xlsx | J |  |  | NEW | CITYWALK PHASE-05, PLOT 5.11 | Residential | CITYWALK RESIDENTIAL 1 LLC |  | N — Special Construction | N | N01 | N0101 | N1 Generally | SMDB-POOL to 40A TPN ISOL (WATER FEATURE) | 36 | m | AED | 92 | 3312 | 5.13 | Specialist Installations | Enumerated (nr), Item | 61 | Fuzzy | ⚠ | Priced
| Citywalk Plot 5.11 Main Works Contract BOQ (1).xlsx | K |  |  | NEW | CITYWALK PHASE-05, PLOT 5.11 | Residential | CITYWALK RESIDENTIAL 1 LLC |  | R — Electrical Engineering Installations | R | R05 | R0501 | R5 Accessories | SMDB-POOL to 80A TPN ISOL (KIDS POOL) | 46 | m | AED | 92 | 4232 | 5.08 | Electrical Installations – LV Power Distribution & Cabling | m | 78 | AI | ⚠ | Priced
| Citywalk Plot 5.11 Main Works Contract BOQ (1).xlsx | L |  |  | NEW | CITYWALK PHASE-05, PLOT 5.11 | Residential | CITYWALK RESIDENTIAL 1 LLC |  | R — Electrical Engineering Installations | R | R05 | R0501 | R5 Accessories | LV Panel -3 to DB-SS | 51 | m | AED | 66 | 3366 | 5.08 | Electrical Installations – LV Power Distribution & Cabling | m | 76 | AI | ⚠ | Priced
| Citywalk Plot 5.11 Main Works Contract BOQ (1).xlsx | M |  |  | NEW | CITYWALK PHASE-05, PLOT 5.11 | Residential | CITYWALK RESIDENTIAL 1 LLC |  | R — Electrical Engineering Installations | R | R05 | R0501 | R5 Accessories | SMDB-LL-GF to DB-LL-L3 | 9 | m | AED | 66 | 594 | 5.08 | Electrical Installations – LV Power Distribution & Cabling | m | 76 | AI | ⚠ | Priced
| Citywalk Plot 5.11 Main Works Contract BOQ (1).xlsx | N |  |  | NEW | CITYWALK PHASE-05, PLOT 5.11 | Residential | CITYWALK RESIDENTIAL 1 LLC |  | R — Electrical Engineering Installations | R | R05 | R0501 | R5 Accessories | SMDB-LL-GF to DB-LL-L6 | 9 | m | AED | 66 | 594 | 5.08 | Electrical Installations – LV Power Distribution & Cabling | m | 76 | AI | ⚠ | Priced
| Citywalk Plot 5.11 Main Works Contract BOQ (1).xlsx | P |  |  | NEW | CITYWALK PHASE-05, PLOT 5.11 | Residential | CITYWALK RESIDENTIAL 1 LLC |  | R — Electrical Engineering Installations | R | R05 | R0501 | R5 Accessories | SMDB-LL-GF to DB-GYM | 9 | m | AED | 66 | 594 | 5.08 | Electrical Installations – LV Power Distribution & Cabling | m | 76 | AI | ⚠ | Priced
| Citywalk Plot 5.11 Main Works Contract BOQ (1).xlsx | Q |  |  | NEW | CITYWALK PHASE-05, PLOT 5.11 | Residential | CITYWALK RESIDENTIAL 1 LLC |  | R — Electrical Engineering Installations | R | R05 | R0501 | R5 Accessories | SMDB-LL-GF to DB-FAÇADE | 58 | m | AED | 66 | 3828 | 5.08 | Electrical Installations – LV Power Distribution & Cabling | m | 76 | AI | ⚠ | Priced
| Citywalk Plot 5.11 Main Works Contract BOQ (1).xlsx | R |  |  | NEW | CITYWALK PHASE-05, PLOT 5.11 | Residential | CITYWALK RESIDENTIAL 1 LLC |  | R — Electrical Engineering Installations | R | R05 | R0501 | R5 Accessories | SMDB-LL-GF to DB-LANDSCAPE | 57 | m | AED | 66 | 3762 | 5.08 | Electrical Installations – LV Power Distribution & Cabling | m | 76 | AI | ⚠ | Priced
| Citywalk Plot 5.11 Main Works Contract BOQ (1).xlsx | A |  |  | NEW | CITYWALK PHASE-05, PLOT 5.11 | Residential | CITYWALK RESIDENTIAL 1 LLC |  | R — Electrical Engineering Installations | R | R05 | R0501 | R5 Accessories | SMDB-LL-BF to DB-LL-BF | 7 | m | AED | 66 | 462 | 5.08 | Electrical Installations – LV Power Distribution & Cabling | m | 75 | AI | ⚠ | Priced
| Citywalk Plot 5.11 Main Works Contract BOQ (1).xlsx | B |  |  | NEW | CITYWALK PHASE-05, PLOT 5.11 | Residential | CITYWALK RESIDENTIAL 1 LLC |  | Q — Mechanical Engineering Installations | Q | Q06 | Q0601 | Q6 Connections to supply mains | ESMDB-BF to 40A TPN ISOL (Transfer pump) | 19 | m | AED | 66 | 1254 | 5.06 | Mechanical Engineering Installations | Length (m), Weight (t), Area (m²), Enumerated (nr), Item | 61 | Fuzzy | ⚠ | Priced
| Citywalk Plot 5.11 Main Works Contract BOQ (1).xlsx | C |  |  | NEW | CITYWALK PHASE-05, PLOT 5.11 | Residential | CITYWALK RESIDENTIAL 1 LLC |  | R — Electrical Engineering Installations | R | R05 | R0501 | R5 Accessories | ESMDB-GF to 20A TPN ISOL (CU-SECURITY) | 36 | m | AED | 66 | 2376 | 5.08 | Electrical Installations – LV Power Distribution & Cabling | m | 75 | AI | ⚠ | Priced
| Citywalk Plot 5.11 Main Works Contract BOQ (1).xlsx | D |  |  | NEW | CITYWALK PHASE-05, PLOT 5.11 | Residential | CITYWALK RESIDENTIAL 1 LLC |  | R — Electrical Engineering Installations | R | R05 | R0501 | R5 Accessories | SMDB-LL-GF to 63A TPN ISOL (Provision for lawn and future events) | 1 | Item | AED | 3297 | 3297 | 5.08 | Electrical Installations – LV Power Distribution & Cabling | m | 75 | AI | ⚠ | Priced
| Citywalk Plot 5.11 Main Works Contract BOQ (1).xlsx | E |  |  | NEW | CITYWALK PHASE-05, PLOT 5.11 | Residential | CITYWALK RESIDENTIAL 1 LLC |  | R — Electrical Engineering Installations | R | R05 | R0501 | R5 Accessories | SMDB-LL-GF to 32A TPN ISOL (Garbage compactor) | 44 | m | AED | 49 | 2156 | 5.08 | Electrical Installations – LV Power Distribution & Cabling | m | 76 | AI | ⚠ | Priced
| Citywalk Plot 5.11 Main Works Contract BOQ (1).xlsx | F |  |  | NEW | CITYWALK PHASE-05, PLOT 5.11 | Residential | CITYWALK RESIDENTIAL 1 LLC |  | Q — Mechanical Engineering Installations | Q | Q07 | Q0702 | Q7 Insulation, including linings and protective coverings | SMDB-LL-BF to 20A TPN ISOL (Irrigation pump) | 35 | m | AED | 49 | 1715 | 5.06 | Mechanical Engineering Installations | Length (m), Weight (t), Area (m²), Enumerated (nr), Item | 62 | Fuzzy | ⚠ | Priced
| Citywalk Plot 5.11 Main Works Contract BOQ (1).xlsx | G |  |  | NEW | CITYWALK PHASE-05, PLOT 5.11 | Residential | CITYWALK RESIDENTIAL 1 LLC |  | Q — Mechanical Engineering Installations | Q | Q07 | Q0702 | Q7 Insulation, including linings and protective coverings | ESMDB-BF to 40A TPN ISOL (Sump pump) | 9 | m | AED | 49 | 441 | 5.06 | Mechanical Engineering Installations | Length (m), Weight (t), Area (m²), Enumerated (nr), Item | 61 | Fuzzy | ⚠ | Priced
| Citywalk Plot 5.11 Main Works Contract BOQ (1).xlsx | H |  |  | NEW | CITYWALK PHASE-05, PLOT 5.11 | Residential | CITYWALK RESIDENTIAL 1 LLC |  | R — Electrical Engineering Installations | R | R05 | R0501 | R5 Accessories | ESMDB-BF to 20A TPN ISOL (Lift sump pump) | 33 | m | AED | 49 | 1617 | 5.08 | Electrical Installations – LV Power Distribution & Cabling | m | 76 | AI | ⚠ | Priced
| Citywalk Plot 5.11 Main Works Contract BOQ (1).xlsx | J |  |  | NEW | CITYWALK PHASE-05, PLOT 5.11 | Residential | CITYWALK RESIDENTIAL 1 LLC |  | Q — Mechanical Engineering Installations | Q | Q03 | Q0303 | Q3 Ductwork | ESMDB-BF to 20A TPN ISOL (Circulation pump) | 23 | m | AED | 49 | 1127 | 5.06 | Mechanical Engineering Installations | Length (m), Weight (t), Area (m²), Enumerated (nr), Item | 65 | Fuzzy | ⚠ | Priced
| Citywalk Plot 5.11 Main Works Contract BOQ (1).xlsx | K |  |  | NEW | CITYWALK PHASE-05, PLOT 5.11 | Residential | CITYWALK RESIDENTIAL 1 LLC |  | R — Electrical Engineering Installations | R | R05 | R0502 | R5 Accessories | ESMDB-GF to CU-DX-SECURITY | 1 | Item | AED | 2083 | 2083 | 5.08 | Electrical Installations – Power Distribution Cables | Length (m) | 85 | AI | ✓ | Priced
| Citywalk Plot 5.11 Main Works Contract BOQ (1).xlsx | L |  |  | NEW | CITYWALK PHASE-05, PLOT 5.11 | Residential | CITYWALK RESIDENTIAL 1 LLC |  | Q — Mechanical Engineering Installations | Q | Q07 | Q0702 | Q7 Insulation, including linings and protective coverings | LV Panel -3 to 400A TPN ISOL (Fire pump) | 80 | m | AED | 1310 | 104800 | 5.06 | Mechanical Engineering Installations | Length (m), Weight (t), Area (m²), Enumerated (nr), Item | 63 | Fuzzy | ⚠ | Priced
| Citywalk Plot 5.11 Main Works Contract BOQ (1).xlsx | M |  |  | NEW | CITYWALK PHASE-05, PLOT 5.11 | Residential | CITYWALK RESIDENTIAL 1 LLC |  | R — Electrical Engineering Installations | R | R05 | R0502 | R5 Accessories | Generator to EMDB | 42 | m | AED | 3174 | 133308 | 5.08 | Electrical Installations – Power Distribution Cables | Length (m) | 90 | AI | ✓ | Priced
| Citywalk Plot 5.11 Main Works Contract BOQ (1).xlsx | A |  |  | NEW | CITYWALK PHASE-05, PLOT 5.11 | Residential | CITYWALK RESIDENTIAL 1 LLC |  | R — Electrical Engineering Installations | R | R05 | R0502 | R5 Accessories | EMDB to ESMDB-GF | 51 | m | AED | 1338 | 68238 | 5.08 | Electrical Installations – Power Distribution Cables | Length (m) | 88 | AI | ✓ | Priced
| Citywalk Plot 5.11 Main Works Contract BOQ (1).xlsx | B |  |  | NEW | CITYWALK PHASE-05, PLOT 5.11 | Residential | CITYWALK RESIDENTIAL 1 LLC |  | R — Electrical Engineering Installations | R | R05 | R0502 | R5 Accessories | EMDB to ESMDB-RF | 41 | m | AED | 335 | 13735 | 5.08 | Electrical Installations – Power Distribution Cables | Length (m) | 88 | AI | ✓ | Priced
| Citywalk Plot 5.11 Main Works Contract BOQ (1).xlsx | C |  |  | NEW | CITYWALK PHASE-05, PLOT 5.11 | Residential | CITYWALK RESIDENTIAL 1 LLC |  | R — Electrical Engineering Installations | R | R05 | R0502 | R5 Accessories | EMDB to EMCC-GF-1(FLS) | 20 | m | AED | 255 | 5100 | 5.08 | Electrical Installations – Power Distribution Cables | Length (m) | 87 | AI | ✓ | Priced
| Citywalk Plot 5.11 Main Works Contract BOQ (1).xlsx | D |  |  | NEW | CITYWALK PHASE-05, PLOT 5.11 | Residential | CITYWALK RESIDENTIAL 1 LLC |  | R — Electrical Engineering Installations | R | R05 | R0502 | R5 Accessories | EMDB to ESMDB-BF | 62 | m | AED | 183 | 11346 | 5.08 | Electrical Installations – Power Distribution Cables | Length (m) | 87 | AI | ✓ | Priced
| Citywalk Plot 5.11 Main Works Contract BOQ (1).xlsx | E |  |  | NEW | CITYWALK PHASE-05, PLOT 5.11 | Residential | CITYWALK RESIDENTIAL 1 LLC |  | R — Electrical Engineering Installations | R | R05 | R0502 | R5 Accessories | ESMDB-GF to 80A TPN ISOL (CPEF-1) | 59 | m | AED | 150 | 8850 | 5.08 | Electrical Installations – Power Distribution Cables | Length (m) | 86 | AI | ✓ | Priced
| Citywalk Plot 5.11 Main Works Contract BOQ (1).xlsx | F |  |  | NEW | CITYWALK PHASE-05, PLOT 5.11 | Residential | CITYWALK RESIDENTIAL 1 LLC |  | R — Electrical Engineering Installations | R | R05 | R0502 | R5 Accessories | ESMDB-GF to 80A TPN ISOL (CPEF-2) | 58 | m | AED | 150 | 8700 | 5.08 | Electrical Installations – Power Distribution Cables | Length (m) | 86 | AI | ✓ | Priced
| Citywalk Plot 5.11 Main Works Contract BOQ (1).xlsx | G |  |  | NEW | CITYWALK PHASE-05, PLOT 5.11 | Residential | CITYWALK RESIDENTIAL 1 LLC |  | R — Electrical Engineering Installations | R | R05 | R0502 | R5 Accessories | ESMDB-GF to EDB-L8 | 9 | m | AED | 150 | 1350 | 5.08 | Electrical Installations – Power Distribution Cables | Length (m) | 86 | AI | ✓ | Priced
| Citywalk Plot 5.11 Main Works Contract BOQ (1).xlsx | H |  |  | NEW | CITYWALK PHASE-05, PLOT 5.11 | Residential | CITYWALK RESIDENTIAL 1 LLC |  | R — Electrical Engineering Installations | R | R05 | R0502 | R5 Accessories | EMDB to 63A TPN ISOL (Service fire man lift) | 41 | m | AED | 116 | 4756 | 5.08 | Electrical Installations – Power Distribution Cables | Length (m) | 85 | AI | ✓ | Priced
| Citywalk Plot 5.11 Main Works Contract BOQ (1).xlsx | J |  |  | NEW | CITYWALK PHASE-05, PLOT 5.11 | Residential | CITYWALK RESIDENTIAL 1 LLC |  | R — Electrical Engineering Installations | R | R05 | R0502 | R5 Accessories | EMCC-GF-1(FLS) to 63A TPN ISOL (CPMAF-01) | 25 | m | AED | 116 | 2900 | 5.08 | Electrical Installations – Power Distribution Cables | Length (m) | 85 | AI | ✓ | Priced
| Citywalk Plot 5.11 Main Works Contract BOQ (1).xlsx | K |  |  | NEW | CITYWALK PHASE-05, PLOT 5.11 | Residential | CITYWALK RESIDENTIAL 1 LLC |  | R — Electrical Engineering Installations | R | R05 | R0502 | R5 Accessories | EMCC-GF-1(FLS) to 63A TPN ISOL (CPMAF-02) | 28 | m | AED | 116 | 3248 | 5.08 | Electrical Installations – Power Distribution Cables | Length (m) | 85 | AI | ✓ | Priced
| Citywalk Plot 5.11 Main Works Contract BOQ (1).xlsx | A |  |  | NEW | CITYWALK PHASE-05, PLOT 5.11 | Residential | CITYWALK RESIDENTIAL 1 LLC |  | R — Electrical Engineering Installations | R | R05 | R0502 | R5 Accessories | ESMDB-BF to EDB-BF | 8 | m | AED | 92 | 736 | 5.08 | Electrical Installations – Power Distribution Cables | Length (m) | 84 | AI | ⚠ | Priced
| Citywalk Plot 5.11 Main Works Contract BOQ (1).xlsx | B |  |  | NEW | CITYWALK PHASE-05, PLOT 5.11 | Residential | CITYWALK RESIDENTIAL 1 LLC |  | R — Electrical Engineering Installations | R | R05 | R0502 | R5 Accessories | EMCC-GF-1(FLS) to 32A TPN ISOL (SPF-01) | 27 | m | AED | 92 | 2484 | 5.08 | Electrical Installations – Power Distribution Cables | Length (m) | 84 | AI | ⚠ | Priced
| Citywalk Plot 5.11 Main Works Contract BOQ (1).xlsx | C |  |  | NEW | CITYWALK PHASE-05, PLOT 5.11 | Residential | CITYWALK RESIDENTIAL 1 LLC |  | R — Electrical Engineering Installations | R | R05 | R0502 | R5 Accessories | EMCC-GF-1(FLS) to 32A TPN ISOL (SPF-02) | 24 | m | AED | 92 | 2208 | 5.08 | Electrical Installations – Power Distribution Cables | Length (m) | 84 | AI | ⚠ | Priced
| Citywalk Plot 5.11 Main Works Contract BOQ (1).xlsx | D |  |  | NEW | CITYWALK PHASE-05, PLOT 5.11 | Residential | CITYWALK RESIDENTIAL 1 LLC |  | R — Electrical Engineering Installations | R | R05 | R0502 | R5 Accessories | ESMDB-GF to EDB-FCC | 31 | m | AED | 92 | 2852 | 5.08 | Electrical Installations – Power Distribution Cables | Length (m) | 85 | AI | ✓ | Priced
| Citywalk Plot 5.11 Main Works Contract BOQ (1).xlsx | E |  |  | NEW | CITYWALK PHASE-05, PLOT 5.11 | Residential | CITYWALK RESIDENTIAL 1 LLC |  | R — Electrical Engineering Installations | R | R05 | R0502 | R5 Accessories | ESMDB-GF to EDB-GF | 18 | m | AED | 92 | 1656 | 5.08 | Electrical Installations – Power Distribution Cables | Length (m) | 85 | AI | ✓ | Priced
| Citywalk Plot 5.11 Main Works Contract BOQ (1).xlsx | F |  |  | NEW | CITYWALK PHASE-05, PLOT 5.11 | Residential | CITYWALK RESIDENTIAL 1 LLC |  | R — Electrical Engineering Installations | R | R05 | R0502 | R5 Accessories | ESMDB-GF to EDB-L2 | 9 | m | AED | 92 | 828 | 5.08 | Electrical Installations – Power Distribution Cables | Length (m) | 85 | AI | ✓ | Priced
| Citywalk Plot 5.11 Main Works Contract BOQ (1).xlsx | G |  |  | NEW | CITYWALK PHASE-05, PLOT 5.11 | Residential | CITYWALK RESIDENTIAL 1 LLC |  | R — Electrical Engineering Installations | R | R05 | R0502 | R5 Accessories | ESMDB-GF to EDB-L5 | 9 | m | AED | 92 | 828 | 5.08 | Electrical Installations – Power Distribution Cables | Length (m) | 85 | AI | ✓ | Priced
| Citywalk Plot 5.11 Main Works Contract BOQ (1).xlsx | H |  |  | NEW | CITYWALK PHASE-05, PLOT 5.11 | Residential | CITYWALK RESIDENTIAL 1 LLC |  | Q — Mechanical Engineering Installations | Q | Q07 | Q0702 | Q7 Insulation, including linings and protective coverings | EMDB to 32A TPN ISOL (Jockey pump) | 75 | m | AED | 71 | 5325 | 5.06 | Mechanical Engineering Installations | Length (m), Weight (t), Area (m²), Enumerated (nr), Item | 64 | Fuzzy | ⚠ | Priced
| Citywalk Plot 5.11 Main Works Contract BOQ (1).xlsx | J |  |  | NEW | CITYWALK PHASE-05, PLOT 5.11 | Residential | CITYWALK RESIDENTIAL 1 LLC |  | R — Electrical Engineering Installations | R | R05 | R0502 | R5 Accessories | ESMDB-BF to 20A TPN ISOL (FPSF-01) | 18 | m | AED | 71 | 1278 | 5.08 | Electrical Installations – Power Distribution Cables | Length (m) | 84 | AI | ⚠ | Priced
| Citywalk Plot 5.11 Main Works Contract BOQ (1).xlsx | K |  |  | NEW | CITYWALK PHASE-05, PLOT 5.11 | Residential | CITYWALK RESIDENTIAL 1 LLC |  | R — Electrical Engineering Installations | R | R05 | R0502 | R5 Accessories | ESMDB-BF to 20A TPN ISOL (FPEF-01) | 18 | m | AED | 71 | 1278 | 5.08 | Electrical Installations – Power Distribution Cables | Length (m) | 84 | AI | ⚠ | Priced
| Citywalk Plot 5.11 Main Works Contract BOQ (1).xlsx | L |  |  | NEW | CITYWALK PHASE-05, PLOT 5.11 | Residential | CITYWALK RESIDENTIAL 1 LLC |  | Q — Mechanical Engineering Installations | Q | Q06 | Q0601 | Q6 Connections to supply mains | ESMDB-BF to 20A TPN ISOL (Diesel pump) | 22 | m | AED | 61 | 1342 | 5.06 | Mechanical Engineering Installations | Length (m), Weight (t), Area (m²), Enumerated (nr), Item | 62 | Fuzzy | ⚠ | Priced
| Citywalk Plot 5.11 Main Works Contract BOQ (1).xlsx | M |  |  | NEW | CITYWALK PHASE-05, PLOT 5.11 | Residential | CITYWALK RESIDENTIAL 1 LLC |  | R — Electrical Engineering Installations | R | R05 | R0503 | R5 Accessories | 150x50mm | 106 | m | AED | 64 | 6784 | 5.08 | Electrical Installations – Cable Management Systems | Length (m) | 88 | AI | ✓ | Priced
| Citywalk Plot 5.11 Main Works Contract BOQ (1).xlsx | A |  |  | NEW | CITYWALK PHASE-05, PLOT 5.11 | Residential | CITYWALK RESIDENTIAL 1 LLC |  | R — Electrical Engineering Installations | R | R05 | R0503 | R5 Accessories | 200x50mm | 13 | m | AED | 76 | 988 | 5.08 | Electrical Installations – Cable Management Systems | Length (m) | 88 | AI | ✓ | Priced
| Citywalk Plot 5.11 Main Works Contract BOQ (1).xlsx | B |  |  | NEW | CITYWALK PHASE-05, PLOT 5.11 | Residential | CITYWALK RESIDENTIAL 1 LLC |  | R — Electrical Engineering Installations | R | R05 | R0503 | R5 Accessories | 300x50mm | 164 | m | AED | 111 | 18204 | 5.08 | Electrical Installations – Cable Management Systems | Length (m) | 88 | AI | ✓ | Priced
| Citywalk Plot 5.11 Main Works Contract BOQ (1).xlsx | C |  |  | NEW | CITYWALK PHASE-05, PLOT 5.11 | Residential | CITYWALK RESIDENTIAL 1 LLC |  | R — Electrical Engineering Installations | R | R05 | R0503 | R5 Accessories | 450x50mm | 151 | m | AED | 146 | 22046 | 5.08 | Electrical Installations – Cable Management Systems | Length (m) | 88 | AI | ✓ | Priced
| Citywalk Plot 5.11 Main Works Contract BOQ (1).xlsx | D |  |  | NEW | CITYWALK PHASE-05, PLOT 5.11 | Residential | CITYWALK RESIDENTIAL 1 LLC |  | R — Electrical Engineering Installations | R | R05 | R0503 | R5 Accessories | 600x50mm | 39 | m | AED | 223 | 8697 | 5.08 | Electrical Installations – Cable Management Systems | Length (m) | 88 | AI | ✓ | Priced
| Citywalk Plot 5.11 Main Works Contract BOQ (1).xlsx | E |  |  | NEW | CITYWALK PHASE-05, PLOT 5.11 | Residential | CITYWALK RESIDENTIAL 1 LLC |  | R — Electrical Engineering Installations | R | R05 | R0503 | R5 Accessories | 100x100mm; 2 compartment | 7 | m | AED | 112 | 784 | 5.08 | Electrical Installations – Cable Management Systems | Length (m) | 87 | AI | ✓ | Priced
| Citywalk Plot 5.11 Main Works Contract BOQ (1).xlsx | F |  |  | NEW | CITYWALK PHASE-05, PLOT 5.11 | Residential | CITYWALK RESIDENTIAL 1 LLC |  | R — Electrical Engineering Installations | R | R05 | R0501 | R5 Accessories | LVP -1; 2500A 4P, TCL 880.00kW, MD 880.00kW | 1 | Nr. | AED | 347337 | 347337 | 5.08 | Electrical Installations – Distribution Boards & Control | Number | 90 | AI | ✓ | Priced
| Citywalk Plot 5.11 Main Works Contract BOQ (1).xlsx | G |  |  | NEW | CITYWALK PHASE-05, PLOT 5.11 | Residential | CITYWALK RESIDENTIAL 1 LLC |  | R — Electrical Engineering Installations | R | R05 | R0501 | R5 Accessories | LVP -2; 2500A 4P, TCL 1785.26kW, MD 1160.42kW | 1 | Nr. | AED | 381090 | 381090 | 5.08 | Electrical Installations – Distribution Boards & Control | Number | 90 | AI | ✓ | Priced
| Citywalk Plot 5.11 Main Works Contract BOQ (1).xlsx | H |  |  | NEW | CITYWALK PHASE-05, PLOT 5.11 | Residential | CITYWALK RESIDENTIAL 1 LLC |  | R — Electrical Engineering Installations | R | R05 | R0501 | R5 Accessories | LVP -3; 2500A 4P, TCL 1543.10kW, MD 1007.28kW | 1 | Nr. | AED | 400813 | 400813 | 5.08 | Electrical Installations – Distribution Boards & Control | Number | 90 | AI | ✓ | Priced
| Citywalk Plot 5.11 Main Works Contract BOQ (1).xlsx | J |  |  | NEW | CITYWALK PHASE-05, PLOT 5.11 | Residential | CITYWALK RESIDENTIAL 1 LLC |  | R — Electrical Engineering Installations | R | R05 | R0501 | R5 Accessories | EMDB; 1000A 4P, TCL 450.00kW | 1 | Nr. | AED | 177363 | 177363 | 5.08 | Electrical Installations – Distribution Boards & Control | Number | 90 | AI | ✓ | Priced
| Citywalk Plot 5.11 Main Works Contract BOQ (1).xlsx | K |  |  | NEW | CITYWALK PHASE-05, PLOT 5.11 | Residential | CITYWALK RESIDENTIAL 1 LLC |  | R — Electrical Engineering Installations | R | R05 | R0501 | R5 Accessories | EMCC-GF(FLS); TCL = 57.00 kW | 1 | Nr. | AED | 67386 | 67386 | 5.08 | Electrical Installations – Distribution Boards & Control | Number | 89 | AI | ✓ | Priced
| Citywalk Plot 5.11 Main Works Contract BOQ (1).xlsx | L |  |  | NEW | CITYWALK PHASE-05, PLOT 5.11 | Residential | CITYWALK RESIDENTIAL 1 LLC |  | R — Electrical Engineering Installations | R | R05 | R0501 | R5 Accessories | SMDB-LL-BF; TCL 25.00kW | 1 | Nr. | AED | 6513 | 6513 | 5.08 | Electrical Installations – Distribution Boards & Control | Number | 88 | AI | ✓ | Priced
| Citywalk Plot 5.11 Main Works Contract BOQ (1).xlsx | M |  |  | NEW | CITYWALK PHASE-05, PLOT 5.11 | Residential | CITYWALK RESIDENTIAL 1 LLC |  | R — Electrical Engineering Installations | R | R05 | R0501 | R5 Accessories | SMDB-LL-GF; TCL 106.00kW | 1 | Nr. | AED | 12610 | 12610 | 5.08 | Electrical Installations – Distribution Boards & Control | Number | 88 | AI | ✓ | Priced
| Citywalk Plot 5.11 Main Works Contract BOQ (1).xlsx | N |  |  | NEW | CITYWALK PHASE-05, PLOT 5.11 | Residential | CITYWALK RESIDENTIAL 1 LLC |  | R — Electrical Engineering Installations | R | R05 | R0501 | R5 Accessories | SMDB-POOL; TCL 100.00kW | 1 | Nr. | AED | 20682 | 20682 | 5.08 | Electrical Installations – Distribution Boards & Control | Number | 88 | AI | ✓ | Priced
| Citywalk Plot 5.11 Main Works Contract BOQ (1).xlsx | P |  |  | NEW | CITYWALK PHASE-05, PLOT 5.11 | Residential | CITYWALK RESIDENTIAL 1 LLC |  | R — Electrical Engineering Installations | R | R05 | R0501 | R5 Accessories | SMDB-RETAIL; TCL 150.00kW | 1 | Nr. | AED | 11280 | 11280 | 5.08 | Electrical Installations – Distribution Boards & Control | Number | 88 | AI | ✓ | Priced
| Citywalk Plot 5.11 Main Works Contract BOQ (1).xlsx | A |  |  | NEW | CITYWALK PHASE-05, PLOT 5.11 | Residential | CITYWALK RESIDENTIAL 1 LLC |  | R — Electrical Engineering Installations | R | R05 | R0501 | R5 Accessories | SMDB-EV-CHARGER; TCL 88.00kW | 1 | Nr. | AED | 20682 | 20682 | 5.08 | Electrical Installations – Distribution Boards & Control | Number | 88 | AI | ✓ | Priced
| Citywalk Plot 5.11 Main Works Contract BOQ (1).xlsx | B |  |  | NEW | CITYWALK PHASE-05, PLOT 5.11 | Residential | CITYWALK RESIDENTIAL 1 LLC |  | R — Electrical Engineering Installations | R | R05 | R0501 | R5 Accessories | ESMDB-BF; TCL= 41.00kW | 1 | Nr. | AED | 13840 | 13840 | 5.08 | Electrical Installations – Distribution Boards & Control | Number | 89 | AI | ✓ | Priced
| Citywalk Plot 5.11 Main Works Contract BOQ (1).xlsx | C |  |  | NEW | CITYWALK PHASE-05, PLOT 5.11 | Residential | CITYWALK RESIDENTIAL 1 LLC |  | R — Electrical Engineering Installations | R | R06 | R0601 | R6 Control gear | ESMDB-GF Inc External By-pass; TCL = 212.50kW | 1 | Nr. | AED | 18415 | 18415 | 3.01 | Electrical – Sub Main Distribution Board | Enumerated (nr) | 97 | Rule | ✓ | Priced
| Citywalk Plot 5.11 Main Works Contract BOQ (1).xlsx | D |  |  | NEW | CITYWALK PHASE-05, PLOT 5.11 | Residential | CITYWALK RESIDENTIAL 1 LLC |  | R — Electrical Engineering Installations | R | R05 | R0501 | R5 Accessories | DB-LL-BF; TCL 12.00kW | 1 | Nr. | AED | 4355 | 4355 | 5.08 | Electrical Installations – Distribution Boards & Control | Number | 88 | AI | ✓ | Priced
| Citywalk Plot 5.11 Main Works Contract BOQ (1).xlsx | E |  |  | NEW | CITYWALK PHASE-05, PLOT 5.11 | Residential | CITYWALK RESIDENTIAL 1 LLC |  | R — Electrical Engineering Installations | R | R05 | R0501 | R5 Accessories | DB-GF-FACADE; TCL 12.00kW | 1 | Nr. | AED | 3196 | 3196 | 5.08 | Electrical Installations – Distribution Boards & Control | Number | 88 | AI | ✓ | Priced
| Citywalk Plot 5.11 Main Works Contract BOQ (1).xlsx | F |  |  | NEW | CITYWALK PHASE-05, PLOT 5.11 | Residential | CITYWALK RESIDENTIAL 1 LLC |  | R — Electrical Engineering Installations | R | R05 | R0501 | R5 Accessories | DB-LL-GF; TCL 21.00kW | 1 | Nr. | AED | 7218 | 7218 | 5.08 | Electrical Installations – Distribution Board | Number | 92 | AI | ✓ | Priced
| Citywalk Plot 5.11 Main Works Contract BOQ (1).xlsx | G |  |  | NEW | CITYWALK PHASE-05, PLOT 5.11 | Residential | CITYWALK RESIDENTIAL 1 LLC |  | R — Electrical Engineering Installations | R | R05 | R0501 | R5 Accessories | DB-GF-LS; TCL 8.00kW | 1 | Nr. | AED | 7218 | 7218 | 5.08 | Electrical Installations – Distribution Board | Number | 92 | AI | ✓ | Priced
| Citywalk Plot 5.11 Main Works Contract BOQ (1).xlsx | H |  |  | NEW | CITYWALK PHASE-05, PLOT 5.11 | Residential | CITYWALK RESIDENTIAL 1 LLC |  | R — Electrical Engineering Installations | R | R05 | R0501 | R5 Accessories | DB-RETAIL | 1 | Nr. | AED | 3124 | 3124 | 5.08 | Electrical Installations – Distribution Board | Number | 92 | AI | ✓ | Priced
| Citywalk Plot 5.11 Main Works Contract BOQ (1).xlsx | J |  |  | NEW | CITYWALK PHASE-05, PLOT 5.11 | Residential | CITYWALK RESIDENTIAL 1 LLC |  | R — Electrical Engineering Installations | R | R05 | R0501 | R5 Accessories | DB-SS; TCL 2.00kW | 1 | Nr. | AED | 2030 | 2030 | 5.08 | Electrical Installations – Distribution Board | Number | 92 | AI | ✓ | Priced
| Citywalk Plot 5.11 Main Works Contract BOQ (1).xlsx | K |  |  | NEW | CITYWALK PHASE-05, PLOT 5.11 | Residential | CITYWALK RESIDENTIAL 1 LLC |  | R — Electrical Engineering Installations | R | R05 | R0501 | R5 Accessories | EDB-BF; TCL 10.00kW | 1 | Nr. | AED | 3757 | 3757 | 5.08 | Electrical Installations – Emergency Distribution Board | Number | 93 | AI | ✓ | Priced
| Citywalk Plot 5.11 Main Works Contract BOQ (1).xlsx | L |  |  | NEW | CITYWALK PHASE-05, PLOT 5.11 | Residential | CITYWALK RESIDENTIAL 1 LLC |  | R — Electrical Engineering Installations | R | R05 | R0501 | R5 Accessories | EDB-FCC; TCL 12.60kW | 1 | Nr. | AED | 4283 | 4283 | 5.08 | Electrical Installations – Emergency Distribution Board | Number | 93 | AI | ✓ | Priced
| Citywalk Plot 5.11 Main Works Contract BOQ (1).xlsx | M |  |  | NEW | CITYWALK PHASE-05, PLOT 5.11 | Residential | CITYWALK RESIDENTIAL 1 LLC |  | R — Electrical Engineering Installations | R | R05 | R0501 | R5 Accessories | EDB-GF; TCL 15.00kW | 1 | Nr. | AED | 5114 | 5114 | 5.08 | Electrical Installations – Emergency Distribution Board | Number | 93 | AI | ✓ | Priced
| Citywalk Plot 5.11 Main Works Contract BOQ (1).xlsx | N |  |  | NEW | CITYWALK PHASE-05, PLOT 5.11 | Residential | CITYWALK RESIDENTIAL 1 LLC |  | R — Electrical Engineering Installations | R | R05 | R0501 | R5 Accessories | EDB-MTR; TCL 34.00kW | 1 | Nr. | AED | 4626 | 4626 | 5.08 | Electrical Installations – Emergency Distribution Board | Number | 93 | AI | ✓ | Priced
| Citywalk Plot 5.11 Main Works Contract BOQ (1).xlsx | P |  |  | NEW | CITYWALK PHASE-05, PLOT 5.11 | Residential | CITYWALK RESIDENTIAL 1 LLC |  | R — Electrical Engineering Installations | R | R05 | R0501 | R5 Accessories | UDB-SECURITY; TCL 20.00kW | 1 | Nr. | AED | 4127 | 4127 | 5.08 | Electrical Installations – Distribution Board | Number | 91 | AI | ✓ | Priced
| Citywalk Plot 5.11 Main Works Contract BOQ (1).xlsx | Q |  |  | NEW | CITYWALK PHASE-05, PLOT 5.11 | Residential | CITYWALK RESIDENTIAL 1 LLC |  | R — Electrical Engineering Installations | R | R05 | R0502 | R5 Accessories | CB; 300 KVAR | 2 | Nr. | AED | 69424 | 138848 | 5.08 | Electrical Installations – Capacitor Bank | Number | 88 | AI | ✓ | Priced
| Citywalk Plot 5.11 Main Works Contract BOQ (1).xlsx | R |  |  | NEW | CITYWALK PHASE-05, PLOT 5.11 | Residential | CITYWALK RESIDENTIAL 1 LLC |  | R — Electrical Engineering Installations | R | R05 | R0502 | R5 Accessories | CB; 350 KVAR | 1 | Nr. | AED | 74352 | 74352 | 5.08 | Electrical Installations – Capacitor Bank | Number | 88 | AI | ✓ | Priced
| Citywalk Plot 5.11 Main Works Contract BOQ (1).xlsx | A |  |  | NEW | CITYWALK PHASE-05, PLOT 5.11 | Residential | CITYWALK RESIDENTIAL 1 LLC |  | R — Electrical Engineering Installations | R | R05 | R0502 | R5 Accessories | HF; 160A TP | 1 | Nr. | AED | 0 | Provision only as per DHRE response for TQR 1 point 7 | 5.08 | Electrical Installations – Harmonic Filter | Number | 89 | AI | ✓ | Unpriced
| Citywalk Plot 5.11 Main Works Contract BOQ (1).xlsx | B |  |  | NEW | CITYWALK PHASE-05, PLOT 5.11 | Residential | CITYWALK RESIDENTIAL 1 LLC |  | R — Electrical Engineering Installations | R | R05 | R0504 | R5 Accessories | 500kVA Generator | 1 | Nr. | AED | 468000 | 468000 | 5.08 | Electrical Installations – Generator | Number | 91 | AI | ✓ | Priced
| Citywalk Plot 5.11 Main Works Contract BOQ (1).xlsx | C |  |  | NEW | CITYWALK PHASE-05, PLOT 5.11 | Residential | CITYWALK RESIDENTIAL 1 LLC |  | R — Electrical Engineering Installations | R | R05 | R0502 | R5 Accessories | CT-METER RETAIL-1 | 1 | Nr. | AED | 6428 | 6428 | 5.08 | Electrical Installations – Metering Equipment | Number | 90 | AI | ✓ | Priced
| Citywalk Plot 5.11 Main Works Contract BOQ (1).xlsx | D |  |  | NEW | CITYWALK PHASE-05, PLOT 5.11 | Residential | CITYWALK RESIDENTIAL 1 LLC |  | R — Electrical Engineering Installations | R | R05 | R0502 | R5 Accessories | CT-METER EV-CHARGER | 1 | Nr. | AED | 5286 | 5286 | 5.08 | Electrical Installations – Metering Equipment | Number | 90 | AI | ✓ | Priced
| Citywalk Plot 5.11 Main Works Contract BOQ (1).xlsx | E |  |  | NEW | CITYWALK PHASE-05, PLOT 5.11 | Residential | CITYWALK RESIDENTIAL 1 LLC |  | R — Electrical Engineering Installations | R | R05 | R0502 | R5 Accessories | 20A TPN | 9 | Nr. | AED | 219 | 1971 | 5.08 | Electrical Installations – Metering Equipment | Number | 89 | AI | ✓ | Priced
| Citywalk Plot 5.11 Main Works Contract BOQ (1).xlsx | F |  |  | NEW | CITYWALK PHASE-05, PLOT 5.11 | Residential | CITYWALK RESIDENTIAL 1 LLC |  | R — Electrical Engineering Installations | R | R05 | R0502 | R5 Accessories | 20A TPN, FR | 1 | Nr. | AED | 832 | 832 | 5.08 | Electrical Installations – Metering Equipment | Number | 89 | AI | ✓ | Priced
| Citywalk Plot 5.11 Main Works Contract BOQ (1).xlsx | G |  |  | NEW | CITYWALK PHASE-05, PLOT 5.11 | Residential | CITYWALK RESIDENTIAL 1 LLC |  | R — Electrical Engineering Installations | R | R05 | R0502 | R5 Accessories | 32A TPN | 2 | Nr. | AED | 226 | 452 | 5.08 | Electrical Installations – Metering Equipment | Number | 89 | AI | ✓ | Priced
| Citywalk Plot 5.11 Main Works Contract BOQ (1).xlsx | H |  |  | NEW | CITYWALK PHASE-05, PLOT 5.11 | Residential | CITYWALK RESIDENTIAL 1 LLC |  | R — Electrical Engineering Installations | R | R05 | R0502 | R5 Accessories | 32A TPN, FR | 2 | Nr. | AED | 841 | 1682 | 5.08 | Electrical Installations – Metering Equipment | Number | 89 | AI | ✓ | Priced
| Citywalk Plot 5.11 Main Works Contract BOQ (1).xlsx | J |  |  | NEW | CITYWALK PHASE-05, PLOT 5.11 | Residential | CITYWALK RESIDENTIAL 1 LLC |  | R — Electrical Engineering Installations | R | R05 | R0502 | R5 Accessories | 40A TPN | 7 | Nr. | AED | 234 | 1638 | 5.08 | Electrical Installations – Metering Equipment | Number | 89 | AI | ✓ | Priced
| Citywalk Plot 5.11 Main Works Contract BOQ (1).xlsx | K |  |  | NEW | CITYWALK PHASE-05, PLOT 5.11 | Residential | CITYWALK RESIDENTIAL 1 LLC |  | R — Electrical Engineering Installations | R | R05 | R0502 | R5 Accessories | 63A TPN | 1 | Nr. | AED | 780 | 780 | 5.08 | Electrical Installations – Metering Equipment | Number | 89 | AI | ✓ | Priced
| Citywalk Plot 5.11 Main Works Contract BOQ (1).xlsx | L |  |  | NEW | CITYWALK PHASE-05, PLOT 5.11 | Residential | CITYWALK RESIDENTIAL 1 LLC |  | R — Electrical Engineering Installations | R | R05 | R0502 | R5 Accessories | 63A TPN, FR | 1 | Nr. | AED | 1581 | 1581 | 5.08 | Electrical Installations – Metering Equipment | Number | 89 | AI | ✓ | Priced
| Citywalk Plot 5.11 Main Works Contract BOQ (1).xlsx | M |  |  | NEW | CITYWALK PHASE-05, PLOT 5.11 | Residential | CITYWALK RESIDENTIAL 1 LLC |  | R — Electrical Engineering Installations | R | R05 | R0502 | R5 Accessories | 80A TPN | 2 | Nr. | AED | 780 | 1560 | 5.08 | Electrical Installations – Metering Equipment | Number | 89 | AI | ✓ | Priced
| Citywalk Plot 5.11 Main Works Contract BOQ (1).xlsx | N |  |  | NEW | CITYWALK PHASE-05, PLOT 5.11 | Residential | CITYWALK RESIDENTIAL 1 LLC |  | R — Electrical Engineering Installations | R | R05 | R0502 | R5 Accessories | 80A TPN, FR | 2 | Nr. | AED | 2040 | 4080 | 5.08 | Electrical Installations – Metering Equipment | Number | 89 | AI | ✓ | Priced
| Citywalk Plot 5.11 Main Works Contract BOQ (1).xlsx | P |  |  | NEW | CITYWALK PHASE-05, PLOT 5.11 | Residential | CITYWALK RESIDENTIAL 1 LLC |  | R — Electrical Engineering Installations | R | R05 | R0502 | R5 Accessories | 400A TPN | 1 | Nr. | AED | 14985 | 14985 | 5.08 | Electrical Installations – Metering Equipment | Number | 89 | AI | ✓ | Priced
| Citywalk Plot 5.11 Main Works Contract BOQ (1).xlsx | Q |  |  | NEW | CITYWALK PHASE-05, PLOT 5.11 | Residential | CITYWALK RESIDENTIAL 1 LLC |  | N — Special Construction | N | N01 | N0101 | N1 Generally | TPN for water feature pump | 1 | Nr. | AED | 721 | 721 | 5.13 | Specialist Installations | Enumerated (nr), Item | 63 | Fuzzy | ⚠ | Priced
| Citywalk Plot 5.11 Main Works Contract BOQ (1).xlsx | R |  |  | NEW | CITYWALK PHASE-05, PLOT 5.11 | Residential | CITYWALK RESIDENTIAL 1 LLC |  | A — General Requirements | A | A04 | A0401 | Contractor's administrative arrangements | 63A TPN for CU-DX security | 1 | Nr. | AED | 844 | 844 | 9.01 | Preliminaries / General Requirements | Item | 77 | Fuzzy | ⚠ | Priced
| Citywalk Plot 5.11 Main Works Contract BOQ (1).xlsx | A |  |  | NEW | CITYWALK PHASE-05, PLOT 5.11 | Residential | CITYWALK RESIDENTIAL 1 LLC |  | R — Electrical Engineering Installations | R | R05 | R0502 | R5 Accessories | 63A TPN for provision for LAWN & future events | 1 | Nr. | AED | 844 | 844 | 5.08 | Electrical Installations – Metering Equipment | Number | 88 | AI | ✓ | Priced
| Citywalk Plot 5.11 Main Works Contract BOQ (1).xlsx | B |  |  | NEW | CITYWALK PHASE-05, PLOT 5.11 | Residential | CITYWALK RESIDENTIAL 1 LLC |  | R — Electrical Engineering Installations | R | R05 | R0504 | R5 Accessories | EV Chargers | 4 | Nr. | AED | 7132 | 28528 | 5.08 | Electrical Installations – EV Charging Equipment | Number | 92 | AI | ✓ | Priced
| Citywalk Plot 5.11 Main Works Contract BOQ (1).xlsx | C |  |  | NEW | CITYWALK PHASE-05, PLOT 5.11 | Residential | CITYWALK RESIDENTIAL 1 LLC |  | R — Electrical Engineering Installations | R | R04 | R0401 | R4 Final sub-circuits and auxiliary installations | Socket outlet points | 135 | Nr. | AED | 176 | 23760 | 3.01 | Electrical – Power Points | Enumerated (nr) | 95 | Rule | ✓ | Priced
| Citywalk Plot 5.11 Main Works Contract BOQ (1).xlsx | D |  |  | NEW | CITYWALK PHASE-05, PLOT 5.11 | Residential | CITYWALK RESIDENTIAL 1 LLC |  | R — Electrical Engineering Installations | R | R04 | R0401 | R4 Final sub-circuits and auxiliary installations | Floor box points | 3 | Nr. | AED | 229 | 687 | 3.01 | Electrical – Power Points | Enumerated (nr) | 95 | Rule | ✓ | Priced
| Citywalk Plot 5.11 Main Works Contract BOQ (1).xlsx | E |  |  | NEW | CITYWALK PHASE-05, PLOT 5.11 | Residential | CITYWALK RESIDENTIAL 1 LLC |  | R — Electrical Engineering Installations | R | R04 | R0401 | R4 Final sub-circuits and auxiliary installations | Industrial socket points | 2 | Nr. | AED | 439 | 878 | 5.08 | Electrical Engineering Installations | Length (m), Enumerated (nr), Item | 73 | Fuzzy | ⚠ | Priced
| Citywalk Plot 5.11 Main Works Contract BOQ (1).xlsx | F |  |  | NEW | CITYWALK PHASE-05, PLOT 5.11 | Residential | CITYWALK RESIDENTIAL 1 LLC |  | R — Electrical Engineering Installations | R | R04 | R0401 | R4 Final sub-circuits and auxiliary installations | Isolator points | 13 | Nr. | AED | 1795 | 23335 | 5.08 | Electrical Engineering Installations | Length (m), Enumerated (nr), Item | 68 | Fuzzy | ⚠ | Priced
| Citywalk Plot 5.11 Main Works Contract BOQ (1).xlsx | G |  |  | NEW | CITYWALK PHASE-05, PLOT 5.11 | Residential | CITYWALK RESIDENTIAL 1 LLC |  | R — Electrical Engineering Installations | R | R04 | R0401 | R4 Final sub-circuits and auxiliary installations | 13A single switch socket outlet | 28 | Nr. | AED | 137 | 3836 | 3.01 | Electrical – Socket Outlet | Enumerated (nr) | 97 | Rule | ✓ | Priced
| Citywalk Plot 5.11 Main Works Contract BOQ (1).xlsx | H |  |  | NEW | CITYWALK PHASE-05, PLOT 5.11 | Residential | CITYWALK RESIDENTIAL 1 LLC |  | R — Electrical Engineering Installations | R | R04 | R0401 | R4 Final sub-circuits and auxiliary installations | 13A single switch socket outlet, weatherproof, IP56 | 38 | Nr. | AED | 123 | 4674 | 3.01 | Electrical – Socket Outlet | Enumerated (nr) | 97 | Rule | ✓ | Priced
| Citywalk Plot 5.11 Main Works Contract BOQ (1).xlsx | J |  |  | NEW | CITYWALK PHASE-05, PLOT 5.11 | Residential | CITYWALK RESIDENTIAL 1 LLC |  | R — Electrical Engineering Installations | R | R05 | R0501 | R5 Accessories | 13A twin switch socket outlet | 15 | Nr. | AED | 176 | 2640 | 5.08 | Electrical Engineering Installations | Length (m), Enumerated (nr), Item | 74 | Fuzzy | ⚠ | Priced
| Citywalk Plot 5.11 Main Works Contract BOQ (1).xlsx | K |  |  | NEW | CITYWALK PHASE-05, PLOT 5.11 | Residential | CITYWALK RESIDENTIAL 1 LLC |  | Q — Mechanical Engineering Installations | Q | Q03 | Q0301 | Q3 Ductwork | 13A switched spur outlet with neon indicator for FCU | 26 | Nr. | AED | 33 | 858 | 5.06 | Mechanical Engineering Installations | Length (m), Weight (t), Area (m²), Enumerated (nr), Item | 66 | Fuzzy | ⚠ | Priced
| Citywalk Plot 5.11 Main Works Contract BOQ (1).xlsx | L |  |  | NEW | CITYWALK PHASE-05, PLOT 5.11 | Residential | CITYWALK RESIDENTIAL 1 LLC |  | R — Electrical Engineering Installations | R | R05 | R0503 | R5 Accessories | 13A unswitched fused spur outlet with neon indicator | 28 | Nr. | AED | 39 | 1092 | 5.08 | Electrical Installations – Small Power Outlet | Number | 90 | AI | ✓ | Priced
| Citywalk Plot 5.11 Main Works Contract BOQ (1).xlsx | M |  |  | NEW | CITYWALK PHASE-05, PLOT 5.11 | Residential | CITYWALK RESIDENTIAL 1 LLC |  | R — Electrical Engineering Installations | R | R04 | R0401 | R4 Final sub-circuits and auxiliary installations | Floor box; FB1; 13A twin switch socket outlet and RJ45 twin outlet ( RJ45 outlet measured separately ) | 3 | Nr. | AED | 1971 | 5913 | 3.01 | Electrical – Floor Box | Enumerated (nr) | 95 | Rule | ✓ | Priced
| Citywalk Plot 5.11 Main Works Contract BOQ (1).xlsx | N |  |  | NEW | CITYWALK PHASE-05, PLOT 5.11 | Residential | CITYWALK RESIDENTIAL 1 LLC |  | R — Electrical Engineering Installations | R | R04 | R0401 | R4 Final sub-circuits and auxiliary installations | 16A SPN industrial socket outlet, IP54 | 2 | Nr. | AED | 364 | 728 | 5.08 | Electrical Engineering Installations | Length (m), Enumerated (nr), Item | 71 | Fuzzy | ⚠ | Priced
| Citywalk Plot 5.11 Main Works Contract BOQ (1).xlsx | A |  |  | NEW | CITYWALK PHASE-05, PLOT 5.11 | Residential | CITYWALK RESIDENTIAL 1 LLC |  | R — Electrical Engineering Installations | R | R05 | R0501 | R5 Accessories | 20A SPN isolator | 4 | Nr. | AED | 216 | 864 | 5.08 | Electrical Installations – Isolator Switch | Number | 89 | AI | ✓ | Priced
| Citywalk Plot 5.11 Main Works Contract BOQ (1).xlsx | B |  |  | NEW | CITYWALK PHASE-05, PLOT 5.11 | Residential | CITYWALK RESIDENTIAL 1 LLC |  | R — Electrical Engineering Installations | R | R05 | R0501 | R5 Accessories | 20A TPN isolator | 1 | Nr. | AED | 219 | 219 | 5.08 | Electrical Installations – Isolator Switch | Number | 89 | AI | ✓ | Priced
| Citywalk Plot 5.11 Main Works Contract BOQ (1).xlsx | C |  |  | NEW | CITYWALK PHASE-05, PLOT 5.11 | Residential | CITYWALK RESIDENTIAL 1 LLC |  | R — Electrical Engineering Installations | R | R05 | R0501 | R5 Accessories | 32A SPN isolator | 1 | Nr. | AED | 223 | 223 | 5.08 | Electrical Installations – Isolator Switch | Number | 89 | AI | ✓ | Priced
| Citywalk Plot 5.11 Main Works Contract BOQ (1).xlsx | D |  |  | NEW | CITYWALK PHASE-05, PLOT 5.11 | Residential | CITYWALK RESIDENTIAL 1 LLC |  | R — Electrical Engineering Installations | R | R05 | R0501 | R5 Accessories | 32A TPN isolator | 1 | Nr. | AED | 226 | 226 | 5.08 | Electrical Installations – Isolator Switch | Number | 89 | AI | ✓ | Priced
| Citywalk Plot 5.11 Main Works Contract BOQ (1).xlsx | E |  |  | NEW | CITYWALK PHASE-05, PLOT 5.11 | Residential | CITYWALK RESIDENTIAL 1 LLC |  | G — Thermal And Moisture Protection | G | G04 | G0400 | G4 Insulation | 40A TPN isolator | 2 | Nr. | AED | 234 | 468 | 2.03 | Roof / Thermal & Moisture Protection | Area (m²), Length (m), Enumerated (nr) | 62 | Fuzzy | ⚠ | Priced
| Citywalk Plot 5.11 Main Works Contract BOQ (1).xlsx | F |  |  | NEW | CITYWALK PHASE-05, PLOT 5.11 | Residential | CITYWALK RESIDENTIAL 1 LLC |  | R — Electrical Engineering Installations | R | R05 | R0501 | R5 Accessories | 63A TPN isolator | 2 | Nr. | AED | 780 | 1560 | 5.08 | Electrical Installations – Isolator Switch | Number | 89 | AI | ✓ | Priced
| Citywalk Plot 5.11 Main Works Contract BOQ (1).xlsx | G |  |  | NEW | CITYWALK PHASE-05, PLOT 5.11 | Residential | CITYWALK RESIDENTIAL 1 LLC |  | R — Electrical Engineering Installations | R | R05 | R0501 | R5 Accessories | TPN isolator for GSM etisalat and GSM DU | 2 | Nr. | AED | 234 | 468 | 5.08 | Electrical Installations – Isolator Switch | Number | 88 | AI | ✓ | Priced
| Citywalk Plot 5.11 Main Works Contract BOQ (1).xlsx | A |  |  | NEW | CITYWALK PHASE-05, PLOT 5.11 | Residential | CITYWALK RESIDENTIAL 1 LLC |  | R — Electrical Engineering Installations | R | R04 | R0401 | R4 Final sub-circuits and auxiliary installations | Light points | 317 | Nr. | AED | 172 | 54524 | 5.08 | Electrical Engineering Installations | Length (m), Enumerated (nr), Item | 79 | Fuzzy | ⚠ | Priced
| Citywalk Plot 5.11 Main Works Contract BOQ (1).xlsx | B |  |  | NEW | CITYWALK PHASE-05, PLOT 5.11 | Residential | CITYWALK RESIDENTIAL 1 LLC |  | R — Electrical Engineering Installations | R | R04 | R0401 | R4 Final sub-circuits and auxiliary installations | Linear light points | 194 | m | AED | 122 | 23668 | 5.08 | Electrical Engineering Installations | Length (m), Enumerated (nr), Item | 77 | Fuzzy | ⚠ | Priced
| Citywalk Plot 5.11 Main Works Contract BOQ (1).xlsx | C |  |  | NEW | CITYWALK PHASE-05, PLOT 5.11 | Residential | CITYWALK RESIDENTIAL 1 LLC |  | B — Site Work | B | B23 | B2304 | B23 Railway work | Track channel | 25 | m | AED | 104 | 2600 | 8.01 | Site Works, Drainage, External Services & Landscaping | Volume (m³), Length (m), Area (m²), Enumerated (nr), Item | 61 | Fuzzy | ⚠ | Priced
| Citywalk Plot 5.11 Main Works Contract BOQ (1).xlsx | D |  |  | NEW | CITYWALK PHASE-05, PLOT 5.11 | Residential | CITYWALK RESIDENTIAL 1 LLC |  | R — Electrical Engineering Installations | R | R05 | R0501 | R5 Accessories | Facade light points | 77 | Nr. | AED | 635 | 48895 | 3.01 | Electrical – Facade Lighting Points | Enumerated (nr) | 95 | Rule | ✓ | Priced
| Citywalk Plot 5.11 Main Works Contract BOQ (1).xlsx | E |  |  | NEW | CITYWALK PHASE-05, PLOT 5.11 | Residential | CITYWALK RESIDENTIAL 1 LLC |  | R — Electrical Engineering Installations | R | R05 | R0501 | R5 Accessories | Facade linear light points | 319 | m | AED | 153 | 48807 | 3.01 | Electrical – Facade Lighting Points | Enumerated (nr) | 95 | Rule | ✓ | Priced
| Citywalk Plot 5.11 Main Works Contract BOQ (1).xlsx | F |  |  | NEW | CITYWALK PHASE-05, PLOT 5.11 | Residential | CITYWALK RESIDENTIAL 1 LLC |  | R — Electrical Engineering Installations | R | R04 | R0401 | R4 Final sub-circuits and auxiliary installations | Lighting switch points | 57 | Nr. | AED | 96 | 5472 | 5.08 | Electrical Engineering Installations | Length (m), Enumerated (nr), Item | 79 | Fuzzy | ⚠ | Priced
| Citywalk Plot 5.11 Main Works Contract BOQ (1).xlsx | G |  |  | NEW | CITYWALK PHASE-05, PLOT 5.11 | Residential | CITYWALK RESIDENTIAL 1 LLC |  | R — Electrical Engineering Installations | R | R04 | R0401 | R4 Final sub-circuits and auxiliary installations | Sensors points | 30 | Nr. | AED | 391 | 11730 | 5.08 | Electrical Engineering Installations | Length (m), Enumerated (nr), Item | 70 | Fuzzy | ⚠ | Priced
| Citywalk Plot 5.11 Main Works Contract BOQ (1).xlsx | H |  |  | NEW | CITYWALK PHASE-05, PLOT 5.11 | Residential | CITYWALK RESIDENTIAL 1 LLC |  | R — Electrical Engineering Installations | R | R04 | R0401 | R4 Final sub-circuits and auxiliary installations | ID Light Points | 2 | Nr. | AED | 201 | 402 | 5.08 | Electrical Engineering Installations | Length (m), Enumerated (nr), Item | 79 | Fuzzy | ⚠ | Priced
| Citywalk Plot 5.11 Main Works Contract BOQ (1).xlsx | A |  |  | NEW | CITYWALK PHASE-05, PLOT 5.11 | Residential | CITYWALK RESIDENTIAL 1 LLC |  | J — Finishes | J | J05 | J0501 | J5 Suspended ceilings | A1; 20W LED - ceiling surface mounted downlight , IP65 | 14 | Nr. | AED | 298 | 4172 | 3.01 | Internal Finishes | Area (m²), Length (m) | 65 | Fuzzy | ⚠ | Priced
| Citywalk Plot 5.11 Main Works Contract BOQ (1).xlsx | B |  |  | NEW | CITYWALK PHASE-05, PLOT 5.11 | Residential | CITYWALK RESIDENTIAL 1 LLC |  | R — Electrical Engineering Installations | R | R04 | R0404 | R4 Final sub-circuits and auxiliary installations | B1; 10W LED recessed type downlight, IP44 | 2 | Nr. | AED | 95 | 190 | 5.08 | Electrical Installations – LED Lighting | Number | 90 | AI | ✓ | Priced
| Citywalk Plot 5.11 Main Works Contract BOQ (1).xlsx | C |  |  | NEW | CITYWALK PHASE-05, PLOT 5.11 | Residential | CITYWALK RESIDENTIAL 1 LLC |  | J — Finishes | J | J02 | J0202 | J2 Backgrounds | F1; 30W linear ceiling surface mounted LED light, IP65 | 56 | Nr. | AED | 132 | 7392 | 3.01 | Internal Finishes | Area (m²), Length (m) | 65 | Fuzzy | ⚠ | Priced
| Citywalk Plot 5.11 Main Works Contract BOQ (1).xlsx | D |  |  | NEW | CITYWALK PHASE-05, PLOT 5.11 | Residential | CITYWALK RESIDENTIAL 1 LLC |  | R — Electrical Engineering Installations | R | R04 | R0404 | R4 Final sub-circuits and auxiliary installations | F1/W; 30W linear wall mounted LED light, IP65 | 27 | Nr. | AED | 132 | 3564 | 5.08 | Electrical Installations – LED Lighting | Number | 90 | AI | ✓ | Priced
| Citywalk Plot 5.11 Main Works Contract BOQ (1).xlsx | E |  |  | NEW | CITYWALK PHASE-05, PLOT 5.11 | Residential | CITYWALK RESIDENTIAL 1 LLC |  | J — Finishes | J | J02 | J0202 | J2 Backgrounds | F2; 35W linear ceiling surface mounted LED light, IP65 | 73 | Nr. | AED | 132 | 9636 | 3.01 | Internal Finishes | Area (m²), Length (m) | 66 | Fuzzy | ⚠ | Priced
| Citywalk Plot 5.11 Main Works Contract BOQ (1).xlsx | F |  |  | NEW | CITYWALK PHASE-05, PLOT 5.11 | Residential | CITYWALK RESIDENTIAL 1 LLC |  | J — Finishes | J | J02 | J0201 | J2 Backgrounds | F2a; 35W linear ceiling surface mounted LED light integrated with sensor, IP65 | 73 | Nr. | AED | 132 | 9636 | 3.01 | Internal Finishes | Area (m²), Length (m) | 67 | Fuzzy | ⚠ | Priced
| Citywalk Plot 5.11 Main Works Contract BOQ (1).xlsx | G |  |  | NEW | CITYWALK PHASE-05, PLOT 5.11 | Residential | CITYWALK RESIDENTIAL 1 LLC |  | R — Electrical Engineering Installations | R | R04 | R0404 | R4 Final sub-circuits and auxiliary installations | F3; 40W recessed 600mm x 600mm troffers LED luminaire, IP20 | 7 | Nr. | AED | 132 | 924 | 5.08 | Electrical Installations – LED Lighting | Number | 89 | AI | ✓ | Priced
| Citywalk Plot 5.11 Main Works Contract BOQ (1).xlsx | H |  |  | NEW | CITYWALK PHASE-05, PLOT 5.11 | Residential | CITYWALK RESIDENTIAL 1 LLC |  | R — Electrical Engineering Installations | R | R04 | R0404 | R4 Final sub-circuits and auxiliary installations | F4; 40W recessed 600mm x 600mm troffers LED luminaire, IP44 | 8 | Nr. | AED | 132 | 1056 | 5.08 | Electrical Installations – LED Lighting | Number | 89 | AI | ✓ | Priced
| Citywalk Plot 5.11 Main Works Contract BOQ (1).xlsx | J |  |  | NEW | CITYWALK PHASE-05, PLOT 5.11 | Residential | CITYWALK RESIDENTIAL 1 LLC |  | R — Electrical Engineering Installations | R | R04 | R0404 | R4 Final sub-circuits and auxiliary installations | WL; 15W parapet surface mounted wall light LED, IP65 | 3 | Nr. | AED | 152 | 456 | 5.08 | Electrical Installations – LED Lighting | Number | 89 | AI | ✓ | Priced
| Citywalk Plot 5.11 Main Works Contract BOQ (1).xlsx | K |  |  | NEW | CITYWALK PHASE-05, PLOT 5.11 | Residential | CITYWALK RESIDENTIAL 1 LLC |  | J — Finishes | J | J05 | J0500 | J5 Suspended ceilings | LO-1; 22.8W LED - recessed ceiling downlight , IP20 | 14 | Nr. | AED | 885 | 12390 | 3.01 | Internal Finishes | Area (m²), Length (m) | 64 | Fuzzy | ⚠ | Priced
| Citywalk Plot 5.11 Main Works Contract BOQ (1).xlsx | L |  |  | NEW | CITYWALK PHASE-05, PLOT 5.11 | Residential | CITYWALK RESIDENTIAL 1 LLC |  | J — Finishes | J | J05 | J0501 | J5 Suspended ceilings | LO-2; 14.4W/M LED - linear ceiling cove light , IP20 | 116 | m | AED | 91 | 10556 | 3.01 | Internal Finishes | Area (m²), Length (m) | 63 | Fuzzy | ⚠ | Priced
| Citywalk Plot 5.11 Main Works Contract BOQ (1).xlsx | M |  |  | NEW | CITYWALK PHASE-05, PLOT 5.11 | Residential | CITYWALK RESIDENTIAL 1 LLC |  | J — Finishes | J | J05 | J0501 | J5 Suspended ceilings | LO-3; 11.9W LED - recessed ceiling tiltable downlight , IP20 | 22 | Nr. | AED | 1029 | 22638 | 3.01 | Internal Finishes | Area (m²), Length (m) | 65 | Fuzzy | ⚠ | Priced
| Citywalk Plot 5.11 Main Works Contract BOQ (1).xlsx | N |  |  | NEW | CITYWALK PHASE-05, PLOT 5.11 | Residential | CITYWALK RESIDENTIAL 1 LLC |  | R — Electrical Engineering Installations | R | R04 | R0404 | R4 Final sub-circuits and auxiliary installations | LO-3; Track Channel | 17 | m | AED | 653 | 11101 | 5.08 | Electrical Installations – Track Lighting System | Number | 85 | AI | ✓ | Priced
| Citywalk Plot 5.11 Main Works Contract BOQ (1).xlsx | P |  |  | NEW | CITYWALK PHASE-05, PLOT 5.11 | Residential | CITYWALK RESIDENTIAL 1 LLC |  | M — Furnishings | M | M00 | M0000 |  | LO-4; 4.8W/M LED - linear furniture light, IP20 | 29 | m | AED | 70 | 2030 | 4.01 | Furnishings | Enumerated (nr), Length (m), Item | 64 | Fuzzy | ⚠ | Priced
| Citywalk Plot 5.11 Main Works Contract BOQ (1).xlsx | A |  |  | NEW | CITYWALK PHASE-05, PLOT 5.11 | Residential | CITYWALK RESIDENTIAL 1 LLC |  | J — Finishes | J | J05 | J0500 | J5 Suspended ceilings | LO-6; 7.3W LED - recessed ceiling downlight , IP20 | 10 | Nr. | AED | 500 | 5000 | 3.01 | Internal Finishes | Area (m²), Length (m) | 64 | Fuzzy | ⚠ | Priced
| Citywalk Plot 5.11 Main Works Contract BOQ (1).xlsx | B |  |  | NEW | CITYWALK PHASE-05, PLOT 5.11 | Residential | CITYWALK RESIDENTIAL 1 LLC |  | C — Concrete Work | C | C05 | C0502 | C5 Precast concrete | LO-7; 22.8W LED - recessed ceiling tiltable downlight with medium beam distribution, IP20 | 1 | Nr. | AED | 955 | 955 | 2.01 | Frame / Concrete Work | Volume (m³), Weight (t), Area (m²), Length (m), Enumerated (nr) | 63 | Fuzzy | ⚠ | Priced
| Citywalk Plot 5.11 Main Works Contract BOQ (1).xlsx | C |  |  | NEW | CITYWALK PHASE-05, PLOT 5.11 | Residential | CITYWALK RESIDENTIAL 1 LLC |  | R — Electrical Engineering Installations | R | R05 | R0505 | R5 Accessories | C-LI-02A; Clear resin casted leaf chandelier, 250 pcs, 250 - 300 kg, main lobby | 1 | Nr. | AED | 25500 | 25500 | 5.08 | Electrical Installations – Lighting Fixtures | Number | 85 | AI | ✓ | Priced
| Citywalk Plot 5.11 Main Works Contract BOQ (1).xlsx | D |  |  | NEW | CITYWALK PHASE-05, PLOT 5.11 | Residential | CITYWALK RESIDENTIAL 1 LLC |  | J — Finishes | J | J02 | J0201 | J2 Backgrounds | LY-1; 14.4W/M LED, Linear Ceiling Cove Light - 2700K | 38 | m | AED | 84 | 3192 | 3.01 | Internal Finishes | Area (m²), Length (m) | 61 | Fuzzy | ⚠ | Priced
| Citywalk Plot 5.11 Main Works Contract BOQ (1).xlsx | E |  |  | NEW | CITYWALK PHASE-05, PLOT 5.11 | Residential | CITYWALK RESIDENTIAL 1 LLC |  | J — Finishes | J | J05 | J0501 | J5 Suspended ceilings | LY-2; 11.9W LED, Recessed Ceiling Tiltable Downlight - 2700K | 6 | Nr. | AED | 1029 | 6174 | 3.01 | Internal Finishes | Area (m²), Length (m) | 64 | Fuzzy | ⚠ | Priced
| Citywalk Plot 5.11 Main Works Contract BOQ (1).xlsx | F |  |  | NEW | CITYWALK PHASE-05, PLOT 5.11 | Residential | CITYWALK RESIDENTIAL 1 LLC |  | R — Electrical Engineering Installations | R | R05 | R0505 | R5 Accessories | LY-2; Track Channel | 5 | m | AED | 653 | 3265 | 5.08 | Electrical Installations – Lighting Accessories | Linear metre (m) | 80 | AI | ⚠ | Priced
| Citywalk Plot 5.11 Main Works Contract BOQ (1).xlsx | G |  |  | NEW | CITYWALK PHASE-05, PLOT 5.11 | Residential | CITYWALK RESIDENTIAL 1 LLC |  | M — Furnishings | M | M00 | M0000 |  | LY-3; 4.8W/M LED, Linear Furniture Light - 2700K | 6 | m | AED | 58 | 348 | 4.01 | Furnishings | Enumerated (nr), Length (m), Item | 62 | Fuzzy | ⚠ | Priced
| Citywalk Plot 5.11 Main Works Contract BOQ (1).xlsx | H |  |  | NEW | CITYWALK PHASE-05, PLOT 5.11 | Residential | CITYWALK RESIDENTIAL 1 LLC |  | R — Electrical Engineering Installations | R | R05 | R0505 | R5 Accessories | LY-4; 40W/M LED, Recessed Linear Light - 2700K | 5 | m | AED | 1292 | 6460 | 5.08 | Electrical Installations – Lighting Fixtures | Linear metre (m) | 85 | AI | ✓ | Priced
| Citywalk Plot 5.11 Main Works Contract BOQ (1).xlsx | J |  |  | NEW | CITYWALK PHASE-05, PLOT 5.11 | Residential | CITYWALK RESIDENTIAL 1 LLC |  | R — Electrical Engineering Installations | R | R05 | R0505 | R5 Accessories | LY-4; Track Channel | 3 | m | AED | 599 | 1797 | 5.08 | Electrical Installations – Lighting Accessories | Linear metre (m) | 80 | AI | ⚠ | Priced
| Citywalk Plot 5.11 Main Works Contract BOQ (1).xlsx | K |  |  | NEW | CITYWALK PHASE-05, PLOT 5.11 | Residential | CITYWALK RESIDENTIAL 1 LLC |  | J — Finishes | J | J05 | J0501 | J5 Suspended ceilings | A1; 20W LED - ceiling surface mounted downlight , IP65 | 14 | Nr. | AED | 47 | 658 | 3.01 | Internal Finishes | Area (m²), Length (m) | 65 | Fuzzy | ⚠ | Priced
| Citywalk Plot 5.11 Main Works Contract BOQ (1).xlsx | L |  |  | NEW | CITYWALK PHASE-05, PLOT 5.11 | Residential | CITYWALK RESIDENTIAL 1 LLC |  | J — Finishes | J | J02 | J0201 | J2 Backgrounds | B1; 15W LED recessed / ceiling downlight, DALI dimming ballast, IP20 | 2 | Nr. | AED | 47 | 94 | 3.01 | Internal Finishes | Area (m²), Length (m) | 64 | Fuzzy | ⚠ | Priced
| Citywalk Plot 5.11 Main Works Contract BOQ (1).xlsx | M |  |  | NEW | CITYWALK PHASE-05, PLOT 5.11 | Residential | CITYWALK RESIDENTIAL 1 LLC |  | J — Finishes | J | J02 | J0202 | J2 Backgrounds | F1; 30W linear ceiling surface mounted LED light, IP65 | 56 | Nr. | AED | 47 | 2632 | 3.01 | Internal Finishes | Area (m²), Length (m) | 65 | Fuzzy | ⚠ | Priced
| Citywalk Plot 5.11 Main Works Contract BOQ (1).xlsx | N |  |  | NEW | CITYWALK PHASE-05, PLOT 5.11 | Residential | CITYWALK RESIDENTIAL 1 LLC |  | R — Electrical Engineering Installations | R | R05 | R0505 | R5 Accessories | F1/W; 30W linear wall mounted LED light, IP65 | 27 | Nr. | AED | 47 | 1269 | 5.08 | Electrical Installations – Lighting Fixtures | Number | 85 | AI | ✓ | Priced
| Citywalk Plot 5.11 Main Works Contract BOQ (1).xlsx | P |  |  | NEW | CITYWALK PHASE-05, PLOT 5.11 | Residential | CITYWALK RESIDENTIAL 1 LLC |  | J — Finishes | J | J02 | J0202 | J2 Backgrounds | F2; 35W linear ceiling surface mounted LED light, IP65 | 73 | Nr. | AED | 47 | 3431 | 3.01 | Internal Finishes | Area (m²), Length (m) | 66 | Fuzzy | ⚠ | Priced
| Citywalk Plot 5.11 Main Works Contract BOQ (1).xlsx | Q |  |  | NEW | CITYWALK PHASE-05, PLOT 5.11 | Residential | CITYWALK RESIDENTIAL 1 LLC |  | J — Finishes | J | J02 | J0201 | J2 Backgrounds | F2a; 35W linear ceiling surface mounted LED light integrated with sensor, IP65 | 73 | Nr. | AED | 47 | 3431 | 3.01 | Internal Finishes | Area (m²), Length (m) | 67 | Fuzzy | ⚠ | Priced
| Citywalk Plot 5.11 Main Works Contract BOQ (1).xlsx | R |  |  | NEW | CITYWALK PHASE-05, PLOT 5.11 | Residential | CITYWALK RESIDENTIAL 1 LLC |  | R — Electrical Engineering Installations | R | R05 | R0505 | R5 Accessories | F3; 40W recessed 600mm x 600mm troffers LED luminaire, IP20 | 7 | Nr. | AED | 47 | 329 | 5.08 | Electrical Installations – Lighting Fixtures | Number | 85 | AI | ✓ | Priced
| Citywalk Plot 5.11 Main Works Contract BOQ (1).xlsx | S |  |  | NEW | CITYWALK PHASE-05, PLOT 5.11 | Residential | CITYWALK RESIDENTIAL 1 LLC |  | R — Electrical Engineering Installations | R | R05 | R0505 | R5 Accessories | F4; 40W recessed 600mm x 600mm troffers LED luminaire, IP44 | 8 | Nr. | AED | 47 | 376 | 5.08 | Electrical Installations – Lighting Fixtures | Number | 85 | AI | ✓ | Priced
| Citywalk Plot 5.11 Main Works Contract BOQ (1).xlsx | A |  |  | NEW | CITYWALK PHASE-05, PLOT 5.11 | Residential | CITYWALK RESIDENTIAL 1 LLC |  | R — Electrical Engineering Installations | R | R05 | R0505 | R5 Accessories | WL; 15W parapet surface mounted wall light LED, IP65 | 3 | Nr. | AED | 47 | 141 | 5.08 | Electrical Installations – Lighting Fixtures | Number | 85 | AI | ✓ | Priced
| Citywalk Plot 5.11 Main Works Contract BOQ (1).xlsx | B |  |  | NEW | CITYWALK PHASE-05, PLOT 5.11 | Residential | CITYWALK RESIDENTIAL 1 LLC |  | J — Finishes | J | J05 | J0500 | J5 Suspended ceilings | LO-1; 22.8W LED - recessed ceiling downlight , IP20 | 14 | Nr. | AED | 47 | 658 | 3.01 | Internal Finishes | Area (m²), Length (m) | 64 | Fuzzy | ⚠ | Priced
| Citywalk Plot 5.11 Main Works Contract BOQ (1).xlsx | C |  |  | NEW | CITYWALK PHASE-05, PLOT 5.11 | Residential | CITYWALK RESIDENTIAL 1 LLC |  | J — Finishes | J | J05 | J0501 | J5 Suspended ceilings | LO-2; 14.4W/M LED - linear ceiling cove light , IP20 | 116 | m | AED | 18 | 2088 | 3.01 | Internal Finishes | Area (m²), Length (m) | 63 | Fuzzy | ⚠ | Priced
| Citywalk Plot 5.11 Main Works Contract BOQ (1).xlsx | D |  |  | NEW | CITYWALK PHASE-05, PLOT 5.11 | Residential | CITYWALK RESIDENTIAL 1 LLC |  | J — Finishes | J | J05 | J0501 | J5 Suspended ceilings | LO-3; 11.9W LED - recessed ceiling tiltable downlight , IP20 | 22 | Nr. | AED | 47 | 1034 | 3.01 | Internal Finishes | Area (m²), Length (m) | 65 | Fuzzy | ⚠ | Priced
| Citywalk Plot 5.11 Main Works Contract BOQ (1).xlsx | E |  |  | NEW | CITYWALK PHASE-05, PLOT 5.11 | Residential | CITYWALK RESIDENTIAL 1 LLC |  | R — Electrical Engineering Installations | R | R05 | R0505 | R5 Accessories | LO-3; Track Channel | 17 | m | AED | 18 | 306 | 5.08 | Electrical Installations – Lighting Accessories | Linear metre (m) | 80 | AI | ⚠ | Priced
| Citywalk Plot 5.11 Main Works Contract BOQ (1).xlsx | F |  |  | NEW | CITYWALK PHASE-05, PLOT 5.11 | Residential | CITYWALK RESIDENTIAL 1 LLC |  | M — Furnishings | M | M00 | M0000 |  | LO-4; 4.8W/M LED - linear furniture light, IP20 | 29 | m | AED | 18 | 522 | 4.01 | Furnishings | Enumerated (nr), Length (m), Item | 64 | Fuzzy | ⚠ | Priced
| Citywalk Plot 5.11 Main Works Contract BOQ (1).xlsx | G |  |  | NEW | CITYWALK PHASE-05, PLOT 5.11 | Residential | CITYWALK RESIDENTIAL 1 LLC |  | J — Finishes | J | J05 | J0500 | J5 Suspended ceilings | LO-6; 7.3W LED - recessed ceiling downlight , IP20 | 10 | Nr. | AED | 47 | 470 | 3.01 | Internal Finishes | Area (m²), Length (m) | 64 | Fuzzy | ⚠ | Priced
| Citywalk Plot 5.11 Main Works Contract BOQ (1).xlsx | H |  |  | NEW | CITYWALK PHASE-05, PLOT 5.11 | Residential | CITYWALK RESIDENTIAL 1 LLC |  | C — Concrete Work | C | C05 | C0502 | C5 Precast concrete | LO-7; 22.8W LED - recessed ceiling tiltable downlight with medium beam distribution, IP20 | 1 | Nr. | AED | 47 | 47 | 2.01 | Frame / Concrete Work | Volume (m³), Weight (t), Area (m²), Length (m), Enumerated (nr) | 63 | Fuzzy | ⚠ | Priced
| Citywalk Plot 5.11 Main Works Contract BOQ (1).xlsx | J |  |  | NEW | CITYWALK PHASE-05, PLOT 5.11 | Residential | CITYWALK RESIDENTIAL 1 LLC |  | R — Electrical Engineering Installations | R | R05 | R0505 | R5 Accessories | C-LI-02A; Clear resin casted leaf chandelier, 250 pcs, 250 - 300 kg, main lobby | 1 | Nr. | AED | 47 | 47 | 5.08 | Electrical Installations – Lighting Fixtures | Number | 85 | AI | ✓ | Priced
| Citywalk Plot 5.11 Main Works Contract BOQ (1).xlsx | K |  |  | NEW | CITYWALK PHASE-05, PLOT 5.11 | Residential | CITYWALK RESIDENTIAL 1 LLC |  | J — Finishes | J | J02 | J0201 | J2 Backgrounds | LY-1; 14.4W/M LED, Linear Ceiling Cove Light - 2700K | 38 | m | AED | 18 | 684 | 3.01 | Internal Finishes | Area (m²), Length (m) | 61 | Fuzzy | ⚠ | Priced
| Citywalk Plot 5.11 Main Works Contract BOQ (1).xlsx | L |  |  | NEW | CITYWALK PHASE-05, PLOT 5.11 | Residential | CITYWALK RESIDENTIAL 1 LLC |  | J — Finishes | J | J05 | J0501 | J5 Suspended ceilings | LY-2; 11.9W LED, Recessed Ceiling Tiltable Downlight - 2700K | 6 | Nr. | AED | 47 | 282 | 3.01 | Internal Finishes | Area (m²), Length (m) | 64 | Fuzzy | ⚠ | Priced
| Citywalk Plot 5.11 Main Works Contract BOQ (1).xlsx | M |  |  | NEW | CITYWALK PHASE-05, PLOT 5.11 | Residential | CITYWALK RESIDENTIAL 1 LLC |  | R — Electrical Engineering Installations | R | R05 | R0505 | R5 Accessories | LY-2; Track Channel | 5 | m | AED | 18 | 90 | 5.08 | Electrical Installations – Lighting Accessories | Linear metre (m) | 80 | AI | ⚠ | Priced
| Citywalk Plot 5.11 Main Works Contract BOQ (1).xlsx | N |  |  | NEW | CITYWALK PHASE-05, PLOT 5.11 | Residential | CITYWALK RESIDENTIAL 1 LLC |  | M — Furnishings | M | M00 | M0000 |  | LY-3; 4.8W/M LED, Linear Furniture Light - 2700K | 6 | m | AED | 18 | 108 | 4.01 | Furnishings | Enumerated (nr), Length (m), Item | 62 | Fuzzy | ⚠ | Priced
| Citywalk Plot 5.11 Main Works Contract BOQ (1).xlsx | P |  |  | NEW | CITYWALK PHASE-05, PLOT 5.11 | Residential | CITYWALK RESIDENTIAL 1 LLC |  | R — Electrical Engineering Installations | R | R05 | R0505 | R5 Accessories | LY-4; 40W/M LED, Recessed Linear Light - 2700K | 5 | m | AED | 18 | 90 | 5.08 | Electrical Installations – Lighting Fixtures | Linear metre (m) | 85 | AI | ✓ | Priced
| Citywalk Plot 5.11 Main Works Contract BOQ (1).xlsx | Q |  |  | NEW | CITYWALK PHASE-05, PLOT 5.11 | Residential | CITYWALK RESIDENTIAL 1 LLC |  | R — Electrical Engineering Installations | R | R05 | R0505 | R5 Accessories | LY-4; Track Channel | 3 | m | AED | 18 | 54 | 5.08 | Electrical Installations – Lighting Accessories | Linear metre (m) | 80 | AI | ⚠ | Priced
| Citywalk Plot 5.11 Main Works Contract BOQ (1).xlsx | L |  |  | NEW | CITYWALK PHASE-05, PLOT 5.11 | Residential | CITYWALK RESIDENTIAL 1 LLC |  | C — Concrete Work | C | C07 | C0702 | C7 Sundries | EX-2; 12W/FT LED, surface mounted linear uplight, 60° beam angle, IP66 | 162 | m | AED | 1679 | 271998 | 2.01 | Frame / Concrete Work | Volume (m³), Weight (t), Area (m²), Length (m), Enumerated (nr) | 65 | Fuzzy | ⚠ | Priced
| Citywalk Plot 5.11 Main Works Contract BOQ (1).xlsx | A |  |  | NEW | CITYWALK PHASE-05, PLOT 5.11 | Residential | CITYWALK RESIDENTIAL 1 LLC |  | R — Electrical Engineering Installations | R | R05 | R0505 | R5 Accessories | EX-3; 15W/FT LED, floor recessed linear light, narrow beam 15°, IP68 | 4 | m | AED | 2007 | 8028 | 5.08 | Electrical Installations – Lighting Fixtures | Linear metre (m) | 85 | AI | ✓ | Priced
| Citywalk Plot 5.11 Main Works Contract BOQ (1).xlsx | B |  |  | NEW | CITYWALK PHASE-05, PLOT 5.11 | Residential | CITYWALK RESIDENTIAL 1 LLC |  | C — Concrete Work | C | C05 | C0502 | C5 Precast concrete | EX-4; 14.4W/m LED, linear covelight with diffused beam distribution, 120° beam angle, IP67 | 134 | m | AED | 113 | 15142 | 2.01 | Frame / Concrete Work | Volume (m³), Weight (t), Area (m²), Length (m), Enumerated (nr) | 63 | Fuzzy | ⚠ | Priced
| Citywalk Plot 5.11 Main Works Contract BOQ (1).xlsx | C |  |  | NEW | CITYWALK PHASE-05, PLOT 5.11 | Residential | CITYWALK RESIDENTIAL 1 LLC |  | R — Electrical Engineering Installations | R | R05 | R0505 | R5 Accessories | EX-5; 3W/FT LED, floor recessed linear uplight, IP66 | 19 | m | AED | 2043 | 38817 | 5.08 | Electrical Installations – Lighting Fixtures | Linear metre (m) | 85 | AI | ✓ | Priced
| Citywalk Plot 5.11 Main Works Contract BOQ (1).xlsx | D |  |  | NEW | CITYWALK PHASE-05, PLOT 5.11 | Residential | CITYWALK RESIDENTIAL 1 LLC |  | J — Finishes | J | J02 | J0201 | J2 Backgrounds | EX-6; 12W LED, Ceiling recessed LED downlight, diffused optic, IP65 | 32 | Nr. | AED | 1146 | 36672 | 3.01 | Internal Finishes | Area (m²), Length (m) | 63 | Fuzzy | ⚠ | Priced
| Citywalk Plot 5.11 Main Works Contract BOQ (1).xlsx | E |  |  | NEW | CITYWALK PHASE-05, PLOT 5.11 | Residential | CITYWALK RESIDENTIAL 1 LLC |  | C — Concrete Work | C | C07 | C0702 | C7 Sundries | EX-7; 7.5W Surface mounted, 50° beam angle, IP65 | 45 | Nr. | AED | 1000 | 45000 | 2.01 | Frame / Concrete Work | Volume (m³), Weight (t), Area (m²), Length (m), Enumerated (nr) | 66 | Fuzzy | ⚠ | Priced
| Citywalk Plot 5.11 Main Works Contract BOQ (1).xlsx | F |  |  | NEW | CITYWALK PHASE-05, PLOT 5.11 | Residential | CITYWALK RESIDENTIAL 1 LLC |  | C — Concrete Work | C | C07 | C0702 | C7 Sundries | EX-2; 12W/FT LED, surface mounted linear uplight, 60° beam angle, IP66 | 162 | m | AED | 19 | 3078 | 2.01 | Frame / Concrete Work | Volume (m³), Weight (t), Area (m²), Length (m), Enumerated (nr) | 65 | Fuzzy | ⚠ | Priced
| Citywalk Plot 5.11 Main Works Contract BOQ (1).xlsx | G |  |  | NEW | CITYWALK PHASE-05, PLOT 5.11 | Residential | CITYWALK RESIDENTIAL 1 LLC |  | R — Electrical Engineering Installations | R | R05 | R0505 | R5 Accessories | EX-3; 15W/FT LED, floor recessed linear light, narrow beam 15°, IP68 | 4 | m | AED | 19 | 76 | 5.08 | Electrical Installations – Lighting Fixtures | Linear metre (m) | 85 | AI | ✓ | Priced
| Citywalk Plot 5.11 Main Works Contract BOQ (1).xlsx | H |  |  | NEW | CITYWALK PHASE-05, PLOT 5.11 | Residential | CITYWALK RESIDENTIAL 1 LLC |  | C — Concrete Work | C | C05 | C0502 | C5 Precast concrete | EX-4; 14.4W/m LED, linear covelight with diffused beam distribution, 120° beam angle, IP67 | 134 | m | AED | 19 | 2546 | 2.01 | Frame / Concrete Work | Volume (m³), Weight (t), Area (m²), Length (m), Enumerated (nr) | 63 | Fuzzy | ⚠ | Priced
| Citywalk Plot 5.11 Main Works Contract BOQ (1).xlsx | J |  |  | NEW | CITYWALK PHASE-05, PLOT 5.11 | Residential | CITYWALK RESIDENTIAL 1 LLC |  | R — Electrical Engineering Installations | R | R05 | R0505 | R5 Accessories | EX-5; 3W/FT LED, floor recessed linear uplight, IP66 | 19 | m | AED | 19 | 361 | 5.08 | Electrical Installations – Lighting Fixtures | Linear metre (m) | 85 | AI | ✓ | Priced
| Citywalk Plot 5.11 Main Works Contract BOQ (1).xlsx | K |  |  | NEW | CITYWALK PHASE-05, PLOT 5.11 | Residential | CITYWALK RESIDENTIAL 1 LLC |  | J — Finishes | J | J02 | J0201 | J2 Backgrounds | EX-6; 12W LED, Ceiling recessed LED downlight, diffused optic, IP65 | 32 | Nr. | AED | 112 | 3584 | 3.01 | Internal Finishes | Area (m²), Length (m) | 63 | Fuzzy | ⚠ | Priced
| Citywalk Plot 5.11 Main Works Contract BOQ (1).xlsx | L |  |  | NEW | CITYWALK PHASE-05, PLOT 5.11 | Residential | CITYWALK RESIDENTIAL 1 LLC |  | C — Concrete Work | C | C07 | C0702 | C7 Sundries | EX-7; 7.5W Surface mounted, 50° beam angle, IP65 | 45 | Nr. | AED | 112 | 5040 | 2.01 | Frame / Concrete Work | Volume (m³), Weight (t), Area (m²), Length (m), Enumerated (nr) | 66 | Fuzzy | ⚠ | Priced
| Citywalk Plot 5.11 Main Works Contract BOQ (1).xlsx | M |  |  | NEW | CITYWALK PHASE-05, PLOT 5.11 | Residential | CITYWALK RESIDENTIAL 1 LLC |  | R — Electrical Engineering Installations | R | R04 | R0401 | R4 Final sub-circuits and auxiliary installations | 10A, 1 gang 1 way switch | 16 | Nr. | AED | 97 | 1552 | 3.01 | Electrical – Switch | Enumerated (nr) | 97 | Rule | ✓ | Priced
| Citywalk Plot 5.11 Main Works Contract BOQ (1).xlsx | N |  |  | NEW | CITYWALK PHASE-05, PLOT 5.11 | Residential | CITYWALK RESIDENTIAL 1 LLC |  | R — Electrical Engineering Installations | R | R04 | R0401 | R4 Final sub-circuits and auxiliary installations | 10A, 1 gang 1 way switch, W/P | 9 | Nr. | AED | 80 | 720 | 3.01 | Electrical – Switch | Enumerated (nr) | 97 | Rule | ✓ | Priced
| Citywalk Plot 5.11 Main Works Contract BOQ (1).xlsx | P |  |  | NEW | CITYWALK PHASE-05, PLOT 5.11 | Residential | CITYWALK RESIDENTIAL 1 LLC |  | R — Electrical Engineering Installations | R | R05 | R0506 | R5 Accessories | 10A, 2 gang 1 way switch, W/P | 5 | Nr. | AED | 89 | 445 | 5.08 | Electrical Installations – Lighting Control Devices | Number | 82 | AI | ⚠ | Priced
| Citywalk Plot 5.11 Main Works Contract BOQ (1).xlsx | Q |  |  | NEW | CITYWALK PHASE-05, PLOT 5.11 | Residential | CITYWALK RESIDENTIAL 1 LLC |  | R — Electrical Engineering Installations | R | R05 | R0506 | R5 Accessories | 10A, 3 gang 1 way switch, W/P | 2 | Nr. | AED | 92 | 184 | 5.08 | Electrical Installations – Lighting Control Devices | Number | 82 | AI | ⚠ | Priced
| Citywalk Plot 5.11 Main Works Contract BOQ (1).xlsx | A |  |  | NEW | CITYWALK PHASE-05, PLOT 5.11 | Residential | CITYWALK RESIDENTIAL 1 LLC |  | R — Electrical Engineering Installations | R | R04 | R0401 | R4 Final sub-circuits and auxiliary installations | 10A, 1 gang 2 way switch | 2 | Nr. | AED | 104 | 208 | 3.01 | Electrical – Switch | Enumerated (nr) | 97 | Rule | ✓ | Priced
| Citywalk Plot 5.11 Main Works Contract BOQ (1).xlsx | B |  |  | NEW | CITYWALK PHASE-05, PLOT 5.11 | Residential | CITYWALK RESIDENTIAL 1 LLC |  | R — Electrical Engineering Installations | R | R04 | R0401 | R4 Final sub-circuits and auxiliary installations | 10A, 1 gang 2 way switch, W/P | 3 | Nr. | AED | 80 | 240 | 3.01 | Electrical – Switch | Enumerated (nr) | 97 | Rule | ✓ | Priced
| Citywalk Plot 5.11 Main Works Contract BOQ (1).xlsx | C |  |  | NEW | CITYWALK PHASE-05, PLOT 5.11 | Residential | CITYWALK RESIDENTIAL 1 LLC |  | R — Electrical Engineering Installations | R | R04 | R0401 | R4 Final sub-circuits and auxiliary installations | 10A, 2 gang 2 way switch | 2 | Nr. | AED | 122 | 244 | 3.01 | Electrical – Switch | Enumerated (nr) | 97 | Rule | ✓ | Priced
| Citywalk Plot 5.11 Main Works Contract BOQ (1).xlsx | D |  |  | NEW | CITYWALK PHASE-05, PLOT 5.11 | Residential | CITYWALK RESIDENTIAL 1 LLC |  | R — Electrical Engineering Installations | R | R04 | R0401 | R4 Final sub-circuits and auxiliary installations | 10A, 2 gang 2 way switch, W/P | 2 | Nr. | AED | 101 | 202 | 3.01 | Electrical – Switch | Enumerated (nr) | 97 | Rule | ✓ | Priced
| Citywalk Plot 5.11 Main Works Contract BOQ (1).xlsx | E |  |  | NEW | CITYWALK PHASE-05, PLOT 5.11 | Residential | CITYWALK RESIDENTIAL 1 LLC |  | C — Concrete Work | C | C02 | C0201 | C2 Poured concrete | Push button KNX switch for staircase | 6 | Nr. | AED | 179 | 1074 | 2.01 | Frame | Volume (m³) | 93 | Rule | ✓ | Priced
| Citywalk Plot 5.11 Main Works Contract BOQ (1).xlsx | F |  |  | NEW | CITYWALK PHASE-05, PLOT 5.11 | Residential | CITYWALK RESIDENTIAL 1 LLC |  | B — Site Work | B | B23 | B2303 | B23 Railway work | 13A switch and fused + neon spur outlet | 7 | Nr. | AED | 49 | 343 | 8.01 | Site Works, Drainage, External Services & Landscaping | Volume (m³), Length (m), Area (m²), Enumerated (nr), Item | 61 | Fuzzy | ⚠ | Priced
| Citywalk Plot 5.11 Main Works Contract BOQ (1).xlsx | G |  |  | NEW | CITYWALK PHASE-05, PLOT 5.11 | Residential | CITYWALK RESIDENTIAL 1 LLC |  | R — Electrical Engineering Installations | R | R05 | R0506 | R5 Accessories | Override grid switch | 2 | Nr. | AED | 105 | 210 | 5.08 | Electrical Installations – Lighting Control Devices | Number | 82 | AI | ⚠ | Priced
| Citywalk Plot 5.11 Main Works Contract BOQ (1).xlsx | H |  |  | NEW | CITYWALK PHASE-05, PLOT 5.11 | Residential | CITYWALK RESIDENTIAL 1 LLC |  | R — Electrical Engineering Installations | R | R05 | R0506 | R5 Accessories | 4 Channel Dimmer Switch | 1 | Nr. | AED | 868 | 868 | 5.08 | Electrical Installations – Lighting Control Devices | Number | 82 | AI | ⚠ | Priced
| Citywalk Plot 5.11 Main Works Contract BOQ (1).xlsx | J |  |  | NEW | CITYWALK PHASE-05, PLOT 5.11 | Residential | CITYWALK RESIDENTIAL 1 LLC |  | R — Electrical Engineering Installations | R | R05 | R0506 | R5 Accessories | Motion sensor | 13 | Nr. | AED | 1562 | 20306 | 5.08 | Electrical Installations – Lighting Control Devices | Number | 80 | AI | ⚠ | Priced
| Citywalk Plot 5.11 Main Works Contract BOQ (1).xlsx | K |  |  | NEW | CITYWALK PHASE-05, PLOT 5.11 | Residential | CITYWALK RESIDENTIAL 1 LLC |  | J — Finishes | J | J05 | J0500 | J5 Suspended ceilings | Microwave sensor, ceiling mounted | 17 | Nr. | AED | 1735 | 29495 | 3.01 | Internal Finishes | Area (m²), Length (m) | 67 | Fuzzy | ⚠ | Priced
| Citywalk Plot 5.11 Main Works Contract BOQ (1).xlsx | L |  |  | NEW | CITYWALK PHASE-05, PLOT 5.11 | Residential | CITYWALK RESIDENTIAL 1 LLC |  | R — Electrical Engineering Installations | R | R05 | R0506 | R5 Accessories | LCP-DB-LL-BF | 1 | Nr. | AED | 5207 | 5207 | 5.08 | Electrical Installations – Lighting Control Panels | Number | 85 | AI | ✓ | Priced
| Citywalk Plot 5.11 Main Works Contract BOQ (1).xlsx | M |  |  | NEW | CITYWALK PHASE-05, PLOT 5.11 | Residential | CITYWALK RESIDENTIAL 1 LLC |  | R — Electrical Engineering Installations | R | R05 | R0506 | R5 Accessories | LCP-DB-FACADE | 1 | Nr. | AED | 5207 | 5207 | 5.08 | Electrical Installations – Lighting Control Panels | Number | 85 | AI | ✓ | Priced
| Citywalk Plot 5.11 Main Works Contract BOQ (1).xlsx | N |  |  | NEW | CITYWALK PHASE-05, PLOT 5.11 | Residential | CITYWALK RESIDENTIAL 1 LLC |  | R — Electrical Engineering Installations | R | R05 | R0506 | R5 Accessories | LCP-DB-LL-GF | 1 | Nr. | AED | 5207 | 5207 | 5.08 | Electrical Installations – Lighting Control Panels | Number | 85 | AI | ✓ | Priced
| Citywalk Plot 5.11 Main Works Contract BOQ (1).xlsx | P |  |  | NEW | CITYWALK PHASE-05, PLOT 5.11 | Residential | CITYWALK RESIDENTIAL 1 LLC |  | B — Site Work | B | B22 | B2200 | B22 Landscaping | LCP-LANDSCAPE | 1 | Nr. | AED | 5207 | 5207 | 8.01 | Site Works, Drainage, External Services & Landscaping | Volume (m³), Length (m), Area (m²), Enumerated (nr), Item | 60 | Fuzzy | ⚠ | Priced
| Citywalk Plot 5.11 Main Works Contract BOQ (1).xlsx | Q |  |  | NEW | CITYWALK PHASE-05, PLOT 5.11 | Residential | CITYWALK RESIDENTIAL 1 LLC |  | R — Electrical Engineering Installations | R | R06 | R0600 | R6 Control gear | Touch screen control panel for LCS | 1 | Nr. | AED | 1735 | 1735 | 5.08 | Electrical Engineering Installations | Length (m), Enumerated (nr), Item | 71 | Fuzzy | ⚠ | Priced
| Citywalk Plot 5.11 Main Works Contract BOQ (1).xlsx | A |  |  | NEW | CITYWALK PHASE-05, PLOT 5.11 | Residential | CITYWALK RESIDENTIAL 1 LLC |  | R — Electrical Engineering Installations | R | R04 | R0401 | R4 Final sub-circuits and auxiliary installations | Emergency and exit lighting points | 196 | Nr. | AED | 358 | 70168 | 5.08 | Electrical Engineering Installations | Length (m), Enumerated (nr), Item | 79 | Fuzzy | ⚠ | Priced
| Citywalk Plot 5.11 Main Works Contract BOQ (1).xlsx | B |  |  | NEW | CITYWALK PHASE-05, PLOT 5.11 | Residential | CITYWALK RESIDENTIAL 1 LLC |  | R — Electrical Engineering Installations | R | R05 | R0506 | R5 Accessories | Sub circuit monitoring (SCM) | 2 | Nr. | AED | 358 | 716 | 5.08 | Electrical Installations – Monitoring & Protection | Number | 78 | AI | ⚠ | Priced
| Citywalk Plot 5.11 Main Works Contract BOQ (1).xlsx | C |  |  | NEW | CITYWALK PHASE-05, PLOT 5.11 | Residential | CITYWALK RESIDENTIAL 1 LLC |  | R — Electrical Engineering Installations | R | R05 | R0507 | R5 Accessories | EX1; 2W LED exit light, compact surface mounted, non-maintained, IP54 | 2 | Nr. | AED | 1170 | 2340 | 5.11 | Fire & Lightning Protection – Emergency Lighting | Number | 88 | AI | ✓ | Priced
| Citywalk Plot 5.11 Main Works Contract BOQ (1).xlsx | D |  |  | NEW | CITYWALK PHASE-05, PLOT 5.11 | Residential | CITYWALK RESIDENTIAL 1 LLC |  | R — Electrical Engineering Installations | R | R05 | R0507 | R5 Accessories | EX4; 2W LED exit light, hanging or recess mounted, with double sided, IP20 | 3 | Nr. | AED | 1287 | 3861 | 5.11 | Fire & Lightning Protection – Emergency Lighting | Number | 88 | AI | ✓ | Priced
| Citywalk Plot 5.11 Main Works Contract BOQ (1).xlsx | E |  |  | NEW | CITYWALK PHASE-05, PLOT 5.11 | Residential | CITYWALK RESIDENTIAL 1 LLC |  | R — Electrical Engineering Installations | R | R05 | R0507 | R5 Accessories | EX5; 2W LED exit light, hanging or recess mounted,IP20 | 13 | Nr. | AED | 1053 | 13689 | 5.11 | Fire & Lightning Protection – Emergency Lighting | Number | 88 | AI | ✓ | Priced
| Citywalk Plot 5.11 Main Works Contract BOQ (1).xlsx | F |  |  | NEW | CITYWALK PHASE-05, PLOT 5.11 | Residential | CITYWALK RESIDENTIAL 1 LLC |  | R — Electrical Engineering Installations | R | R05 | R0507 | R5 Accessories | EX6; 2W LED exit light, surface or wall mounted,IP54 | 13 | Nr. | AED | 1170 | 15210 | 5.11 | Fire & Lightning Protection – Emergency Lighting | Number | 88 | AI | ✓ | Priced
| Citywalk Plot 5.11 Main Works Contract BOQ (1).xlsx | G |  |  | NEW | CITYWALK PHASE-05, PLOT 5.11 | Residential | CITYWALK RESIDENTIAL 1 LLC |  | R — Electrical Engineering Installations | R | R05 | R0507 | R5 Accessories | EX7(DS); 2W LED exit light, hanging or surface mounted, with double sided, IP55 | 16 | Nr. | AED | 1521 | 24336 | 5.11 | Fire & Lightning Protection – Emergency Lighting | Number | 88 | AI | ✓ | Priced
| Citywalk Plot 5.11 Main Works Contract BOQ (1).xlsx | A |  |  | NEW | CITYWALK PHASE-05, PLOT 5.11 | Residential | CITYWALK RESIDENTIAL 1 LLC |  | R — Electrical Engineering Installations | R | R05 | R0507 | R5 Accessories | EM1; 6W LED emergency light, recess mounted, non-maintained,IP20 | 10 | Nr. | AED | 702 | 7020 | 5.11 | Fire & Lightning Protection – Emergency Lighting | Number | 88 | AI | ✓ | Priced
| Citywalk Plot 5.11 Main Works Contract BOQ (1).xlsx | B |  |  | NEW | CITYWALK PHASE-05, PLOT 5.11 | Residential | CITYWALK RESIDENTIAL 1 LLC |  | R — Electrical Engineering Installations | R | R05 | R0507 | R5 Accessories | EM4; 6W LED emergency light, compact surface mounted, non-maintained,IP54 | 6 | Nr. | AED | 819 | 4914 | 5.11 | Fire & Lightning Protection – Emergency Lighting | Number | 88 | AI | ✓ | Priced
| Citywalk Plot 5.11 Main Works Contract BOQ (1).xlsx | C |  |  | NEW | CITYWALK PHASE-05, PLOT 5.11 | Residential | CITYWALK RESIDENTIAL 1 LLC |  | R — Electrical Engineering Installations | R | R05 | R0507 | R5 Accessories | EM5; 6W/8W LED emergency light, surface or semi-recessed mounted, non-maintained | 57 | Nr. | AED | 702 | 40014 | 5.11 | Fire & Lightning Protection – Emergency Lighting | Number | 88 | AI | ✓ | Priced
| Citywalk Plot 5.11 Main Works Contract BOQ (1).xlsx | D |  |  | NEW | CITYWALK PHASE-05, PLOT 5.11 | Residential | CITYWALK RESIDENTIAL 1 LLC |  | R — Electrical Engineering Installations | R | R05 | R0507 | R5 Accessories | EM7; 6W/8W LED emergency light, surface mounted, non-maintained,IP55 | 76 | Nr. | AED | 819 | 62244 | 5.11 | Fire & Lightning Protection – Emergency Lighting | Number | 88 | AI | ✓ | Priced
| Citywalk Plot 5.11 Main Works Contract BOQ (1).xlsx | E |  |  | NEW | CITYWALK PHASE-05, PLOT 5.11 | Residential | CITYWALK RESIDENTIAL 1 LLC |  | R — Electrical Engineering Installations | R | R05 | R0507 | R5 Accessories | Sub circuit monitoring (SCM) | 2 | Nr. | AED | 10764 | 21528 | 5.11 | Fire & Lightning Protection – Emergency Lighting Control | Number | 82 | AI | ⚠ | Priced
| Citywalk Plot 5.11 Main Works Contract BOQ (1).xlsx | F |  |  | NEW | CITYWALK PHASE-05, PLOT 5.11 | Residential | CITYWALK RESIDENTIAL 1 LLC |  | R — Electrical Engineering Installations | R | R05 | R0507 | R5 Accessories | Central battery panel (CBS) | 1 | Nr. | AED | 46800 | 46800 | 5.11 | Fire & Lightning Protection – Emergency Lighting Control | Number | 85 | AI | ✓ | Priced
| Citywalk Plot 5.11 Main Works Contract BOQ (1).xlsx | G |  |  | NEW | CITYWALK PHASE-05, PLOT 5.11 | Residential | CITYWALK RESIDENTIAL 1 LLC |  | R — Electrical Engineering Installations | R | R05 | R0507 | R5 Accessories | Battery cabinet (BC) | 2 | Nr. | AED | 12753 | 25506 | 5.11 | Fire & Lightning Protection – Emergency Lighting Control | Number | 85 | AI | ✓ | Priced
| Citywalk Plot 5.11 Main Works Contract BOQ (1).xlsx | H |  |  | NEW | CITYWALK PHASE-05, PLOT 5.11 | Residential | CITYWALK RESIDENTIAL 1 LLC |  | R — Electrical Engineering Installations | R | R05 | R0507 | R5 Accessories | CBS Monitoring workstation and printer | 1 | Nr. | AED | 11700 | 11700 | 5.12 | Communication & Security – Monitoring Equipment | Number | 78 | AI | ⚠ | Priced
| Citywalk Plot 5.11 Main Works Contract BOQ (1).xlsx | J |  |  | NEW | CITYWALK PHASE-05, PLOT 5.11 | Residential | CITYWALK RESIDENTIAL 1 LLC |  | R — Electrical Engineering Installations | R | R05 | R0507 | R5 Accessories | CBSC Communication panel | 1 | Nr. | AED | 11700 | 11700 | 5.11 | Fire & Lightning Protection – Emergency Lighting Control | Number | 82 | AI | ⚠ | Priced
| Citywalk Plot 5.11 Main Works Contract BOQ (1).xlsx | A |  |  | NEW | CITYWALK PHASE-05, PLOT 5.11 | Residential | CITYWALK RESIDENTIAL 1 LLC |  | R — Electrical Engineering Installations | R | R05 | R0502 | R5 Accessories | 1Cx70mm2 YG/PVC | 400 | m | AED | 78 | 31200 | 5.12 | Communication & Security – Earthing Cable | Length (m) | 85 | AI | ✓ | Priced
| Citywalk Plot 5.11 Main Works Contract BOQ (1).xlsx | B |  |  | NEW | CITYWALK PHASE-05, PLOT 5.11 | Residential | CITYWALK RESIDENTIAL 1 LLC |  | R — Electrical Engineering Installations | R | R05 | R0502 | R5 Accessories | 1Cx95mm2 YG/PVC | 118 | m | AED | 109 | 12862 | 5.12 | Communication & Security – Earthing Cable | Length (m) | 85 | AI | ✓ | Priced
| Citywalk Plot 5.11 Main Works Contract BOQ (1).xlsx | C |  |  | NEW | CITYWALK PHASE-05, PLOT 5.11 | Residential | CITYWALK RESIDENTIAL 1 LLC |  | R — Electrical Engineering Installations | R | R05 | R0502 | R5 Accessories | 1Cx150mm2 YG/PVC | 293 | m | AED | 165 | 48345 | 5.12 | Communication & Security – Earthing Cable | Length (m) | 85 | AI | ✓ | Priced
| Citywalk Plot 5.11 Main Works Contract BOQ (1).xlsx | D |  |  | NEW | CITYWALK PHASE-05, PLOT 5.11 | Residential | CITYWALK RESIDENTIAL 1 LLC |  | A — General Requirements | A | A08 | A0801 | Temporary works | Allow for electrical room earthing system | 1 | Item | AED | 1909 | 1909 | 9.01 | Preliminaries / General Requirements | Item | 65 | Fuzzy | ⚠ | Priced
| Citywalk Plot 5.11 Main Works Contract BOQ (1).xlsx | E |  |  | NEW | CITYWALK PHASE-05, PLOT 5.11 | Residential | CITYWALK RESIDENTIAL 1 LLC |  | A — General Requirements | A | A06 | A0601 | Employer's facilities | Allow for GSM room earthing system | 1 | Item | AED | 6782 | 6782 | 9.01 | Preliminaries / General Requirements | Item | 64 | Fuzzy | ⚠ | Priced
| Citywalk Plot 5.11 Main Works Contract BOQ (1).xlsx | F |  |  | NEW | CITYWALK PHASE-05, PLOT 5.11 | Residential | CITYWALK RESIDENTIAL 1 LLC |  | A — General Requirements | A | A05 | A0501 | Constructional plant | Allow for telecom room earthing system | 1 | Item | AED | 1909 | 1909 | 9.01 | Preliminaries / General Requirements | Item | 66 | Fuzzy | ⚠ | Priced
| Citywalk Plot 5.11 Main Works Contract BOQ (1).xlsx | G |  |  | NEW | CITYWALK PHASE-05, PLOT 5.11 | Residential | CITYWALK RESIDENTIAL 1 LLC |  | R — Electrical Engineering Installations | R | R08 | R0801 | R8 Connections to supply mains | Earth pit | 15 | Nr. | AED | 6161 | 92415 | 3.01 | Electrical – Earth Pit | Enumerated (nr) | 97 | Rule | ✓ | Priced
| Citywalk Plot 5.11 Main Works Contract BOQ (1).xlsx | A |  |  | NEW | CITYWALK PHASE-05, PLOT 5.11 | Residential | CITYWALK RESIDENTIAL 1 LLC |  | R — Electrical Engineering Installations | R | R08 | R0801 | R8 Connections to supply mains | 500x100x10mm; HDHC main earth bar | 2 | Nr. | AED | 3471 | 6942 | 3.01 | Electrical – Earth Bar | Enumerated (nr) | 97 | Rule | ✓ | Priced
| Citywalk Plot 5.11 Main Works Contract BOQ (1).xlsx | B |  |  | NEW | CITYWALK PHASE-05, PLOT 5.11 | Residential | CITYWALK RESIDENTIAL 1 LLC |  | R — Electrical Engineering Installations | R | R08 | R0801 | R8 Connections to supply mains | 25x3mm; tin coated earth bar | 8 | Nr. | AED | 1735 | 13880 | 3.01 | Electrical – Earth Bar | Enumerated (nr) | 97 | Rule | ✓ | Priced
| Citywalk Plot 5.11 Main Works Contract BOQ (1).xlsx | C |  |  | NEW | CITYWALK PHASE-05, PLOT 5.11 | Residential | CITYWALK RESIDENTIAL 1 LLC |  | Q — Mechanical Engineering Installations | Q | Q03 | Q0300 | Q3 Ductwork | Down conductor | 124 | m | AED | 181 | 22444 | 5.06 | Mechanical Engineering Installations | Length (m), Weight (t), Area (m²), Enumerated (nr), Item | 75 | Fuzzy | ⚠ | Priced
| Citywalk Plot 5.11 Main Works Contract BOQ (1).xlsx | D |  |  | NEW | CITYWALK PHASE-05, PLOT 5.11 | Residential | CITYWALK RESIDENTIAL 1 LLC |  | B — Site Work | B | B03 | B0300 | B3 Boreholes (including pumping test wells) | Test link | 16 | Nr. | AED | 383 | 6128 | 8.01 | Site Works, Drainage, External Services & Landscaping | Volume (m³), Length (m), Area (m²), Enumerated (nr), Item | 68 | Fuzzy | ⚠ | Priced
| Citywalk Plot 5.11 Main Works Contract BOQ (1).xlsx | A |  |  | NEW | CITYWALK PHASE-05, PLOT 5.11 | Residential | CITYWALK RESIDENTIAL 1 LLC |  | R — Electrical Engineering Installations | R | R04 | R0405 | R4 Final sub-circuits and auxiliary installations | 100 x 100mm | 11 | m | AED | 46 | 506 | 5.11 | Fire & Lightning Protection – Conduit | Area (m²) | 75 | AI | ⚠ | Priced
| Citywalk Plot 5.11 Main Works Contract BOQ (1).xlsx | B |  |  | NEW | CITYWALK PHASE-05, PLOT 5.11 | Residential | CITYWALK RESIDENTIAL 1 LLC |  | R — Electrical Engineering Installations | R | R07 | R0701 | R7 Equipment | Intelligent optical smoke detector with base points | 33 | Nr. | AED | 351 | 11583 | 3.01 | Electrical – Fire Alarm | Enumerated (nr) | 97 | Rule | ✓ | Priced
| Citywalk Plot 5.11 Main Works Contract BOQ (1).xlsx | C |  |  | NEW | CITYWALK PHASE-05, PLOT 5.11 | Residential | CITYWALK RESIDENTIAL 1 LLC |  | R — Electrical Engineering Installations | R | R04 | R0403 | R4 Final sub-circuits and auxiliary installations | Intelligent heat detector with base points | 11 | Nr. | AED | 351 | 3861 | 5.11 | Fire & Lightning Protection – Heat Detector | Number | 90 | AI | ✓ | Priced
| Citywalk Plot 5.11 Main Works Contract BOQ (1).xlsx | D |  |  | NEW | CITYWALK PHASE-05, PLOT 5.11 | Residential | CITYWALK RESIDENTIAL 1 LLC |  | R — Electrical Engineering Installations | R | R04 | R0403 | R4 Final sub-circuits and auxiliary installations | Intelligent multi sensor detector with base points | 7 | Nr. | AED | 351 | 2457 | 5.11 | Fire & Lightning Protection – Multi-Sensor Detector | Number | 90 | AI | ✓ | Priced
| Citywalk Plot 5.11 Main Works Contract BOQ (1).xlsx | E |  |  | NEW | CITYWALK PHASE-05, PLOT 5.11 | Residential | CITYWALK RESIDENTIAL 1 LLC |  | R — Electrical Engineering Installations | R | R04 | R0404 | R4 Final sub-circuits and auxiliary installations | Fire phone jack points | 12 | Nr. | AED | 351 | 4212 | 5.11 | Fire & Lightning Protection – Fire Phone Jack | Number | 85 | AI | ✓ | Priced
| Citywalk Plot 5.11 Main Works Contract BOQ (1).xlsx | A |  |  | NEW | CITYWALK PHASE-05, PLOT 5.11 | Residential | CITYWALK RESIDENTIAL 1 LLC |  | R — Electrical Engineering Installations | R | R07 | R0701 | R7 Equipment | Fire alarm sounder or horn with flasher with back box points-W/P | 9 | Nr. | AED | 351 | 3159 | 3.01 | Electrical – Fire Alarm | Enumerated (nr) | 97 | Rule | ✓ | Priced
| Citywalk Plot 5.11 Main Works Contract BOQ (1).xlsx | B |  |  | NEW | CITYWALK PHASE-05, PLOT 5.11 | Residential | CITYWALK RESIDENTIAL 1 LLC |  | J — Finishes | J | J05 | J0501 | J5 Suspended ceilings | Ceiling mounted speaker with fire dome & ceramic terminal points | 11 | Nr. | AED | 351 | 3861 | 3.01 | Internal Finishes | Area (m²), Length (m) | 66 | Fuzzy | ⚠ | Priced
| Citywalk Plot 5.11 Main Works Contract BOQ (1).xlsx | C |  |  | NEW | CITYWALK PHASE-05, PLOT 5.11 | Residential | CITYWALK RESIDENTIAL 1 LLC |  | R — Electrical Engineering Installations | R | R07 | R0701 | R7 Equipment | Manual call point with recessed box points | 10 | Nr. | AED | 351 | 3510 | 3.01 | Electrical – Fire Alarm | Enumerated (nr) | 97 | Rule | ✓ | Priced
| Citywalk Plot 5.11 Main Works Contract BOQ (1).xlsx | D |  |  | NEW | CITYWALK PHASE-05, PLOT 5.11 | Residential | CITYWALK RESIDENTIAL 1 LLC |  | R — Electrical Engineering Installations | R | R07 | R0701 | R7 Equipment | Manual call point with back box points-W/P | 14 | Nr. | AED | 351 | 4914 | 3.01 | Electrical – Fire Alarm | Enumerated (nr) | 97 | Rule | ✓ | Priced
| Citywalk Plot 5.11 Main Works Contract BOQ (1).xlsx | E |  |  | NEW | CITYWALK PHASE-05, PLOT 5.11 | Residential | CITYWALK RESIDENTIAL 1 LLC |  | R — Electrical Engineering Installations | R | R04 | R0404 | R4 Final sub-circuits and auxiliary installations | Wall mounted speaker with back box points-W/P | 7 | Nr. | AED | 351 | 2457 | 5.11 | Fire & Lightning Protection – Speaker | Number | 85 | AI | ✓ | Priced
| Citywalk Plot 5.11 Main Works Contract BOQ (1).xlsx | F |  |  | NEW | CITYWALK PHASE-05, PLOT 5.11 | Residential | CITYWALK RESIDENTIAL 1 LLC |  | R — Electrical Engineering Installations | R | R04 | R0404 | R4 Final sub-circuits and auxiliary installations | Wall mounted speaker with flasher with back box points-W/P | 20 | Nr. | AED | 351 | 7020 | 5.11 | Fire & Lightning Protection – Speaker with Flasher | Number | 85 | AI | ✓ | Priced
| Citywalk Plot 5.11 Main Works Contract BOQ (1).xlsx | G |  |  | NEW | CITYWALK PHASE-05, PLOT 5.11 | Residential | CITYWALK RESIDENTIAL 1 LLC |  | R — Electrical Engineering Installations | R | R06 | R0600 | R6 Control gear | Interface unit fire rated enclosure points (2IN/ 2OUT control x Monitor module) (IFU) | 11 | Nr. | AED | 351 | 3861 | 5.08 | Electrical Engineering Installations | Length (m), Enumerated (nr), Item | 67 | Fuzzy | ⚠ | Priced
| Citywalk Plot 5.11 Main Works Contract BOQ (1).xlsx | H |  |  | NEW | CITYWALK PHASE-05, PLOT 5.11 | Residential | CITYWALK RESIDENTIAL 1 LLC |  | R — Electrical Engineering Installations | R | R07 | R0701 | R7 Equipment | Intelligent ceiling void smoke detector points | 6 | Nr. | AED | 351 | 2106 | 3.01 | Electrical – Fire Alarm | Enumerated (nr) | 97 | Rule | ✓ | Priced
| Citywalk Plot 5.11 Main Works Contract BOQ (1).xlsx | J |  |  | NEW | CITYWALK PHASE-05, PLOT 5.11 | Residential | CITYWALK RESIDENTIAL 1 LLC |  | R — Electrical Engineering Installations | R | R07 | R0701 | R7 Equipment | Intelligent optical smoke detector with base | 33 | Nr. | AED | 392 | 12936 | 3.01 | Electrical – Fire Alarm | Enumerated (nr) | 97 | Rule | ✓ | Priced
| Citywalk Plot 5.11 Main Works Contract BOQ (1).xlsx | K |  |  | NEW | CITYWALK PHASE-05, PLOT 5.11 | Residential | CITYWALK RESIDENTIAL 1 LLC |  | R — Electrical Engineering Installations | R | R04 | R0403 | R4 Final sub-circuits and auxiliary installations | Intelligent heat detector with base | 11 | Nr. | AED | 329 | 3619 | 5.11 | Fire & Lightning Protection – Heat Detector | Number | 90 | AI | ✓ | Priced
| Citywalk Plot 5.11 Main Works Contract BOQ (1).xlsx | L |  |  | NEW | CITYWALK PHASE-05, PLOT 5.11 | Residential | CITYWALK RESIDENTIAL 1 LLC |  | R — Electrical Engineering Installations | R | R04 | R0403 | R4 Final sub-circuits and auxiliary installations | Intelligent multi sensor detector with base | 7 | Nr. | AED | 549 | 3843 | 5.11 | Fire & Lightning Protection – Multi-Sensor Detector | Number | 90 | AI | ✓ | Priced
| Citywalk Plot 5.11 Main Works Contract BOQ (1).xlsx | M |  |  | NEW | CITYWALK PHASE-05, PLOT 5.11 | Residential | CITYWALK RESIDENTIAL 1 LLC |  | R — Electrical Engineering Installations | R | R04 | R0404 | R4 Final sub-circuits and auxiliary installations | Fire phone jack | 12 | Nr. | AED | 329 | 3948 | 5.11 | Fire & Lightning Protection – Fire Phone Jack | Number | 85 | AI | ✓ | Priced
| Citywalk Plot 5.11 Main Works Contract BOQ (1).xlsx | N |  |  | NEW | CITYWALK PHASE-05, PLOT 5.11 | Residential | CITYWALK RESIDENTIAL 1 LLC |  | R — Electrical Engineering Installations | R | R07 | R0701 | R7 Equipment | Fire alarm sounder or horn with flasher with back box-W/P | 9 | Nr. | AED | 737 | 6633 | 3.01 | Electrical – Fire Alarm | Enumerated (nr) | 97 | Rule | ✓ | Priced
| Citywalk Plot 5.11 Main Works Contract BOQ (1).xlsx | P |  |  | NEW | CITYWALK PHASE-05, PLOT 5.11 | Residential | CITYWALK RESIDENTIAL 1 LLC |  | J — Finishes | J | J05 | J0501 | J5 Suspended ceilings | Ceiling mounted speaker with fire dome & ceramic terminal | 11 | Nr. | AED | 642 | 7062 | 3.01 | Internal Finishes | Area (m²), Length (m) | 67 | Fuzzy | ⚠ | Priced
| Citywalk Plot 5.11 Main Works Contract BOQ (1).xlsx | Q |  |  | NEW | CITYWALK PHASE-05, PLOT 5.11 | Residential | CITYWALK RESIDENTIAL 1 LLC |  | R — Electrical Engineering Installations | R | R07 | R0701 | R7 Equipment | Manual call point with recessed box | 10 | Nr. | AED | 455 | 4550 | 3.01 | Electrical – Fire Alarm | Enumerated (nr) | 97 | Rule | ✓ | Priced
| Citywalk Plot 5.11 Main Works Contract BOQ (1).xlsx | R |  |  | NEW | CITYWALK PHASE-05, PLOT 5.11 | Residential | CITYWALK RESIDENTIAL 1 LLC |  | R — Electrical Engineering Installations | R | R07 | R0701 | R7 Equipment | Manual call point with back box-W/P | 14 | Nr. | AED | 549 | 7686 | 3.01 | Electrical – Fire Alarm | Enumerated (nr) | 97 | Rule | ✓ | Priced
| Citywalk Plot 5.11 Main Works Contract BOQ (1).xlsx | A |  |  | NEW | CITYWALK PHASE-05, PLOT 5.11 | Residential | CITYWALK RESIDENTIAL 1 LLC |  | R — Electrical Engineering Installations | R | R04 | R0404 | R4 Final sub-circuits and auxiliary installations | Wall mounted speaker with back box-W/P | 7 | Nr. | AED | 737 | 5159 | 5.11 | Fire & Lightning Protection – Speaker | Number | 85 | AI | ✓ | Priced
| Citywalk Plot 5.11 Main Works Contract BOQ (1).xlsx | B |  |  | NEW | CITYWALK PHASE-05, PLOT 5.11 | Residential | CITYWALK RESIDENTIAL 1 LLC |  | R — Electrical Engineering Installations | R | R04 | R0404 | R4 Final sub-circuits and auxiliary installations | Wall mounted speaker with flasher with back box-W/P | 20 | Nr. | AED | 878 | 17560 | 5.11 | Fire & Lightning Protection – Speaker with Flasher | Number | 85 | AI | ✓ | Priced
| Citywalk Plot 5.11 Main Works Contract BOQ (1).xlsx | C |  |  | NEW | CITYWALK PHASE-05, PLOT 5.11 | Residential | CITYWALK RESIDENTIAL 1 LLC |  | R — Electrical Engineering Installations | R | R06 | R0600 | R6 Control gear | Interface unit fire rated enclosure (2IN/ 2OUT control x Monitor module) (IFU) | 11 | Nr. | AED | 815 | 8965 | 5.08 | Electrical Engineering Installations | Length (m), Enumerated (nr), Item | 67 | Fuzzy | ⚠ | Priced
| Citywalk Plot 5.11 Main Works Contract BOQ (1).xlsx | D |  |  | NEW | CITYWALK PHASE-05, PLOT 5.11 | Residential | CITYWALK RESIDENTIAL 1 LLC |  | R — Electrical Engineering Installations | R | R07 | R0701 | R7 Equipment | Intelligent ceiling void smoke detector | 6 | Nr. | AED | 549 | 3294 | 3.01 | Electrical – Fire Alarm | Enumerated (nr) | 97 | Rule | ✓ | Priced
| Citywalk Plot 5.11 Main Works Contract BOQ (1).xlsx | E |  |  | NEW | CITYWALK PHASE-05, PLOT 5.11 | Residential | CITYWALK RESIDENTIAL 1 LLC |  | R — Electrical Engineering Installations | R | R04 | R0402 | R4 Final sub-circuits and auxiliary installations | 24X7 direct alarm smart monitoring system panel | 1 | Nr. | AED | 3510 | 3510 | 5.11 | Fire & Lightning Protection – Control Panel | Number | 85 | AI | ✓ | Priced
| Citywalk Plot 5.11 Main Works Contract BOQ (1).xlsx | F |  |  | NEW | CITYWALK PHASE-05, PLOT 5.11 | Residential | CITYWALK RESIDENTIAL 1 LLC |  | R — Electrical Engineering Installations | R | R06 | R0600 | R6 Control gear | Main fire alarm control panel with integrated voice evacuation, smoke control panel & fire telephone | 1 | Nr. | AED | 21472 | 21472 | 5.08 | Electrical Engineering Installations | Length (m), Enumerated (nr), Item | 79 | Fuzzy | ⚠ | Priced
| Citywalk Plot 5.11 Main Works Contract BOQ (1).xlsx | G |  |  | NEW | CITYWALK PHASE-05, PLOT 5.11 | Residential | CITYWALK RESIDENTIAL 1 LLC |  | R — Electrical Engineering Installations | R | R09 | R0901 | R9 Sundries | Fire alarm repeater panel with back box | 2 | Nr. | AED | 8190 | 16380 | 5.08 | Electrical Engineering Installations | Length (m), Enumerated (nr), Item | 69 | Fuzzy | ⚠ | Priced
| Citywalk Plot 5.11 Main Works Contract BOQ (1).xlsx | H |  |  | NEW | CITYWALK PHASE-05, PLOT 5.11 | Residential | CITYWALK RESIDENTIAL 1 LLC |  | R — Electrical Engineering Installations | R | R04 | R0402 | R4 Final sub-circuits and auxiliary installations | Disable alarm panel (DAP) | 1 | Nr. | AED | 10291 | 10291 | 5.11 | Fire & Lightning Protection – Disable Alarm Panel | Number | 85 | AI | ✓ | Priced
| Citywalk Plot 5.11 Main Works Contract BOQ (1).xlsx | J |  |  | NEW | CITYWALK PHASE-05, PLOT 5.11 | Residential | CITYWALK RESIDENTIAL 1 LLC |  | R — Electrical Engineering Installations | R | R04 | R0401 | R4 Final sub-circuits and auxiliary installations | Fire telephone panel (FTP) | 1 | Nr. | AED | 3510 | 3510 | 5.08 | Electrical Engineering Installations | Length (m), Enumerated (nr), Item | 61 | Fuzzy | ⚠ | Priced
| Citywalk Plot 5.11 Main Works Contract BOQ (1).xlsx | K |  |  | NEW | CITYWALK PHASE-05, PLOT 5.11 | Residential | CITYWALK RESIDENTIAL 1 LLC |  | R — Electrical Engineering Installations | R | R06 | R0600 | R6 Control gear | Voice evacuation control panel (VECP) | 1 | Nr. | AED | 21060 | 21060 | 5.08 | Electrical Engineering Installations | Length (m), Enumerated (nr), Item | 69 | Fuzzy | ⚠ | Priced
| Citywalk Plot 5.11 Main Works Contract BOQ (1).xlsx | L |  |  | NEW | CITYWALK PHASE-05, PLOT 5.11 | Residential | CITYWALK RESIDENTIAL 1 LLC |  | R — Electrical Engineering Installations | R | R04 | R0402 | R4 Final sub-circuits and auxiliary installations | Power supply unit panel for FAS/Voice evacuation | 1 | Nr. | AED | 3510 | 3510 | 5.11 | Fire & Lightning Protection – Power Supply Unit | Number | 90 | AI | ✓ | Priced
| Citywalk Plot 5.11 Main Works Contract BOQ (1).xlsx | M |  |  | NEW | CITYWALK PHASE-05, PLOT 5.11 | Residential | CITYWALK RESIDENTIAL 1 LLC |  | R — Electrical Engineering Installations | R | R06 | R0600 | R6 Control gear | Fire fighters smoke control system panel | 1 | Nr. | AED | 3510 | 3510 | 5.08 | Electrical Engineering Installations | Length (m), Enumerated (nr), Item | 69 | Fuzzy | ⚠ | Priced
| Citywalk Plot 5.11 Main Works Contract BOQ (1).xlsx | N |  |  | NEW | CITYWALK PHASE-05, PLOT 5.11 | Residential | CITYWALK RESIDENTIAL 1 LLC |  | R — Electrical Engineering Installations | R | R00 | R0000 |  | Fire alarm & emergency monitoring system workstation | 1 | Nr. | AED | 11700 | 11700 | 5.08 | Electrical Engineering Installations | Length (m), Enumerated (nr), Item | 62 | Fuzzy | ⚠ | Priced
| Citywalk Plot 5.11 Main Works Contract BOQ (1).xlsx | A |  |  | NEW | CITYWALK PHASE-05, PLOT 5.11 | Residential | CITYWALK RESIDENTIAL 1 LLC |  | R — Electrical Engineering Installations | R | R04 | R0401 | R4 Final sub-circuits and auxiliary installations | 2 x 6C single mode fiber cable | 60 | m | AED | 115 | 6900 | 5.08 | Electrical Engineering Installations | Length (m), Enumerated (nr), Item | 62 | Fuzzy | ⚠ | Priced
| Citywalk Plot 5.11 Main Works Contract BOQ (1).xlsx | B |  |  | NEW | CITYWALK PHASE-05, PLOT 5.11 | Residential | CITYWALK RESIDENTIAL 1 LLC |  | R — Electrical Engineering Installations | R | R04 | R0401 | R4 Final sub-circuits and auxiliary installations | 2 x 12C single mode fiber cable | 21 | m | AED | 229 | 4809 | 5.08 | Electrical Engineering Installations | Length (m), Enumerated (nr), Item | 62 | Fuzzy | ⚠ | Priced
| Citywalk Plot 5.11 Main Works Contract BOQ (1).xlsx | C |  |  | NEW | CITYWALK PHASE-05, PLOT 5.11 | Residential | CITYWALK RESIDENTIAL 1 LLC |  | R — Electrical Engineering Installations | R | R04 | R0401 | R4 Final sub-circuits and auxiliary installations | 4 core single mode fiber optic cable | 77 | m | AED | 39 | 3003 | 5.08 | Electrical Engineering Installations | Length (m), Enumerated (nr), Item | 65 | Fuzzy | ⚠ | Priced
| Citywalk Plot 5.11 Main Works Contract BOQ (1).xlsx | D |  |  | NEW | CITYWALK PHASE-05, PLOT 5.11 | Residential | CITYWALK RESIDENTIAL 1 LLC |  | R — Electrical Engineering Installations | R | R05 | R0501 | R5 Accessories | 150 x 50mm | 23 | m | AED | 64 | 1472 | 5.12 | Communication & Security – Fiber Optic Conduit | Area (m²) | 80 | AI | ⚠ | Priced
| Citywalk Plot 5.11 Main Works Contract BOQ (1).xlsx | E |  |  | NEW | CITYWALK PHASE-05, PLOT 5.11 | Residential | CITYWALK RESIDENTIAL 1 LLC |  | R — Electrical Engineering Installations | R | R05 | R0501 | R5 Accessories | 300 x 50mm | 305 | m | AED | 111 | 33855 | 5.12 | Communication & Security – Fiber Optic Conduit | Area (m²) | 80 | AI | ⚠ | Priced
| Citywalk Plot 5.11 Main Works Contract BOQ (1).xlsx | F |  |  | NEW | CITYWALK PHASE-05, PLOT 5.11 | Residential | CITYWALK RESIDENTIAL 1 LLC |  | R — Electrical Engineering Installations | R | R05 | R0501 | R5 Accessories | 450 x 50mm | 44 | m | AED | 146 | 6424 | 5.12 | Communication & Security – Fiber Optic Conduit | Area (m²) | 80 | AI | ⚠ | Priced
| Citywalk Plot 5.11 Main Works Contract BOQ (1).xlsx | G |  |  | NEW | CITYWALK PHASE-05, PLOT 5.11 | Residential | CITYWALK RESIDENTIAL 1 LLC |  | R — Electrical Engineering Installations | R | R05 | R0503 | R5 Accessories | CAT-6 RJ45 Dual outlet for data | 10 | Nr. | AED | 1307 | 13070 | 5.12 | Communication & Security – Data Outlet | Number | 90 | AI | ✓ | Priced
| Citywalk Plot 5.11 Main Works Contract BOQ (1).xlsx | A |  |  | NEW | CITYWALK PHASE-05, PLOT 5.11 | Residential | CITYWALK RESIDENTIAL 1 LLC |  | R — Electrical Engineering Installations | R | R04 | R0401 | R4 Final sub-circuits and auxiliary installations | Floor box consisting 13A twin SSO (measured separately) & RJ45 twin outlet | 3 | Nr. | AED | 1307 | 3921 | 3.01 | Electrical – Floor Box | Enumerated (nr) | 95 | Rule | ✓ | Priced
| Citywalk Plot 5.11 Main Works Contract BOQ (1).xlsx | B |  |  | NEW | CITYWALK PHASE-05, PLOT 5.11 | Residential | CITYWALK RESIDENTIAL 1 LLC |  | R — Electrical Engineering Installations | R | R05 | R0503 | R5 Accessories | CAT-6 RJ45 Dual outlet for data | 10 | Nr. | AED | 198 | 1980 | 5.12 | Communication & Security – Data Outlet | Number | 90 | AI | ✓ | Priced
| Citywalk Plot 5.11 Main Works Contract BOQ (1).xlsx | C |  |  | NEW | CITYWALK PHASE-05, PLOT 5.11 | Residential | CITYWALK RESIDENTIAL 1 LLC |  | R — Electrical Engineering Installations | R | R04 | R0401 | R4 Final sub-circuits and auxiliary installations | Floor box consisting 13A twin SSO (measured separately) & RJ45 twin outlet | 3 | Nr. | AED | 198 | 594 | 3.01 | Electrical – Floor Box | Enumerated (nr) | 95 | Rule | ✓ | Priced
| Citywalk Plot 5.11 Main Works Contract BOQ (1).xlsx | D |  |  | NEW | CITYWALK PHASE-05, PLOT 5.11 | Residential | CITYWALK RESIDENTIAL 1 LLC |  | R — Electrical Engineering Installations | R | R05 | R0503 | R5 Accessories | 42U ISP Rack 1 & 2 | 2 | Nr. | AED | 29286 | 58572 | 5.12 | Communication & Security – Server Rack | Number | 90 | AI | ✓ | Priced
| Citywalk Plot 5.11 Main Works Contract BOQ (1).xlsx | E |  |  | NEW | CITYWALK PHASE-05, PLOT 5.11 | Residential | CITYWALK RESIDENTIAL 1 LLC |  | R — Electrical Engineering Installations | R | R05 | R0503 | R5 Accessories | 18U IDF-LL Rack | 1 | Nr. | AED | 19915 | 19915 | 5.12 | Communication & Security – Rack | Number | 85 | AI | ✓ | Priced
| Citywalk Plot 5.11 Main Works Contract BOQ (1).xlsx | F |  |  | NEW | CITYWALK PHASE-05, PLOT 5.11 | Residential | CITYWALK RESIDENTIAL 1 LLC |  | R — Electrical Engineering Installations | R | R05 | R0503 | R5 Accessories | 12U ONU-Retail Optical Network Cabinet Unit | 1 | Nr. | AED | 5623 | 5623 | 5.12 | Communication & Security – Cabinet | Number | 85 | AI | ✓ | Priced
| Citywalk Plot 5.11 Main Works Contract BOQ (1).xlsx | G |  |  | NEW | CITYWALK PHASE-05, PLOT 5.11 | Residential | CITYWALK RESIDENTIAL 1 LLC |  | R — Electrical Engineering Installations | R | R05 | R0503 | R5 Accessories | GSM Cross -C Cabinet | 1 | Nr. | AED | 21086 | 21086 | 5.12 | Communication & Security – Cabinet | Number | 85 | AI | ✓ | Priced
| Citywalk Plot 5.11 Main Works Contract BOQ (1).xlsx | H |  |  | NEW | CITYWALK PHASE-05, PLOT 5.11 | Residential | CITYWALK RESIDENTIAL 1 LLC |  | R — Electrical Engineering Installations | R | R05 | R0503 | R5 Accessories | Uninterruptible power supply (UPS) | 1 | Nr. | AED | 13588 | 13588 | 5.12 | Communication & Security – UPS Equipment | Number | 90 | AI | ✓ | Priced
| Citywalk Plot 5.11 Main Works Contract BOQ (1).xlsx | J |  |  | NEW | CITYWALK PHASE-05, PLOT 5.11 | Residential | CITYWALK RESIDENTIAL 1 LLC |  | R — Electrical Engineering Installations | R | R05 | R0504 | R5 Accessories | JRC-12 manhole | 4 | Nr. | AED | 7654 | 30616 | 5.12 | Communication & Security – Manhole | Number | 85 | AI | ✓ | Priced
| Citywalk Plot 5.11 Main Works Contract BOQ (1).xlsx | K |  |  | NEW | CITYWALK PHASE-05, PLOT 5.11 | Residential | CITYWALK RESIDENTIAL 1 LLC |  | R — Electrical Engineering Installations | R | R05 | R0504 | R5 Accessories | ELV system manhole, 600 x 600 x 800mm | 1 | Nr. | AED | 2603 | 2603 | 5.12 | Communication & Security – Manhole | Number | 85 | AI | ✓ | Priced
| Citywalk Plot 5.11 Main Works Contract BOQ (1).xlsx | A |  |  | NEW | CITYWALK PHASE-05, PLOT 5.11 | Residential | CITYWALK RESIDENTIAL 1 LLC |  | R — Electrical Engineering Installations | R | R05 | R0505 | R5 Accessories | 100 x 100mm | 6 | m | AED | 46 | 276 | 5.12 | Communication & Security – Conduit | Area (m²) | 75 | AI | ⚠ | Priced
| Citywalk Plot 5.11 Main Works Contract BOQ (1).xlsx | B |  |  | NEW | CITYWALK PHASE-05, PLOT 5.11 | Residential | CITYWALK RESIDENTIAL 1 LLC |  | R — Electrical Engineering Installations | R | R05 | R0505 | R5 Accessories | Guard unit with video display minimum 7'' screen | 2 | Nr. | AED | 302 | 604 | 5.12 | Communication & Security – Access Control Device | Number | 85 | AI | ✓ | Priced
| Citywalk Plot 5.11 Main Works Contract BOQ (1).xlsx | C |  |  | NEW | CITYWALK PHASE-05, PLOT 5.11 | Residential | CITYWALK RESIDENTIAL 1 LLC |  | R — Electrical Engineering Installations | R | R05 | R0505 | R5 Accessories | Main audio intercom indoor call station (ICS) | 2 | Nr. | AED | 302 | 604 | 5.12 | Communication & Security – Intercom Station | Number | 85 | AI | ✓ | Priced
| Citywalk Plot 5.11 Main Works Contract BOQ (1).xlsx | D |  |  | NEW | CITYWALK PHASE-05, PLOT 5.11 | Residential | CITYWALK RESIDENTIAL 1 LLC |  | A — General Requirements | A | A04 | A0401 | Contractor's administrative arrangements | Security IP video intercom system | 1 | Nr. | AED | 302 | 302 | 9.01 | Preliminaries / General Requirements | Item | 75 | Fuzzy | ⚠ | Priced
| Citywalk Plot 5.11 Main Works Contract BOQ (1).xlsx | E |  |  | NEW | CITYWALK PHASE-05, PLOT 5.11 | Residential | CITYWALK RESIDENTIAL 1 LLC |  | R — Electrical Engineering Installations | R | R05 | R0505 | R5 Accessories | Guard unit with video display minimum 7'' screen | 2 | Nr. | AED | 5164 | 10328 | 5.12 | Communication & Security – Access Control Device | Number | 85 | AI | ✓ | Priced
| Citywalk Plot 5.11 Main Works Contract BOQ (1).xlsx | F |  |  | NEW | CITYWALK PHASE-05, PLOT 5.11 | Residential | CITYWALK RESIDENTIAL 1 LLC |  | R — Electrical Engineering Installations | R | R05 | R0505 | R5 Accessories | Main audio intercom indoor call station (ICS) | 2 | Nr. | AED | 9199 | 18398 | 5.12 | Communication & Security – Intercom Station | Number | 85 | AI | ✓ | Priced
| Citywalk Plot 5.11 Main Works Contract BOQ (1).xlsx | G |  |  | NEW | CITYWALK PHASE-05, PLOT 5.11 | Residential | CITYWALK RESIDENTIAL 1 LLC |  | A — General Requirements | A | A04 | A0401 | Contractor's administrative arrangements | Security IP video intercom system | 1 | Nr. | AED | 17355 | 17355 | 9.01 | Preliminaries / General Requirements | Item | 75 | Fuzzy | ⚠ | Priced
| Citywalk Plot 5.11 Main Works Contract BOQ (1).xlsx | A |  |  | NEW | CITYWALK PHASE-05, PLOT 5.11 | Residential | CITYWALK RESIDENTIAL 1 LLC |  | R — Electrical Engineering Installations | R | R04 | R0401 | R4 Final sub-circuits and auxiliary installations | 10 GB UPLINK OM4 2 x 6 core cable | 9 | m | AED | 115 | 1035 | 5.08 | Electrical Engineering Installations | Length (m), Enumerated (nr), Item | 61 | Fuzzy | ⚠ | Priced
| Citywalk Plot 5.11 Main Works Contract BOQ (1).xlsx | B |  |  | NEW | CITYWALK PHASE-05, PLOT 5.11 | Residential | CITYWALK RESIDENTIAL 1 LLC |  | R — Electrical Engineering Installations | R | R01 | R0104 | R1 Generally | 2 x 6 core fiber optic cable (OM4) | 6 | m | AED | 115 | 690 | 5.08 | Electrical Engineering Installations | Length (m), Enumerated (nr), Item | 61 | Fuzzy | ⚠ | Priced
| Citywalk Plot 5.11 Main Works Contract BOQ (1).xlsx | C |  |  | NEW | CITYWALK PHASE-05, PLOT 5.11 | Residential | CITYWALK RESIDENTIAL 1 LLC |  | R — Electrical Engineering Installations | R | R08 | R0804 | R8 Connections to supply mains | Camera points | 51 | Nr. | AED | 4248 | 216648 | 3.01 | Electrical – CCTV | Enumerated (nr) | 97 | Rule | ✓ | Priced
| Citywalk Plot 5.11 Main Works Contract BOQ (1).xlsx | D |  |  | NEW | CITYWALK PHASE-05, PLOT 5.11 | Residential | CITYWALK RESIDENTIAL 1 LLC |  | R — Electrical Engineering Installations | R | R05 | R0503 | R5 Accessories | Decoder | 1 | Nr. | AED | 4248 | 4248 | 5.12 | Communication & Security – Decoder | Number | 85 | AI | ✓ | Priced
| Citywalk Plot 5.11 Main Works Contract BOQ (1).xlsx | E |  |  | NEW | CITYWALK PHASE-05, PLOT 5.11 | Residential | CITYWALK RESIDENTIAL 1 LLC |  | R — Electrical Engineering Installations | R | R08 | R0804 | R8 Connections to supply mains | Full HD 1080P daylight indoor dome camera; identification; CIC-XX-WDR (Cam-1) | 5 | Nr. | AED | 6942 | 34710 | 3.01 | Electrical – CCTV | Enumerated (nr) | 97 | Rule | ✓ | Priced
| Citywalk Plot 5.11 Main Works Contract BOQ (1).xlsx | F |  |  | NEW | CITYWALK PHASE-05, PLOT 5.11 | Residential | CITYWALK RESIDENTIAL 1 LLC |  | R — Electrical Engineering Installations | R | R08 | R0804 | R8 Connections to supply mains | Full HD 1080P day/night indoor dome camera; recognition; CRC-XX (Cam-2) | 3 | Nr. | AED | 6942 | 20826 | 3.01 | Electrical – CCTV | Enumerated (nr) | 97 | Rule | ✓ | Priced
| Citywalk Plot 5.11 Main Works Contract BOQ (1).xlsx | G |  |  | NEW | CITYWALK PHASE-05, PLOT 5.11 | Residential | CITYWALK RESIDENTIAL 1 LLC |  | R — Electrical Engineering Installations | R | R08 | R0804 | R8 Connections to supply mains | Full HD 1080P day/night indoor dome camera; observation; COC-XX (Cam-3) | 7 | Nr. | AED | 6942 | 48594 | 3.01 | Electrical – CCTV | Enumerated (nr) | 97 | Rule | ✓ | Priced
| Citywalk Plot 5.11 Main Works Contract BOQ (1).xlsx | A |  |  | NEW | CITYWALK PHASE-05, PLOT 5.11 | Residential | CITYWALK RESIDENTIAL 1 LLC |  | R — Electrical Engineering Installations | R | R05 | R0506 | R5 Accessories | Full HD 1080P day/night outdoor bullet camera; detection; CDW-XX-WP (Cam-6) | 24 | Nr. | AED | 7983 | 191592 | 5.12 | Communication & Security – CCTV Camera | Number | 90 | AI | ✓ | Priced
| Citywalk Plot 5.11 Main Works Contract BOQ (1).xlsx | B |  |  | NEW | CITYWALK PHASE-05, PLOT 5.11 | Residential | CITYWALK RESIDENTIAL 1 LLC |  | R — Electrical Engineering Installations | R | R05 | R0506 | R5 Accessories | Full HD 1080P day/night outdoor bullet camera; observation; CRW-XX-WP (Cam-8) | 2 | Nr. | AED | 7983 | 15966 | 5.12 | Communication & Security – CCTV Camera | Number | 90 | AI | ✓ | Priced
| Citywalk Plot 5.11 Main Works Contract BOQ (1).xlsx | C |  |  | NEW | CITYWALK PHASE-05, PLOT 5.11 | Residential | CITYWALK RESIDENTIAL 1 LLC |  | R — Electrical Engineering Installations | R | R05 | R0506 | R5 Accessories | Full HD 1080P day/night outdoor bullet camera; observation; COW-XX (Cam-10) | 2 | Nr. | AED | 7983 | 15966 | 5.12 | Communication & Security – CCTV Camera | Number | 90 | AI | ✓ | Priced
| Citywalk Plot 5.11 Main Works Contract BOQ (1).xlsx | D |  |  | NEW | CITYWALK PHASE-05, PLOT 5.11 | Residential | CITYWALK RESIDENTIAL 1 LLC |  | R — Electrical Engineering Installations | R | R08 | R0804 | R8 Connections to supply mains | Full HD 1080P daylight indoor dome camera; identification; CIW-XX-WP (Cam-12) | 6 | Nr. | AED | 6942 | 41652 | 3.01 | Electrical – CCTV | Enumerated (nr) | 97 | Rule | ✓ | Priced
| Citywalk Plot 5.11 Main Works Contract BOQ (1).xlsx | E |  |  | NEW | CITYWALK PHASE-05, PLOT 5.11 | Residential | CITYWALK RESIDENTIAL 1 LLC |  | Q — Mechanical Engineering Installations | Q | Q05 | Q0500 | Q5 Automatic controls | Automatic number plate recognition camera; CIW-XX-ANPR-WP (Cam-5) | 2 | Nr. | AED | 48036 | 96072 | 5.06 | Mechanical Engineering Installations | Length (m), Weight (t), Area (m²), Enumerated (nr), Item | 68 | Fuzzy | ⚠ | Priced
| Citywalk Plot 5.11 Main Works Contract BOQ (1).xlsx | F |  |  | NEW | CITYWALK PHASE-05, PLOT 5.11 | Residential | CITYWALK RESIDENTIAL 1 LLC |  | A — General Requirements | A | A04 | A0401 | Contractor's administrative arrangements | 42U Security IDF Rack | 1 | Nr. | AED | 21693 | 21693 | 9.01 | Preliminaries / General Requirements | Item | 74 | Fuzzy | ⚠ | Priced
| Citywalk Plot 5.11 Main Works Contract BOQ (1).xlsx | G |  |  | NEW | CITYWALK PHASE-05, PLOT 5.11 | Residential | CITYWALK RESIDENTIAL 1 LLC |  | A — General Requirements | A | A04 | A0401 | Contractor's administrative arrangements | 42U Security Server Rack | 2 | Nr. | AED | 21693 | 43386 | 9.01 | Preliminaries / General Requirements | Item | 74 | Fuzzy | ⚠ | Priced
| Citywalk Plot 5.11 Main Works Contract BOQ (1).xlsx | H |  |  | NEW | CITYWALK PHASE-05, PLOT 5.11 | Residential | CITYWALK RESIDENTIAL 1 LLC |  | R — Electrical Engineering Installations | R | R05 | R0503 | R5 Accessories | Decoder | 1 | Nr. | AED | 31239 | 31239 | 5.12 | Communication & Security – Decoder | Number | 85 | AI | ✓ | Priced
| Citywalk Plot 5.11 Main Works Contract BOQ (1).xlsx | J |  |  | NEW | CITYWALK PHASE-05, PLOT 5.11 | Residential | CITYWALK RESIDENTIAL 1 LLC |  | R — Electrical Engineering Installations | R | R05 | R0505 | R5 Accessories | Key management system panel (KVM) | 1 | Nr. | AED | 19923 | 19923 | 5.12 | Communication & Security – Key Management System | Number | 85 | AI | ✓ | Priced
| Citywalk Plot 5.11 Main Works Contract BOQ (1).xlsx | K |  |  | NEW | CITYWALK PHASE-05, PLOT 5.11 | Residential | CITYWALK RESIDENTIAL 1 LLC |  | R — Electrical Engineering Installations | R | R06 | R0600 | R6 Control gear | Workstation; including APNR camera workstation, VMS workstation & Access Control Workstation | 1 | Nr. | AED | 43040 | 43040 | 5.08 | Electrical Engineering Installations | Length (m), Enumerated (nr), Item | 69 | Fuzzy | ⚠ | Priced
| Citywalk Plot 5.11 Main Works Contract BOQ (1).xlsx | L |  |  | NEW | CITYWALK PHASE-05, PLOT 5.11 | Residential | CITYWALK RESIDENTIAL 1 LLC |  | A — General Requirements | A | A08 | A0801 | Temporary works | Access controlled single leaf door (ACS-1) | 5 | Nr. | AED | 1199 | 5995 | 9.01 | Preliminaries / General Requirements | Item | 60 | Fuzzy | ⚠ | Priced
| Citywalk Plot 5.11 Main Works Contract BOQ (1).xlsx | M |  |  | NEW | CITYWALK PHASE-05, PLOT 5.11 | Residential | CITYWALK RESIDENTIAL 1 LLC |  | A — General Requirements | A | A08 | A0801 | Temporary works | Access controlled double leaf door (ACS-2) | 3 | Nr. | AED | 1199 | 3597 | 9.01 | Preliminaries / General Requirements | Item | 60 | Fuzzy | ⚠ | Priced
| Citywalk Plot 5.11 Main Works Contract BOQ (1).xlsx | A |  |  | NEW | CITYWALK PHASE-05, PLOT 5.11 | Residential | CITYWALK RESIDENTIAL 1 LLC |  | A — General Requirements | A | A08 | A0801 | Temporary works | Access controlled sliding door (ACS-SL) | 2 | Nr. | AED | 1199 | 2398 | 9.01 | Preliminaries / General Requirements | Item | 60 | Fuzzy | ⚠ | Priced
| Citywalk Plot 5.11 Main Works Contract BOQ (1).xlsx | B |  |  | NEW | CITYWALK PHASE-05, PLOT 5.11 | Residential | CITYWALK RESIDENTIAL 1 LLC |  | H — Doors And Windows | H | H01 | H0100 | H1 Doors | Door contact (DC-1) | 18 | Nr. | AED | 1199 | 21582 | 2.06 | Windows and External Doors | Enumerated (nr), Area (m²), Length (m) | 62 | Fuzzy | ⚠ | Priced
| Citywalk Plot 5.11 Main Works Contract BOQ (1).xlsx | C |  |  | NEW | CITYWALK PHASE-05, PLOT 5.11 | Residential | CITYWALK RESIDENTIAL 1 LLC |  | A — General Requirements | A | A08 | A0801 | Temporary works | Access controlled single leaf door (ACS-1) | 5 | Nr. | AED | 13883 | 69415 | 9.01 | Preliminaries / General Requirements | Item | 60 | Fuzzy | ⚠ | Priced
| Citywalk Plot 5.11 Main Works Contract BOQ (1).xlsx | D |  |  | NEW | CITYWALK PHASE-05, PLOT 5.11 | Residential | CITYWALK RESIDENTIAL 1 LLC |  | A — General Requirements | A | A08 | A0801 | Temporary works | Access controlled double leaf door (ACS-2) | 3 | Nr. | AED | 27768 | 83304 | 9.01 | Preliminaries / General Requirements | Item | 60 | Fuzzy | ⚠ | Priced
| Citywalk Plot 5.11 Main Works Contract BOQ (1).xlsx | E |  |  | NEW | CITYWALK PHASE-05, PLOT 5.11 | Residential | CITYWALK RESIDENTIAL 1 LLC |  | A — General Requirements | A | A08 | A0801 | Temporary works | Access controlled sliding door (ACS-SL) | 2 | Nr. | AED | 13883 | 27766 | 9.01 | Preliminaries / General Requirements | Item | 60 | Fuzzy | ⚠ | Priced
| Citywalk Plot 5.11 Main Works Contract BOQ (1).xlsx | F |  |  | NEW | CITYWALK PHASE-05, PLOT 5.11 | Residential | CITYWALK RESIDENTIAL 1 LLC |  | H — Doors And Windows | H | H01 | H0100 | H1 Doors | Door contact (DC-1) | 18 | Nr. | AED | 421 | 7578 | 2.06 | Windows and External Doors | Enumerated (nr), Area (m²), Length (m) | 62 | Fuzzy | ⚠ | Priced
| Citywalk Plot 5.11 Main Works Contract BOQ (1).xlsx | G |  |  | NEW | CITYWALK PHASE-05, PLOT 5.11 | Residential | CITYWALK RESIDENTIAL 1 LLC |  | R — Electrical Engineering Installations | R | R06 | R0600 | R6 Control gear | Access control panel (ACP) | 2 | Nr. | AED | 29886 | 59772 | 5.08 | Electrical Engineering Installations | Length (m), Enumerated (nr), Item | 69 | Fuzzy | ⚠ | Priced
| Citywalk Plot 5.11 Main Works Contract BOQ (1).xlsx | H |  |  | NEW | CITYWALK PHASE-05, PLOT 5.11 | Residential | CITYWALK RESIDENTIAL 1 LLC |  | R — Electrical Engineering Installations | R | R06 | R0600 | R6 Control gear | Access control system workstation including monitors, keyboard, mouse, etc | 1 | Nr. | AED | 52650 | 52650 | 5.08 | Electrical Engineering Installations | Length (m), Enumerated (nr), Item | 69 | Fuzzy | ⚠ | Priced
| Citywalk Plot 5.11 Main Works Contract BOQ (1).xlsx | J |  |  | NEW | CITYWALK PHASE-05, PLOT 5.11 | Residential | CITYWALK RESIDENTIAL 1 LLC |  | A — General Requirements | A | A06 | A0601 | Employer's facilities | Vehicle Entry | 1 | Nr. | AED | 32037 | 32037 | 9.01 | Preliminaries / General Requirements | Item | 61 | Fuzzy | ⚠ | Priced
| Citywalk Plot 5.11 Main Works Contract BOQ (1).xlsx | K |  |  | NEW | CITYWALK PHASE-05, PLOT 5.11 | Residential | CITYWALK RESIDENTIAL 1 LLC |  | A — General Requirements | A | A06 | A0601 | Employer's facilities | Vehicle Exit | 1 | Nr. | AED | 32037 | 32037 | 9.01 | Preliminaries / General Requirements | Item | 63 | Fuzzy | ⚠ | Priced
| Citywalk Plot 5.11 Main Works Contract BOQ (1).xlsx | L |  |  | NEW | CITYWALK PHASE-05, PLOT 5.11 | Residential | CITYWALK RESIDENTIAL 1 LLC |  | C — Concrete Work | C | C02 | C0201 | C2 Poured concrete | Pedestal mounted security intercom & card access system for gate barrier | 2 | Nr. | AED | 17355 | 34710 | 2.01 | Frame | Volume (m³) | 88 | Rule | ✓ | Priced
| Citywalk Plot 5.11 Main Works Contract BOQ (1).xlsx | M |  |  | NEW | CITYWALK PHASE-05, PLOT 5.11 | Residential | CITYWALK RESIDENTIAL 1 LLC |  | P — Conveying Systems | P | P01 | P0102 | P1 Generally | Push button for barrier | 1 | Nr. | AED | 347 | 347 | 5.10 | Lift & Conveyor – Gate Barrier Controls | Number | 72 | AI | ⚠ | Priced
| Citywalk Plot 5.11 Main Works Contract BOQ (1).xlsx | A |  |  | NEW | CITYWALK PHASE-05, PLOT 5.11 | Residential | CITYWALK RESIDENTIAL 1 LLC |  | Q — Mechanical Engineering Installations | Q | Q03 | Q0301 | Q3 Ductwork | Building management system (BMS) equipment/devices; as approved by theEngineer; including work stations, central processing unit, printer, mouse, control panels,interfacing units & interfacing to all electrical, HVAC, fire protection, plumbing, direct digital controllers, control modules, wiring, labeling, and complete fixing accessories. | 1 | Item | AED | 462496 | 462496 | 3.01 | Mechanical – BMS | Item | 90 | Rule | ✓ | Priced
| Citywalk Plot 5.11 Main Works Contract BOQ (1).xlsx | A |  |  | NEW | CITYWALK PHASE-05, PLOT 5.11 | Residential | CITYWALK RESIDENTIAL 1 LLC |  | Q — Mechanical Engineering Installations | Q | Q06 | Q0600 | Q6 Connections to supply mains | Allow for all connections to existing services mains if not included above | 1 | Item | AED | 1735 | 1735 | 5.06 | Mechanical Engineering Installations | Length (m), Weight (t), Area (m²), Enumerated (nr), Item | 77 | Fuzzy | ⚠ | Priced
| Citywalk Plot 5.11 Main Works Contract BOQ (1).xlsx | B |  |  | NEW | CITYWALK PHASE-05, PLOT 5.11 | Residential | CITYWALK RESIDENTIAL 1 LLC |  | R — Electrical Engineering Installations | R | R08 | R0801 | R8 Connections to supply mains | Allow for earthing and bonding as specified; in particular all metal containments shall be provided with earth continuity protection at all joints | 1 | Item | AED | 1735 | 1735 | 3.01 | Electrical – Earthing & Bonding | Item | 90 | Rule | ✓ | Priced
| Citywalk Plot 5.11 Main Works Contract BOQ (1).xlsx | C |  |  | NEW | CITYWALK PHASE-05, PLOT 5.11 | Residential | CITYWALK RESIDENTIAL 1 LLC |  | A — General Requirements | A | A02 | A0201 | Specification | Allow for all supports, fixings, anchors and insulating blocks where not included above or elsewhere | 1 | Item | AED | 1735 | 1735 | 9.01 | Preliminaries – BWIC | Item | 88 | Rule | ✓ | Priced
| Citywalk Plot 5.11 Main Works Contract BOQ (1).xlsx | D |  |  | NEW | CITYWALK PHASE-05, PLOT 5.11 | Residential | CITYWALK RESIDENTIAL 1 LLC |  | A — General Requirements | A | A03 | A0301 | Restrictions | Allow for all identification including painting, marking and labeling | 1 | Item | AED | 1735 | 1735 | 9.01 | Preliminaries – Documentation | Item | 88 | Rule | ✓ | Priced
| Citywalk Plot 5.11 Main Works Contract BOQ (1).xlsx | E |  |  | NEW | CITYWALK PHASE-05, PLOT 5.11 | Residential | CITYWALK RESIDENTIAL 1 LLC |  | A — General Requirements | A | A03 | A0302 | Restrictions | Allow for inspection, testing and commissioning including all off-site and factory testing; inspections to demonstrate compliance with relevant Specifications and standards; operating the completed installations; submitting all relevant test record sheets at the completion of the installations | 1 | Item | AED | 8678 | 8678 | 9.01 | Preliminaries – Testing & Commissioning | Item | 90 | Rule | ✓ | Priced
| Citywalk Plot 5.11 Main Works Contract BOQ (1).xlsx | F |  |  | NEW | CITYWALK PHASE-05, PLOT 5.11 | Residential | CITYWALK RESIDENTIAL 1 LLC |  | A — General Requirements | A | A03 | A0301 | Restrictions | Allow for providing in suitable quantities all special tools, operating handles and keys or other equipment necessary for installation, maintenance or operation of the completed installation | 1 | Item | AED | 1735 | 1735 | 9.01 | Preliminaries – Documentation | Item | 88 | Rule | ✓ | Priced
| Citywalk Plot 5.11 Main Works Contract BOQ (1).xlsx | G |  |  | NEW | CITYWALK PHASE-05, PLOT 5.11 | Residential | CITYWALK RESIDENTIAL 1 LLC |  | R — Electrical Engineering Installations | R | R01 | R0101 | R1 Generally | Allow for providing spares for the Electrical Engineering Installation | 1 | Item | AED | 1735 | 1735 | 3.01 | Electrical – Spares | Item | 88 | Rule | ✓ | Priced
| Citywalk Plot 5.11 Main Works Contract BOQ (1).xlsx | H |  |  | NEW | CITYWALK PHASE-05, PLOT 5.11 | Residential | CITYWALK RESIDENTIAL 1 LLC |  | A — General Requirements | A | A03 | A0301 | Restrictions | Allow for providing comprehensive equipment documentation including operating instructions and maintenance manuals, record documents, warranties, guarantees, drawings and the like | 1 | Item | AED | 1735 | 1735 | 9.01 | Preliminaries – Documentation | Item | 88 | Rule | ✓ | Priced
| Citywalk Plot 5.11 Main Works Contract BOQ (1).xlsx | A |  |  | NEW | CITYWALK PHASE-05, PLOT 5.11 | Residential | CITYWALK RESIDENTIAL 1 LLC |  | A — General Requirements | A | A03 | A0301 | Restrictions | Allow for planning and coordinating with relevant statutory authorities and with all other trades | 1 | Item | AED | 2340 | 2340 | 9.01 | Preliminaries – Statutory | Item | 88 | Rule | ✓ | Priced
| Citywalk Plot 5.11 Main Works Contract BOQ (1).xlsx | B |  |  | NEW | CITYWALK PHASE-05, PLOT 5.11 | Residential | CITYWALK RESIDENTIAL 1 LLC |  | A — General Requirements | A | A03 | A0301 | Restrictions | Allow for liaison with obtaining approvals and attendance on DEWA, other statutory bodies and service providers as required | 1 | Item | AED | 22800 | 22800 | 9.01 | Preliminaries – Statutory | Item | 88 | Rule | ✓ | Priced
| Citywalk Plot 5.11 Main Works Contract BOQ (1).xlsx | C |  |  | NEW | CITYWALK PHASE-05, PLOT 5.11 | Residential | CITYWALK RESIDENTIAL 1 LLC |  | A — General Requirements | A | A02 | A0201 | Specification | Allow for marking the positions of and cutting or forming holes, mortices, chases or the like and all making good | 1 | Item | AED | 2340 | 2340 | 9.01 | Preliminaries – BWIC | Item | 88 | Rule | ✓ | Priced
| Citywalk Plot 5.11 Main Works Contract BOQ (1).xlsx | D |  |  | NEW | CITYWALK PHASE-05, PLOT 5.11 | Residential | CITYWALK RESIDENTIAL 1 LLC |  | F — Woodwork | F | F02 | F0201 | F2 Structural timbers | Allow for supplying and fixing all sleeves, frames and built-in fire stoppers for building into concrete structures and masonry walls | 1 | Item | AED | 2340 | 2340 | 2.01 | Frame / Woodwork | Length (m), Area (m²), Enumerated (nr) | 76 | Fuzzy | ⚠ | Priced
| Citywalk Plot 5.11 Main Works Contract BOQ (1).xlsx | E |  |  | NEW | CITYWALK PHASE-05, PLOT 5.11 | Residential | CITYWALK RESIDENTIAL 1 LLC |  | A — General Requirements | A | A02 | A0201 | Specification | Allow for supplying and fixing all brackets, clamps and other fixing devices including building in or cutting and pinning and all making good | 1 | Item | AED | 2340 | 2340 | 9.01 | Preliminaries – BWIC | Item | 88 | Rule | ✓ | Priced
| Citywalk Plot 5.11 Main Works Contract BOQ (1).xlsx | F |  |  | NEW | CITYWALK PHASE-05, PLOT 5.11 | Residential | CITYWALK RESIDENTIAL 1 LLC |  | A — General Requirements | A | A02 | A0201 | Specification | Allow for fire stopping all cables, conduit, trucking, cable tray and the like at penetrations through fire walls and other structures and making good | 1 | Item | AED | 2340 | 2340 | 9.01 | Preliminaries – BWIC | Item | 88 | Rule | ✓ | Priced
| Citywalk Plot 5.11 Main Works Contract BOQ (1).xlsx | G |  |  | NEW | CITYWALK PHASE-05, PLOT 5.11 | Residential | CITYWALK RESIDENTIAL 1 LLC |  | A — General Requirements | A | A01 | A0101 | Conditions of contract | Allow for all incidental work including factory finishing, fixing to all backgrounds by appropriate means and all making good | 1 | Item | AED | 1340 | 1340 | 9.01 | Preliminaries – Contingency | Item | 88 | Rule | ✓ | Priced
| Citywalk Plot 5.11 Main Works Contract BOQ (1).xlsx | H |  |  | NEW | CITYWALK PHASE-05, PLOT 5.11 | Residential | CITYWALK RESIDENTIAL 1 LLC |  | R — Electrical Engineering Installations | R | R04 | R0401 | R4 Final sub-circuits and auxiliary installations | Electrical mains | 1 | Item | AED | 100 | 100 | 5.08 | Electrical Engineering Installations | Length (m), Enumerated (nr), Item | 79 | Fuzzy | ⚠ | Priced
| Citywalk Plot 5.11 Main Works Contract BOQ (1).xlsx | J |  |  | NEW | CITYWALK PHASE-05, PLOT 5.11 | Residential | CITYWALK RESIDENTIAL 1 LLC |  | A — General Requirements | A | A05 | A0501 | Constructional plant | Small power | 1 | Item | AED | 100 | 100 | 9.01 | Preliminaries / General Requirements | Item | 67 | Fuzzy | ⚠ | Priced
| Citywalk Plot 5.11 Main Works Contract BOQ (1).xlsx | A |  |  | NEW | CITYWALK PHASE-05, PLOT 5.11 | Residential | CITYWALK RESIDENTIAL 1 LLC |  | R — Electrical Engineering Installations | R | R01 | R0102 | R1 Generally | Lighting | 1 | Item | AED | 100 | 100 | 5.08 | Electrical Engineering Installations | Length (m), Enumerated (nr), Item | 79 | Fuzzy | ⚠ | Priced
| Citywalk Plot 5.11 Main Works Contract BOQ (1).xlsx | B |  |  | NEW | CITYWALK PHASE-05, PLOT 5.11 | Residential | CITYWALK RESIDENTIAL 1 LLC |  | R — Electrical Engineering Installations | R | R07 | R0701 | R7 Equipment | Emergency lighting | 1 | Item | AED | 100 | 100 | 5.08 | Electrical Engineering Installations | Length (m), Enumerated (nr), Item | 79 | Fuzzy | ⚠ | Priced
| Citywalk Plot 5.11 Main Works Contract BOQ (1).xlsx | C |  |  | NEW | CITYWALK PHASE-05, PLOT 5.11 | Residential | CITYWALK RESIDENTIAL 1 LLC |  | N — Special Construction | N | N03 | N0300 | N3 Installations | Fire detection, Emergency voice alarm and Evacuation system installations | 1 | Item | AED | 100 | 100 | 5.13 | Specialist Installations | Enumerated (nr), Item | 79 | Fuzzy | ⚠ | Priced
| Citywalk Plot 5.11 Main Works Contract BOQ (1).xlsx | D |  |  | NEW | CITYWALK PHASE-05, PLOT 5.11 | Residential | CITYWALK RESIDENTIAL 1 LLC |  | R — Electrical Engineering Installations | R | R04 | R0401 | R4 Final sub-circuits and auxiliary installations | Security Installation | 1 | Item | AED | 100 | 100 | 5.08 | Electrical Engineering Installations | Length (m), Enumerated (nr), Item | 76 | Fuzzy | ⚠ | Priced
| Citywalk Plot 5.11 Main Works Contract BOQ (1).xlsx | E |  |  | NEW | CITYWALK PHASE-05, PLOT 5.11 | Residential | CITYWALK RESIDENTIAL 1 LLC |  | R — Electrical Engineering Installations | R | R04 | R0401 | R4 Final sub-circuits and auxiliary installations | Electrical mains |  | Item | AED | 0 | 100 | 5.08 | Electrical Engineering Installations | Length (m), Enumerated (nr), Item | 79 | Fuzzy | ⚠ | Priced
| Citywalk Plot 5.11 Main Works Contract BOQ (1).xlsx | F |  |  | NEW | CITYWALK PHASE-05, PLOT 5.11 | Residential | CITYWALK RESIDENTIAL 1 LLC |  | A — General Requirements | A | A05 | A0501 | Constructional plant | Small power |  | Item | AED | 0 | 100 | 9.01 | Preliminaries / General Requirements | Item | 67 | Fuzzy | ⚠ | Priced
| Citywalk Plot 5.11 Main Works Contract BOQ (1).xlsx | G |  |  | NEW | CITYWALK PHASE-05, PLOT 5.11 | Residential | CITYWALK RESIDENTIAL 1 LLC |  | R — Electrical Engineering Installations | R | R01 | R0102 | R1 Generally | Lighting |  | Item | AED | 0 | 100 | 5.08 | Electrical Engineering Installations | Length (m), Enumerated (nr), Item | 79 | Fuzzy | ⚠ | Priced
| Citywalk Plot 5.11 Main Works Contract BOQ (1).xlsx | H |  |  | NEW | CITYWALK PHASE-05, PLOT 5.11 | Residential | CITYWALK RESIDENTIAL 1 LLC |  | R — Electrical Engineering Installations | R | R07 | R0701 | R7 Equipment | Emergency lighting |  | Item | AED | 0 | 100 | 5.08 | Electrical Engineering Installations | Length (m), Enumerated (nr), Item | 79 | Fuzzy | ⚠ | Priced
| Citywalk Plot 5.11 Main Works Contract BOQ (1).xlsx | J |  |  | NEW | CITYWALK PHASE-05, PLOT 5.11 | Residential | CITYWALK RESIDENTIAL 1 LLC |  | N — Special Construction | N | N03 | N0300 | N3 Installations | Fire detection, Emergency voice alarm and Evacuation system installations |  | Item | AED | 0 | 100 | 5.13 | Specialist Installations | Enumerated (nr), Item | 79 | Fuzzy | ⚠ | Priced
| Citywalk Plot 5.11 Main Works Contract BOQ (1).xlsx | K |  |  | NEW | CITYWALK PHASE-05, PLOT 5.11 | Residential | CITYWALK RESIDENTIAL 1 LLC |  | R — Electrical Engineering Installations | R | R04 | R0401 | R4 Final sub-circuits and auxiliary installations | Security Installation |  | Item | AED | 0 | 100 | 5.08 | Electrical Engineering Installations | Length (m), Enumerated (nr), Item | 76 | Fuzzy | ⚠ | Priced
| Citywalk Plot 5.11 Main Works Contract BOQ (1).xlsx | L |  |  | NEW | CITYWALK PHASE-05, PLOT 5.11 | Residential | CITYWALK RESIDENTIAL 1 LLC |  | N — Special Construction | N | N03 | N0300 | N3 Installations | Allow for training the Employer's Staff to operate and maintain the Electrical Engineering Installations | 1 | Item | AED | 500 | 500 | 5.13 | Specialist Installations | Enumerated (nr), Item | 79 | Fuzzy | ⚠ | Priced
| Citywalk Plot 5.11 Main Works Contract BOQ (1).xlsx | M |  |  | NEW | CITYWALK PHASE-05, PLOT 5.11 | Residential | CITYWALK RESIDENTIAL 1 LLC |  | A — General Requirements | A | A01 | A0101 | Conditions of contract | Allow for all incidental work to the Electrical Engineering Installations where not included above or elsewhere | 1 | Item | AED | 500 | 500 | 9.01 | Preliminaries – Contingency | Item | 88 | Rule | ✓ | Priced
| Citywalk Plot 5.11 Main Works Contract BOQ (1).xlsx | N |  |  | NEW | CITYWALK PHASE-05, PLOT 5.11 | Residential | CITYWALK RESIDENTIAL 1 LLC |  | A — General Requirements | A | A02 | A0201 | Specification | Allow for all builders work in connection with services for Electrical Engineering Installations where not included above or elsewhere | 1 | Item | AED | 310288 | 310288 | 9.01 | Preliminaries – BWIC | Item | 90 | Rule | ✓ | Priced
| Citywalk Plot 5.11 Main Works Contract BOQ (1).xlsx | A |  |  | NEW | CITYWALK PHASE-05, PLOT 5.11 | Residential | CITYWALK RESIDENTIAL 1 LLC |  | A — General Requirements | A | A01 | A0101 | Conditions of contract | Allow for any other works which are not included above and which are required to complete the Electrical Engineering Installations in accordance with the Specification and the Drawings (Tenderer to list below): |  | Item | AED |  |  | 9.01 | Preliminaries – Contingency | Item | 90 | Rule | ✓ | Unpriced
| Citywalk Plot 5.11 Main Works Contract BOQ (1).xlsx | A |  |  | NEW | CITYWALK PHASE-05, PLOT 5.11 | Residential | CITYWALK RESIDENTIAL 1 LLC |  | R — Electrical Engineering Installations | R | R04 | R0401 | R4 Final sub-circuits and auxiliary installations | Light points | 29 | Nr. | AED | 172 | 4988 | 5.08 | Electrical Engineering Installations | Length (m), Enumerated (nr), Item | 79 | Fuzzy | ⚠ | Priced
| Citywalk Plot 5.11 Main Works Contract BOQ (1).xlsx | B |  |  | NEW | CITYWALK PHASE-05, PLOT 5.11 | Residential | CITYWALK RESIDENTIAL 1 LLC |  | R — Electrical Engineering Installations | R | R04 | R0401 | R4 Final sub-circuits and auxiliary installations | Linear light points | 6 | m | AED | 122 | 732 | 5.08 | Electrical Engineering Installations | Length (m), Enumerated (nr), Item | 77 | Fuzzy | ⚠ | Priced
| Citywalk Plot 5.11 Main Works Contract BOQ (1).xlsx | C |  |  | NEW | CITYWALK PHASE-05, PLOT 5.11 | Residential | CITYWALK RESIDENTIAL 1 LLC |  | R — Electrical Engineering Installations | R | R05 | R0501 | R5 Accessories | Facade linear light points | 2 | m | AED | 153 | 306 | 3.01 | Electrical – Facade Lighting Points | Enumerated (nr) | 95 | Rule | ✓ | Priced
| Citywalk Plot 5.11 Main Works Contract BOQ (1).xlsx | D |  |  | NEW | CITYWALK PHASE-05, PLOT 5.11 | Residential | CITYWALK RESIDENTIAL 1 LLC |  | R — Electrical Engineering Installations | R | R04 | R0401 | R4 Final sub-circuits and auxiliary installations | Track Channel points | 3 | m | AED | 104 | 312 | 5.08 | Electrical Engineering Installations | Length (m), Enumerated (nr), Item | 61 | Fuzzy | ⚠ | Priced
| Citywalk Plot 5.11 Main Works Contract BOQ (1).xlsx | E |  |  | NEW | CITYWALK PHASE-05, PLOT 5.11 | Residential | CITYWALK RESIDENTIAL 1 LLC |  | N — Special Construction | N | N03 | N0300 | N3 Installations | Light installations | 29 | Nr. | AED | 47 | 1363 | 5.13 | Specialist Installations | Enumerated (nr), Item | 79 | Fuzzy | ⚠ | Priced
| Citywalk Plot 5.11 Main Works Contract BOQ (1).xlsx | F |  |  | NEW | CITYWALK PHASE-05, PLOT 5.11 | Residential | CITYWALK RESIDENTIAL 1 LLC |  | N — Special Construction | N | N03 | N0300 | N3 Installations | Linear light installations | 6 | m | AED | 18 | 108 | 5.13 | Specialist Installations | Enumerated (nr), Item | 79 | Fuzzy | ⚠ | Priced
| Citywalk Plot 5.11 Main Works Contract BOQ (1).xlsx | G |  |  | NEW | CITYWALK PHASE-05, PLOT 5.11 | Residential | CITYWALK RESIDENTIAL 1 LLC |  | N — Special Construction | N | N03 | N0300 | N3 Installations | Facade linear light installations | 2 | m | AED | 19 | 38 | 5.13 | Specialist Installations | Enumerated (nr), Item | 79 | Fuzzy | ⚠ | Priced
| Citywalk Plot 5.11 Main Works Contract BOQ (1).xlsx | H |  |  | NEW | CITYWALK PHASE-05, PLOT 5.11 | Residential | CITYWALK RESIDENTIAL 1 LLC |  | N — Special Construction | N | N03 | N0300 | N3 Installations | Track Channel installation | 3 | m | AED | 18 | 54 | 5.13 | Specialist Installations | Enumerated (nr), Item | 74 | Fuzzy | ⚠ | Priced
| Citywalk Plot 5.11 Main Works Contract BOQ (1).xlsx | I |  |  | NEW | CITYWALK PHASE-05, PLOT 5.11 | Residential | CITYWALK RESIDENTIAL 1 LLC |  | J — Finishes | J | J05 | J0500 | J5 Suspended ceilings | LO-1; 22.8W LED - recessed ceiling downlight , IP20 | 1 | Nr. | AED | 1035 | 1035 | 3.01 | Internal Finishes | Area (m²), Length (m) | 64 | Fuzzy | ⚠ | Priced
| Citywalk Plot 5.11 Main Works Contract BOQ (1).xlsx | J |  |  | NEW | CITYWALK PHASE-05, PLOT 5.11 | Residential | CITYWALK RESIDENTIAL 1 LLC |  | J — Finishes | J | J05 | J0501 | J5 Suspended ceilings | LO-3; 11.9W LED - recessed ceiling tiltable downlight , IP20 | 28 | Nr. | AED | 1204 | 33712 | 3.01 | Internal Finishes | Area (m²), Length (m) | 65 | Fuzzy | ⚠ | Priced
| Citywalk Plot 5.11 Main Works Contract BOQ (1).xlsx | K |  |  | NEW | CITYWALK PHASE-05, PLOT 5.11 | Residential | CITYWALK RESIDENTIAL 1 LLC |  | P — Conveying Systems | P | P01 | P0103 | P1 Generally | LO-3; Track Channel | 3 | m | AED | 764 | 2292 | 5.10 | Lift & Conveyor – Gate Barrier Track Channel | Length (m) | 70 | AI | ⚠ | Priced
| Citywalk Plot 5.11 Main Works Contract BOQ (1).xlsx | L |  |  | NEW | CITYWALK PHASE-05, PLOT 5.11 | Residential | CITYWALK RESIDENTIAL 1 LLC |  | M — Furnishings | M | M00 | M0000 |  | LO-4; 4.8W/M LED - linear furniture light, IP20 | 6 | m | AED | 82 | 492 | 4.01 | Furnishings | Enumerated (nr), Length (m), Item | 64 | Fuzzy | ⚠ | Priced
| Citywalk Plot 5.11 Main Works Contract BOQ (1).xlsx | M |  |  | NEW | CITYWALK PHASE-05, PLOT 5.11 | Residential | CITYWALK RESIDENTIAL 1 LLC |  | C — Concrete Work | C | C07 | C0702 | C7 Sundries | EX-2; 12W/FT LED, surface mounted linear uplight, 60° beam angle, IP66 | 1 | m | AED | 1822 | 1822 | 2.01 | Frame / Concrete Work | Volume (m³), Weight (t), Area (m²), Length (m), Enumerated (nr) | 65 | Fuzzy | ⚠ | Priced
| Citywalk Plot 5.11 Main Works Contract BOQ (1).xlsx | N |  |  | NEW | CITYWALK PHASE-05, PLOT 5.11 | Residential | CITYWALK RESIDENTIAL 1 LLC |  | R — Electrical Engineering Installations | R | R03 | R0301 | R3 Sub-main circuits | EX-3; 15W/FT LED, floor recessed linear light, narrow beam 15°, IP68 | 1 | m | AED | 2348 | 2348 | 5.08 | Electrical Installations – Floor Recessed Lighting | Length (m) | 82 | AI | ⚠ | Priced
| Citywalk Plot 5.11 Main Works Contract BOQ (1).xlsx | A |  |  | NEW | CITYWALK PHASE-05, PLOT 5.11 | Residential | CITYWALK RESIDENTIAL 1 LLC |  | B — Site Work | B | B08 | B0802 | B8 Earthworks generally | P03; size 600 x 300x 20mm thick | 91 | m² | AED | 513 | 46683 | 8.01 | External Works – Hard Landscaping/Paving | Area (m²) | 72 | AI | ⚠ | Priced
| Citywalk Plot 5.11 Main Works Contract BOQ (1).xlsx | A |  |  | NEW | CITYWALK PHASE-05, PLOT 5.11 | Residential | CITYWALK RESIDENTIAL 1 LLC |  | K — Accessories | K | K01 | K0101 | K1 Generally | Imported planting soil; sweet soil with fertilizers and soil amendments as required | 36 | m³ | AED | 106 | 3816 | 4.01 | Furniture, Fittings and Equipment | Enumerated (nr), Length (m), Area (m²), Item | 65 | Fuzzy | ⚠ | Priced
| Citywalk Plot 5.11 Main Works Contract BOQ (1).xlsx | B |  |  | NEW | CITYWALK PHASE-05, PLOT 5.11 | Residential | CITYWALK RESIDENTIAL 1 LLC |  | B — Site Work | B | B07 | B0703 | B7 Underpinning | Hibiscus tiliaceus; 3.0m high | 3 | Nr. | AED | 1613 | 4839 | 8.01 | External Works – Planting (Trees) | Number | 85 | AI | ✓ | Priced
| Citywalk Plot 5.11 Main Works Contract BOQ (1).xlsx | C |  |  | NEW | CITYWALK PHASE-05, PLOT 5.11 | Residential | CITYWALK RESIDENTIAL 1 LLC |  | B — Site Work | B | B07 | B0703 | B7 Underpinning | Plumeria obtusa; 3.0m high | 3 | Nr. | AED | 1500 | 4500 | 8.01 | External Works – Planting (Trees) | Number | 85 | AI | ✓ | Priced
| Citywalk Plot 5.11 Main Works Contract BOQ (1).xlsx | D |  |  | NEW | CITYWALK PHASE-05, PLOT 5.11 | Residential | CITYWALK RESIDENTIAL 1 LLC |  | B — Site Work | B | B07 | B0702 | B7 Underpinning | Shrubs; Conocarpus erectus 'Silverleaf' | 106 | Nr. | AED | 56 | 5936 | 8.01 | External Works – Planting (Shrubs) | Number | 88 | AI | ✓ | Priced
| Citywalk Plot 5.11 Main Works Contract BOQ (1).xlsx | E |  |  | NEW | CITYWALK PHASE-05, PLOT 5.11 | Residential | CITYWALK RESIDENTIAL 1 LLC |  | B — Site Work | B | B07 | B0702 | B7 Underpinning | Shrubs; Ficus microcarpa nitida; 500mm high | 4 | Nr. | AED | 38 | 152 | 8.01 | External Works – Planting (Shrubs) | Number | 88 | AI | ✓ | Priced
| Citywalk Plot 5.11 Main Works Contract BOQ (1).xlsx | F |  |  | NEW | CITYWALK PHASE-05, PLOT 5.11 | Residential | CITYWALK RESIDENTIAL 1 LLC |  | B — Site Work | B | B07 | B0702 | B7 Underpinning | Shrubs; Leucophyllum frutescens; 400mm high | 74 | Nr. | AED | 44 | 3256 | 8.01 | External Works – Planting (Shrubs) | Number | 88 | AI | ✓ | Priced
| Citywalk Plot 5.11 Main Works Contract BOQ (1).xlsx | A |  |  | NEW | CITYWALK PHASE-05, PLOT 5.11 | Residential | CITYWALK RESIDENTIAL 1 LLC |  | B — Site Work | B | B07 | B0701 | B7 Underpinning | Grass; Cenchrus ciliaris; 400mm high | 81 | Nr. | AED | 78 | 6318 | 8.01 | External Works – Planting (Grass/Soft Landscaping) | Area (m²) | 85 | AI | ✓ | Priced
| Citywalk Plot 5.11 Main Works Contract BOQ (1).xlsx | B |  |  | NEW | CITYWALK PHASE-05, PLOT 5.11 | Residential | CITYWALK RESIDENTIAL 1 LLC |  | B — Site Work | B | B07 | B0701 | B7 Underpinning | Grass; Pennisetum setaceum; 500mm high | 51 | Nr. | AED | 23 | 1173 | 8.01 | External Works – Planting (Grass/Soft Landscaping) | Area (m²) | 85 | AI | ✓ | Priced
| Citywalk Plot 5.11 Main Works Contract BOQ (1).xlsx | C |  |  | NEW | CITYWALK PHASE-05, PLOT 5.11 | Residential | CITYWALK RESIDENTIAL 1 LLC |  | B — Site Work | B | B07 | B0701 | B7 Underpinning | Ground covers; Asystasia Gangetica; 300mm high | 71 | Nr. | AED | 15 | 1065 | 8.01 | External Works – Planting (Ground Covers) | Area (m²) | 82 | AI | ⚠ | Priced
| Citywalk Plot 5.11 Main Works Contract BOQ (1).xlsx | D |  |  | NEW | CITYWALK PHASE-05, PLOT 5.11 | Residential | CITYWALK RESIDENTIAL 1 LLC |  | A — General Requirements | A | A01 | A0100 | Conditions of contract | Maintenance and management during contract period and up to date of Taking Over as per specifications | 1 | Item | AED | 42208 | 42208 | 9.01 | Preliminaries / General Requirements | Item | 68 | Fuzzy | ⚠ | Priced
| Citywalk Plot 5.11 Main Works Contract BOQ (1).xlsx | E |  |  | NEW | CITYWALK PHASE-05, PLOT 5.11 | Residential | CITYWALK RESIDENTIAL 1 LLC |  | A — General Requirements | A | A02 | A0200 | Specification | Maintenance and management during Defects Liabilities Period as per specifications | 1 | Item | AED | 55254 | 55254 | 9.01 | Preliminaries / General Requirements | Item | 62 | Fuzzy | ⚠ | Priced
| Citywalk Plot 5.11 Main Works Contract BOQ (1).xlsx | F |  |  | NEW | CITYWALK PHASE-05, PLOT 5.11 | Residential | CITYWALK RESIDENTIAL 1 LLC |  | K — Accessories | K | K02 | K0201 | K2 Partitions | Tree stakes; 2nr pressure treated softwood stake post of size 50mm dia.; stained mid brown colour; 1000mm minimum length below grouns and 1100mm minimum length above ground; including 25 x 3mm 'Rainbw' ties | 6 | Nr. | AED | 98 | 588 | 4.01 | Furniture, Fittings and Equipment | Enumerated (nr), Length (m), Area (m²), Item | 63 | Fuzzy | ⚠ | Priced
| Citywalk Plot 5.11 Main Works Contract BOQ (1).xlsx | G |  |  | NEW | CITYWALK PHASE-05, PLOT 5.11 | Residential | CITYWALK RESIDENTIAL 1 LLC |  | K — Accessories | K | K02 | K0201 | K2 Partitions | Tree ties; adjustable rubber ties; black colour; minimum width 35mm; fixed as per manufacturer's recommendations; including all ancillary works as necessary | 6 | Nr. | AED | 43 | 258 | 4.01 | Furniture, Fittings and Equipment | Enumerated (nr), Length (m), Area (m²), Item | 65 | Fuzzy | ⚠ | Priced
| Citywalk Plot 5.11 Main Works Contract BOQ (1).xlsx | H |  |  | NEW | CITYWALK PHASE-05, PLOT 5.11 | Residential | CITYWALK RESIDENTIAL 1 LLC |  | B — Site Work | B | B08 | B0801 | B8 Earthworks generally | 30mm thick drainage cell; on slab | 62 | m² | AED | 65 | 4030 | 8.01 | External Works – Site Preparation/Drainage | Area (m²) | 78 | AI | ⚠ | Priced
| Citywalk Plot 5.11 Main Works Contract BOQ (1).xlsx | J |  |  | NEW | CITYWALK PHASE-05, PLOT 5.11 | Residential | CITYWALK RESIDENTIAL 1 LLC |  | Q — Mechanical Engineering Installations | Q | Q09 | Q0900 | Q9 Work incidental to mechanical engineering installations | Irrigation works | 62 | m² | AED | 144 | 8928 | 5.06 | Mechanical Engineering Installations | Length (m), Weight (t), Area (m²), Enumerated (nr), Item | 61 | Fuzzy | ⚠ | Priced
| Citywalk Plot 5.11 Main Works Contract BOQ (1).xlsx | A |  |  | NEW | CITYWALK PHASE-05, PLOT 5.11 | Residential | CITYWALK RESIDENTIAL 1 LLC |  | E — Metalwork | E | E03 | E0301 | E3 Non-structural metalwork | 1200mm high; to Level 01 | 63 | m | AED | 3345 | 210735 | 3.01 | Metalwork – Handrail / Balustrade | Length (m) | 90 | Rule | ✓ | Priced
| Citywalk Plot 5.11 Main Works Contract BOQ (1).xlsx | B |  |  | NEW | CITYWALK PHASE-05, PLOT 5.11 | Residential | CITYWALK RESIDENTIAL 1 LLC |  | E — Metalwork | E | E03 | E0301 | E3 Non-structural metalwork | Gate; 1000 x 1200mm high; to Level 01 | 5 | Nr. | AED | 3366 | 16830 | 3.01 | Metalwork – Handrail / Balustrade | Length (m) | 90 | Rule | ✓ | Priced
| Citywalk Plot 5.11 Main Works Contract BOQ (1).xlsx | A |  |  | NEW | CITYWALK PHASE-05, PLOT 5.11 | Residential | CITYWALK RESIDENTIAL 1 LLC |  | A — General Requirements | A | A01 | A0101 | Conditions of contract | Allow for any other works which are not included above and which are required to complete the Site Work in accordance with the Specification and the Drawings (Tenderer to list below): | 0 | Item | AED | 0 | 0 | 9.01 | Preliminaries – Contingency | Item | 90 | Rule | ✓ | Unpriced
| Citywalk Plot 5.11 Main Works Contract BOQ (1).xlsx | 3/B/1/A |  |  | NEW | CITYWALK PHASE-05, PLOT 5.11 | Residential | CITYWALK RESIDENTIAL 1 LLC |  | B — Site Work | B | B08 | B0802 | B8 Earthworks generally | P03; size 600 x 300x 20mm thick | 6 | m² | AED | 513 | 3078 | 8.01 | External Works – Hard Landscaping/Paving | Area (m²) | 72 | AI | ⚠ | Priced
| Citywalk Plot 5.11 Main Works Contract BOQ (1).xlsx | 3/B/2/D |  |  | NEW | CITYWALK PHASE-05, PLOT 5.11 | Residential | CITYWALK RESIDENTIAL 1 LLC |  | B — Site Work | B | B07 | B0702 | B7 Underpinning | Shrubs; Conocarpus erectus 'Silverleaf' | 9 | Nr. | AED | 56 | 504 | 8.01 | External Works – Planting (Shrubs) | Number | 88 | AI | ✓ | Priced
| Citywalk Plot 5.11 Main Works Contract BOQ (1).xlsx | 3/B/2/E |  |  | NEW | CITYWALK PHASE-05, PLOT 5.11 | Residential | CITYWALK RESIDENTIAL 1 LLC |  | B — Site Work | B | B07 | B0702 | B7 Underpinning | Shrubs; Ficus microcarpa nitida; 500mm high | 1 | Nr. | AED | 38 | 38 | 8.01 | External Works – Planting (Shrubs) | Number | 88 | AI | ✓ | Priced
| Citywalk Plot 5.11 Main Works Contract BOQ (1).xlsx | 3/B/2/F |  |  | NEW | CITYWALK PHASE-05, PLOT 5.11 | Residential | CITYWALK RESIDENTIAL 1 LLC |  | B — Site Work | B | B07 | B0702 | B7 Underpinning | Shrubs; Leucophyllum frutescens; 400mm high | 6 | Nr. | AED | 44 | 264 | 8.01 | External Works – Planting (Shrubs) | Number | 88 | AI | ✓ | Priced
| Citywalk Plot 5.11 Main Works Contract BOQ (1).xlsx | 3/B/3/A |  |  | NEW | CITYWALK PHASE-05, PLOT 5.11 | Residential | CITYWALK RESIDENTIAL 1 LLC |  | B — Site Work | B | B07 | B0701 | B7 Underpinning | Grass; Cenchrus ciliaris; 400mm high | -25 | Nr. | AED | 78 | -1950 | 8.01 | External Works – Planting (Grass/Soft Landscaping) | Area (m²) | 85 | AI | ✓ | Priced
| Citywalk Plot 5.11 Main Works Contract BOQ (1).xlsx | 3/B/3/C |  |  | NEW | CITYWALK PHASE-05, PLOT 5.11 | Residential | CITYWALK RESIDENTIAL 1 LLC |  | B — Site Work | B | B07 | B0701 | B7 Underpinning | Ground covers; Asystasia Gangetica; 300mm high | 17 | Nr. | AED | 15 | 255 | 8.01 | External Works – Planting (Ground Covers) | Area (m²) | 82 | AI | ⚠ | Priced
| Citywalk Plot 5.11 Main Works Contract BOQ (1).xlsx | 3/B/3/H |  |  | NEW | CITYWALK PHASE-05, PLOT 5.11 | Residential | CITYWALK RESIDENTIAL 1 LLC |  | B — Site Work | B | B08 | B0801 | B8 Earthworks generally | 30mm thick drainage cell; on slab | 17 | m² | AED | 65 | 1105 | 8.01 | External Works – Site Preparation/Drainage | Area (m²) | 78 | AI | ⚠ | Priced
| Citywalk Plot 5.11 Main Works Contract BOQ (1).xlsx | 3/B/3/J |  |  | NEW | CITYWALK PHASE-05, PLOT 5.11 | Residential | CITYWALK RESIDENTIAL 1 LLC |  | Q — Mechanical Engineering Installations | Q | Q09 | Q0900 | Q9 Work incidental to mechanical engineering installations | Irrigation works | 17 | m² | AED | 144 | 2448 | 5.06 | Mechanical Engineering Installations | Length (m), Weight (t), Area (m²), Enumerated (nr), Item | 61 | Fuzzy | ⚠ | Priced
| Citywalk Plot 5.11 Main Works Contract BOQ (1).xlsx | A |  |  | NEW | CITYWALK PHASE-05, PLOT 5.11 | Residential | CITYWALK RESIDENTIAL 1 LLC |  | C — Concrete Work | C | C02 | C0201 | C2 Poured concrete | Columns | 6 | m³ | AED | 655 | 3930 | 2.01 | Frame | Volume (m³) | 95 | Rule | ✓ | Priced
| Citywalk Plot 5.11 Main Works Contract BOQ (1).xlsx | B |  |  | NEW | CITYWALK PHASE-05, PLOT 5.11 | Residential | CITYWALK RESIDENTIAL 1 LLC |  | C — Concrete Work | C | C02 | C0201 | C2 Poured concrete | Columns; circular | 11 | m³ | AED | 655 | 7205 | 2.01 | Frame | Volume (m³) | 95 | Rule | ✓ | Priced
| Citywalk Plot 5.11 Main Works Contract BOQ (1).xlsx | C |  |  | NEW | CITYWALK PHASE-05, PLOT 5.11 | Residential | CITYWALK RESIDENTIAL 1 LLC |  | C — Concrete Work | C | C02 | C0202 | C2 Poured concrete | Core wall; 400mm thick | 50 | m³ | AED | 655 | 32750 | 2.01 | Frame – In-situ Concrete Walls | Volume (m³) | 85 | AI | ✓ | Priced
| Citywalk Plot 5.11 Main Works Contract BOQ (1).xlsx | D |  |  | NEW | CITYWALK PHASE-05, PLOT 5.11 | Residential | CITYWALK RESIDENTIAL 1 LLC |  | C — Concrete Work | C | C02 | C0202 | C2 Poured concrete | Shear wall; 300mm thick | 74 | m³ | AED | 655 | 48470 | 2.01 | Frame – In-situ Concrete Walls | Volume (m³) | 85 | AI | ✓ | Priced
| Citywalk Plot 5.11 Main Works Contract BOQ (1).xlsx | E |  |  | NEW | CITYWALK PHASE-05, PLOT 5.11 | Residential | CITYWALK RESIDENTIAL 1 LLC |  | C — Concrete Work | C | C02 | C0202 | C2 Poured concrete | Shear wall; 400mm thick | 51 | m³ | AED | 655 | 33405 | 2.01 | Frame – In-situ Concrete Walls | Volume (m³) | 85 | AI | ✓ | Priced
| Citywalk Plot 5.11 Main Works Contract BOQ (1).xlsx | F |  |  | NEW | CITYWALK PHASE-05, PLOT 5.11 | Residential | CITYWALK RESIDENTIAL 1 LLC |  | C — Concrete Work | C | C02 | C0201 | C2 Poured concrete | Suspended slab; 200mm thick | 17 | m³ | AED | 609 | 10353 | 2.01 | Frame | Volume (m³) | 95 | Rule | ✓ | Priced
| Citywalk Plot 5.11 Main Works Contract BOQ (1).xlsx | A |  |  | NEW | CITYWALK PHASE-05, PLOT 5.11 | Residential | CITYWALK RESIDENTIAL 1 LLC |  | C — Concrete Work | C | C02 | C0201 | C2 Poured concrete | Beams | 121 | m³ | AED | 609 | 73689 | 2.01 | Frame | Volume (m³) | 93 | Rule | ✓ | Priced
| Citywalk Plot 5.11 Main Works Contract BOQ (1).xlsx | B |  |  | NEW | CITYWALK PHASE-05, PLOT 5.11 | Residential | CITYWALK RESIDENTIAL 1 LLC |  | C — Concrete Work | C | C02 | C0201 | C2 Poured concrete | Columns | 84 | m³ | AED | 639 | 53676 | 2.01 | Frame | Volume (m³) | 95 | Rule | ✓ | Priced
| Citywalk Plot 5.11 Main Works Contract BOQ (1).xlsx | C |  |  | NEW | CITYWALK PHASE-05, PLOT 5.11 | Residential | CITYWALK RESIDENTIAL 1 LLC |  | C — Concrete Work | C | C02 | C0201 | C2 Poured concrete | Columns; circular | 45 | m³ | AED | 639 | 28755 | 2.01 | Frame | Volume (m³) | 95 | Rule | ✓ | Priced
| Citywalk Plot 5.11 Main Works Contract BOQ (1).xlsx | D |  |  | NEW | CITYWALK PHASE-05, PLOT 5.11 | Residential | CITYWALK RESIDENTIAL 1 LLC |  | C — Concrete Work | C | C02 | C0202 | C2 Poured concrete | Core wall; 400mm thick | 402 | m³ | AED | 639 | 256878 | 2.01 | Frame – In-situ Concrete Walls | Volume (m³) | 85 | AI | ✓ | Priced
| Citywalk Plot 5.11 Main Works Contract BOQ (1).xlsx | E |  |  | NEW | CITYWALK PHASE-05, PLOT 5.11 | Residential | CITYWALK RESIDENTIAL 1 LLC |  | C — Concrete Work | C | C02 | C0202 | C2 Poured concrete | Shear wall; 300mm thick | 500 | m³ | AED | 639 | 319500 | 2.01 | Frame – In-situ Concrete Walls | Volume (m³) | 85 | AI | ✓ | Priced
| Citywalk Plot 5.11 Main Works Contract BOQ (1).xlsx | F |  |  | NEW | CITYWALK PHASE-05, PLOT 5.11 | Residential | CITYWALK RESIDENTIAL 1 LLC |  | C — Concrete Work | C | C02 | C0202 | C2 Poured concrete | Shear wall; 400mm thick | 365 | m³ | AED | 639 | 233235 | 2.01 | Frame – In-situ Concrete Walls | Volume (m³) | 85 | AI | ✓ | Priced
| Citywalk Plot 5.11 Main Works Contract BOQ (1).xlsx | G |  |  | NEW | CITYWALK PHASE-05, PLOT 5.11 | Residential | CITYWALK RESIDENTIAL 1 LLC |  | C — Concrete Work | C | C02 | C0201 | C2 Poured concrete | Suspended slab; 200mm thick | 423 | m³ | AED | 595 | 251685 | 2.01 | Frame | Volume (m³) | 95 | Rule | ✓ | Priced
| Citywalk Plot 5.11 Main Works Contract BOQ (1).xlsx | H |  |  | NEW | CITYWALK PHASE-05, PLOT 5.11 | Residential | CITYWALK RESIDENTIAL 1 LLC |  | C — Concrete Work | C | C02 | C0201 | C2 Poured concrete | Suspended slab; 200mm thick; roof slab | 51 | m³ | AED | 595 | 30345 | 2.01 | Frame | Volume (m³) | 95 | Rule | ✓ | Priced
| Citywalk Plot 5.11 Main Works Contract BOQ (1).xlsx | J |  |  | NEW | CITYWALK PHASE-05, PLOT 5.11 | Residential | CITYWALK RESIDENTIAL 1 LLC |  | C — Concrete Work | C | C02 | C0201 | C2 Poured concrete | Suspended slab; 250mm thick; top roof slab | 117 | m³ | AED | 595 | 69615 | 2.01 | Frame | Volume (m³) | 95 | Rule | ✓ | Priced
| Citywalk Plot 5.11 Main Works Contract BOQ (1).xlsx | K |  |  | NEW | CITYWALK PHASE-05, PLOT 5.11 | Residential | CITYWALK RESIDENTIAL 1 LLC |  | C — Concrete Work | C | C02 | C0201 | C2 Poured concrete | Suspended slab; 300mm thick | 467 | m³ | AED | 595 | 277865 | 2.01 | Frame | Volume (m³) | 95 | Rule | ✓ | Priced
| Citywalk Plot 5.11 Main Works Contract BOQ (1).xlsx | L |  |  | NEW | CITYWALK PHASE-05, PLOT 5.11 | Residential | CITYWALK RESIDENTIAL 1 LLC |  | C — Concrete Work | C | C02 | C0201 | C2 Poured concrete | Suspended slab; 300mm thick; roof slab | 67 | m³ | AED | 595 | 39865 | 2.01 | Frame | Volume (m³) | 95 | Rule | ✓ | Priced
| Citywalk Plot 5.11 Main Works Contract BOQ (1).xlsx | M |  |  | NEW | CITYWALK PHASE-05, PLOT 5.11 | Residential | CITYWALK RESIDENTIAL 1 LLC |  | C — Concrete Work | C | C02 | C0201 | C2 Poured concrete | Beams | 82 | m³ | AED | 595 | 48790 | 2.01 | Frame | Volume (m³) | 93 | Rule | ✓ | Priced
| Citywalk Plot 5.11 Main Works Contract BOQ (1).xlsx | N |  |  | NEW | CITYWALK PHASE-05, PLOT 5.11 | Residential | CITYWALK RESIDENTIAL 1 LLC |  | C — Concrete Work | C | C02 | C0201 | C2 Poured concrete | Beams; in roof slab | 23 | m³ | AED | 595 | 13685 | 2.01 | Frame | Volume (m³) | 93 | Rule | ✓ | Priced
| Citywalk Plot 5.11 Main Works Contract BOQ (1).xlsx | P |  |  | NEW | CITYWALK PHASE-05, PLOT 5.11 | Residential | CITYWALK RESIDENTIAL 1 LLC |  | J — Finishes | J | J05 | J0501 | J5 Suspended ceilings | Drop panel | 6 | m³ | AED | 595 | 3570 | 3.01 | Internal Finishes | Area (m²), Length (m) | 63 | Fuzzy | ⚠ | Priced
| Citywalk Plot 5.11 Main Works Contract BOQ (1).xlsx | Q |  |  | NEW | CITYWALK PHASE-05, PLOT 5.11 | Residential | CITYWALK RESIDENTIAL 1 LLC |  | C — Concrete Work | C | C02 | C0201 | C2 Poured concrete | Staircases | 48 | m³ | AED | 595 | 28560 | 2.01 | Frame | Volume (m³) | 93 | Rule | ✓ | Priced
| Citywalk Plot 5.11 Main Works Contract BOQ (1).xlsx | R |  |  | NEW | CITYWALK PHASE-05, PLOT 5.11 | Residential | CITYWALK RESIDENTIAL 1 LLC |  | M — Furnishings | M | M01 | M0101 | M1 Generally | Planter wall; 150mm thick | 1 | m³ | AED | 655 | 655 | 3.01 | Furnishings – Planter | Enumerated (nr) | 90 | Rule | ✓ | Priced
| Citywalk Plot 5.11 Main Works Contract BOQ (1).xlsx | S |  |  | NEW | CITYWALK PHASE-05, PLOT 5.11 | Residential | CITYWALK RESIDENTIAL 1 LLC |  | M — Furnishings | M | M01 | M0101 | M1 Generally | Planter wall; 250mm thick | 4 | m³ | AED | 565 | 2260 | 3.01 | Furnishings – Planter | Enumerated (nr) | 90 | Rule | ✓ | Priced
| Citywalk Plot 5.11 Main Works Contract BOQ (1).xlsx | A |  |  | NEW | CITYWALK PHASE-05, PLOT 5.11 | Residential | CITYWALK RESIDENTIAL 1 LLC |  | M — Furnishings | M | M01 | M0101 | M1 Generally | Planter wall; 150mm thick | 1 | m³ | AED | 655 | 655 | 3.01 | Furnishings – Planter | Enumerated (nr) | 90 | Rule | ✓ | Priced
| Citywalk Plot 5.11 Main Works Contract BOQ (1).xlsx | B |  |  | NEW | CITYWALK PHASE-05, PLOT 5.11 | Residential | CITYWALK RESIDENTIAL 1 LLC |  | M — Furnishings | M | M01 | M0101 | M1 Generally | Planter wall; 250mm thick | 4 | m³ | AED | 655 | 2620 | 3.01 | Furnishings – Planter | Enumerated (nr) | 90 | Rule | ✓ | Priced
| Citywalk Plot 5.11 Main Works Contract BOQ (1).xlsx | C |  |  | NEW | CITYWALK PHASE-05, PLOT 5.11 | Residential | CITYWALK RESIDENTIAL 1 LLC |  | C — Concrete Work | C | C02 | C0201 | C2 Poured concrete | Lintels | 40 | m³ | AED | 534 | 21360 | 2.01 | Frame / Concrete Work | Volume (m³), Weight (t), Area (m²), Length (m), Enumerated (nr) | 79 | Fuzzy | ⚠ | Priced
| Citywalk Plot 5.11 Main Works Contract BOQ (1).xlsx | D |  |  | NEW | CITYWALK PHASE-05, PLOT 5.11 | Residential | CITYWALK RESIDENTIAL 1 LLC |  | B — Site Work | B | B22 | B2200 | B22 Landscaping | Coping | 10 | m³ | AED | 534 | 5340 | 8.01 | Site Works, Drainage, External Services & Landscaping | Volume (m³), Length (m), Area (m²), Enumerated (nr), Item | 64 | Fuzzy | ⚠ | Priced
| Citywalk Plot 5.11 Main Works Contract BOQ (1).xlsx | E |  |  | NEW | CITYWALK PHASE-05, PLOT 5.11 | Residential | CITYWALK RESIDENTIAL 1 LLC |  | C — Concrete Work | C | C02 | C0201 | C2 Poured concrete | Upstand to chiller base; 150mm thick | 4 | m³ | AED | 534 | 2136 | 2.01 | Frame | Volume (m³) | 90 | Rule | ✓ | Priced
| Citywalk Plot 5.11 Main Works Contract BOQ (1).xlsx | F |  |  | NEW | CITYWALK PHASE-05, PLOT 5.11 | Residential | CITYWALK RESIDENTIAL 1 LLC |  | C — Concrete Work | C | C02 | C0201 | C2 Poured concrete | Upstand to pump base; 150mm thick | 1 | m³ | AED | 534 | 534 | 2.01 | Frame | Volume (m³) | 90 | Rule | ✓ | Priced
| Citywalk Plot 5.11 Main Works Contract BOQ (1).xlsx | G |  |  | NEW | CITYWALK PHASE-05, PLOT 5.11 | Residential | CITYWALK RESIDENTIAL 1 LLC |  | C — Concrete Work | C | C02 | C0201 | C2 Poured concrete | Upstand to FAHU base; 300mm thick | 1 | m³ | AED | 534 | 534 | 2.01 | Frame | Volume (m³) | 90 | Rule | ✓ | Priced
| Citywalk Plot 5.11 Main Works Contract BOQ (1).xlsx | H |  |  | NEW | CITYWALK PHASE-05, PLOT 5.11 | Residential | CITYWALK RESIDENTIAL 1 LLC |  | C — Concrete Work | C | C02 | C0201 | C2 Poured concrete | Upstand below parapet wall; 250mm thick | 73 | m³ | AED | 534 | 38982 | 2.01 | Frame | Volume (m³) | 90 | Rule | ✓ | Priced
| Citywalk Plot 5.11 Main Works Contract BOQ (1).xlsx | J |  |  | NEW | CITYWALK PHASE-05, PLOT 5.11 | Residential | CITYWALK RESIDENTIAL 1 LLC |  | C — Concrete Work | C | C02 | C0201 | C2 Poured concrete | Upstand to upper roof; 200mm thick | 7 | m³ | AED | 534 | 3738 | 2.01 | Frame | Volume (m³) | 90 | Rule | ✓ | Priced
| Citywalk Plot 5.11 Main Works Contract BOQ (1).xlsx | K |  |  | NEW | CITYWALK PHASE-05, PLOT 5.11 | Residential | CITYWALK RESIDENTIAL 1 LLC |  | C — Concrete Work | C | C03 | C0303 | C3 Reinforcement | Plinth to BMU | 2 | m³ | AED | 534 | 1068 | 2.05 | External Walls – In-situ Concrete | Area (m²) | 80 | AI | ⚠ | Priced
| Citywalk Plot 5.11 Main Works Contract BOQ (1).xlsx | L |  |  | NEW | CITYWALK PHASE-05, PLOT 5.11 | Residential | CITYWALK RESIDENTIAL 1 LLC |  | C — Concrete Work | C | C03 | C0303 | C3 Reinforcement | To softscape area; 50mm thick | 3 | m³ | AED | 1174 | 3522 | 8.01 | External Works – Concrete | Area (m²) | 80 | AI | ⚠ | Priced
| Citywalk Plot 5.11 Main Works Contract BOQ (1).xlsx | M |  |  | NEW | CITYWALK PHASE-05, PLOT 5.11 | Residential | CITYWALK RESIDENTIAL 1 LLC |  | C — Concrete Work | C | C02 | C0201 | C2 Poured concrete | To level 5 terrace; 100mm thick | 9 | m³ | AED | 1174 | 10566 | 2.02 | Upper Floors – In-situ Concrete | Area (m²) | 85 | AI | ✓ | Priced
| Citywalk Plot 5.11 Main Works Contract BOQ (1).xlsx | N |  |  | NEW | CITYWALK PHASE-05, PLOT 5.11 | Residential | CITYWALK RESIDENTIAL 1 LLC |  | C — Concrete Work | C | C02 | C0201 | C2 Poured concrete | To upper roof; 100mm thick | 18 | m³ | AED | 1174 | 21132 | 2.02 | Upper Floors – In-situ Concrete | Area (m²) | 85 | AI | ✓ | Priced
| Citywalk Plot 5.11 Main Works Contract BOQ (1).xlsx | P |  |  | NEW | CITYWALK PHASE-05, PLOT 5.11 | Residential | CITYWALK RESIDENTIAL 1 LLC |  | C — Concrete Work | C | C02 | C0201 | C2 Poured concrete | To water tank area; 240mm thick | 2 | m³ | AED | 1174 | 2348 | 2.02 | Upper Floors – In-situ Concrete | Area (m²) | 80 | AI | ⚠ | Priced
| Citywalk Plot 5.11 Main Works Contract BOQ (1).xlsx | Q |  |  | NEW | CITYWALK PHASE-05, PLOT 5.11 | Residential | CITYWALK RESIDENTIAL 1 LLC |  | C — Concrete Work | C | C02 | C0201 | C2 Poured concrete | To chiller area; 200mm thick | 9 | m³ | AED | 0 | N/A | 2.02 | Upper Floors – In-situ Concrete | Area (m²) | 80 | AI | ⚠ | Unpriced
| Citywalk Plot 5.11 Main Works Contract BOQ (1).xlsx | R |  |  | NEW | CITYWALK PHASE-05, PLOT 5.11 | Residential | CITYWALK RESIDENTIAL 1 LLC |  | C — Concrete Work | C | C02 | C0201 | C2 Poured concrete | To FAHU area; 200mm thick | 5 | m³ | AED | 0 | N/A | 2.02 | Upper Floors – In-situ Concrete | Area (m²) | 80 | AI | ⚠ | Unpriced
| Citywalk Plot 5.11 Main Works Contract BOQ (1).xlsx | A |  |  | NEW | CITYWALK PHASE-05, PLOT 5.11 | Residential | CITYWALK RESIDENTIAL 1 LLC |  | C — Concrete Work | C | C02 | C0201 | C2 Poured concrete | To core walls; various diameter | 32.05 | t | AED | 4966 | 159160 | 2.01 | Upper Floors / Walls | Volume (m³) | 93 | Rule | ✓ | Priced
| Citywalk Plot 5.11 Main Works Contract BOQ (1).xlsx | B |  |  | NEW | CITYWALK PHASE-05, PLOT 5.11 | Residential | CITYWALK RESIDENTIAL 1 LLC |  | C — Concrete Work | C | C02 | C0201 | C2 Poured concrete | To shear walls; various diameter | 74.25 | t | AED | 4966 | 368726 | 2.01 | Upper Floors / Walls | Volume (m³) | 93 | Rule | ✓ | Priced
| Citywalk Plot 5.11 Main Works Contract BOQ (1).xlsx | C |  |  | NEW | CITYWALK PHASE-05, PLOT 5.11 | Residential | CITYWALK RESIDENTIAL 1 LLC |  | C — Concrete Work | C | C02 | C0201 | C2 Poured concrete | To columns; various diameter | 16.71 | t | AED | 4966 | 82982 | 2.01 | Frame | Volume (m³) | 95 | Rule | ✓ | Priced
| Citywalk Plot 5.11 Main Works Contract BOQ (1).xlsx | D |  |  | NEW | CITYWALK PHASE-05, PLOT 5.11 | Residential | CITYWALK RESIDENTIAL 1 LLC |  | C — Concrete Work | C | C02 | C0201 | C2 Poured concrete | To circular columns; various diameter | 10.01 | t | AED | 4966 | 49710 | 2.01 | Frame | Volume (m³) | 95 | Rule | ✓ | Priced
| Citywalk Plot 5.11 Main Works Contract BOQ (1).xlsx | E |  |  | NEW | CITYWALK PHASE-05, PLOT 5.11 | Residential | CITYWALK RESIDENTIAL 1 LLC |  | C — Concrete Work | C | C02 | C0201 | C2 Poured concrete | To suspended slab; various diameter | 119.75 | t | AED | 4966 | 594679 | 2.01 | Frame | Volume (m³) | 95 | Rule | ✓ | Priced
| Citywalk Plot 5.11 Main Works Contract BOQ (1).xlsx | F |  |  | NEW | CITYWALK PHASE-05, PLOT 5.11 | Residential | CITYWALK RESIDENTIAL 1 LLC |  | C — Concrete Work | C | C02 | C0201 | C2 Poured concrete | To suspended slab; various diameter; roof slab | 25.13 | t | AED | 4966 | 124796 | 2.01 | Frame | Volume (m³) | 95 | Rule | ✓ | Priced
| Citywalk Plot 5.11 Main Works Contract BOQ (1).xlsx | G |  |  | NEW | CITYWALK PHASE-05, PLOT 5.11 | Residential | CITYWALK RESIDENTIAL 1 LLC |  | C — Concrete Work | C | C02 | C0201 | C2 Poured concrete | To beams; various diameter | 48.62 | t | AED | 4966 | 241447 | 2.01 | Frame | Volume (m³) | 93 | Rule | ✓ | Priced
| Citywalk Plot 5.11 Main Works Contract BOQ (1).xlsx | H |  |  | NEW | CITYWALK PHASE-05, PLOT 5.11 | Residential | CITYWALK RESIDENTIAL 1 LLC |  | C — Concrete Work | C | C02 | C0201 | C2 Poured concrete | To beams; various diameter; roof slab | 6.11 | t | AED | 4966 | 30342 | 2.01 | Frame | Volume (m³) | 93 | Rule | ✓ | Priced
| Citywalk Plot 5.11 Main Works Contract BOQ (1).xlsx | J |  |  | NEW | CITYWALK PHASE-05, PLOT 5.11 | Residential | CITYWALK RESIDENTIAL 1 LLC |  | C — Concrete Work | C | C01 | C0104 | C1 Generally | To drop panels; various diameter | 1.71 | t | AED | 4966 | 8492 | 2.01 | Frame – Reinforcement Steel | Mass (tonnes) | 85 | AI | ✓ | Priced
| Citywalk Plot 5.11 Main Works Contract BOQ (1).xlsx | K |  |  | NEW | CITYWALK PHASE-05, PLOT 5.11 | Residential | CITYWALK RESIDENTIAL 1 LLC |  | C — Concrete Work | C | C01 | C0104 | C1 Generally | To lintels; various diameter | 4.26 | t | AED | 4966 | 21155 | 2.01 | Frame – Reinforcement Steel | Mass (tonnes) | 85 | AI | ✓ | Priced
| Citywalk Plot 5.11 Main Works Contract BOQ (1).xlsx | L |  |  | NEW | CITYWALK PHASE-05, PLOT 5.11 | Residential | CITYWALK RESIDENTIAL 1 LLC |  | C — Concrete Work | C | C01 | C0104 | C1 Generally | To copings; various diameter | 2.92 | t | AED | 4966 | 14501 | 2.05 | External Walls – Reinforcement Steel | Mass (tonnes) | 80 | AI | ⚠ | Priced
| Citywalk Plot 5.11 Main Works Contract BOQ (1).xlsx | M |  |  | NEW | CITYWALK PHASE-05, PLOT 5.11 | Residential | CITYWALK RESIDENTIAL 1 LLC |  | C — Concrete Work | C | C02 | C0201 | C2 Poured concrete | To staircases; various diameter | 5.14 | t | AED | 4966 | 25525 | 2.01 | Frame | Volume (m³) | 93 | Rule | ✓ | Priced
| Citywalk Plot 5.11 Main Works Contract BOQ (1).xlsx | A |  |  | NEW | CITYWALK PHASE-05, PLOT 5.11 | Residential | CITYWALK RESIDENTIAL 1 LLC |  | M — Furnishings | M | M01 | M0101 | M1 Generally | To planter wall | 0.55 | t | AED | 4966 | 2731 | 3.01 | Furnishings – Planter | Enumerated (nr) | 90 | Rule | ✓ | Priced
| Citywalk Plot 5.11 Main Works Contract BOQ (1).xlsx | B |  |  | NEW | CITYWALK PHASE-05, PLOT 5.11 | Residential | CITYWALK RESIDENTIAL 1 LLC |  | Q — Mechanical Engineering Installations | Q | Q09 | Q0900 | Q9 Work incidental to mechanical engineering installations | To Mechanical Base | 0.54 | t | AED | 4966 | 2682 | 5.06 | Mechanical Engineering Installations | Length (m), Weight (t), Area (m²), Enumerated (nr), Item | 79 | Fuzzy | ⚠ | Priced
| Citywalk Plot 5.11 Main Works Contract BOQ (1).xlsx | C |  |  | NEW | CITYWALK PHASE-05, PLOT 5.11 | Residential | CITYWALK RESIDENTIAL 1 LLC |  | C — Concrete Work | C | C02 | C0201 | C2 Poured concrete | To Upstand below parapet wall | 6.8 | t | AED | 4966 | 33769 | 2.01 | Frame | Volume (m³) | 90 | Rule | ✓ | Priced
| Citywalk Plot 5.11 Main Works Contract BOQ (1).xlsx | D |  |  | NEW | CITYWALK PHASE-05, PLOT 5.11 | Residential | CITYWALK RESIDENTIAL 1 LLC |  | C — Concrete Work | C | C01 | C0104 | C1 Generally | To Plinth | 0.13 | t | AED | 4966 | 646 | 1.01 | Substructure – Reinforcement Steel | Mass (tonnes) | 80 | AI | ⚠ | Priced
| Citywalk Plot 5.11 Main Works Contract BOQ (1).xlsx | A |  |  | NEW | CITYWALK PHASE-05, PLOT 5.11 | Residential | CITYWALK RESIDENTIAL 1 LLC |  | C — Concrete Work | C | C02 | C0201 | C2 Poured concrete | Soffits of suspended slabs | 3666 | m² | AED | 114 | 417924 | 2.01 | Frame | Volume (m³) | 95 | Rule | ✓ | Priced
| Citywalk Plot 5.11 Main Works Contract BOQ (1).xlsx | B |  |  | NEW | CITYWALK PHASE-05, PLOT 5.11 | Residential | CITYWALK RESIDENTIAL 1 LLC |  | C — Concrete Work | C | C02 | C0201 | C2 Poured concrete | Soffits of suspended slabs; roof slab | 870 | m² | AED | 114 | 99180 | 2.01 | Frame | Volume (m³) | 95 | Rule | ✓ | Priced
| Citywalk Plot 5.11 Main Works Contract BOQ (1).xlsx | C |  |  | NEW | CITYWALK PHASE-05, PLOT 5.11 | Residential | CITYWALK RESIDENTIAL 1 LLC |  | C — Concrete Work | C | C04 | C0401 | C4 Shuttering | Side and soffits of drop panel | 34 | m² | AED | 114 | 3876 | 2.01 | Frame / Concrete Work | Volume (m³), Weight (t), Area (m²), Length (m), Enumerated (nr) | 72 | Fuzzy | ⚠ | Priced
| Citywalk Plot 5.11 Main Works Contract BOQ (1).xlsx | D |  |  | NEW | CITYWALK PHASE-05, PLOT 5.11 | Residential | CITYWALK RESIDENTIAL 1 LLC |  | C — Concrete Work | C | C02 | C0201 | C2 Poured concrete | Side and soffits of beams | 1263 | m² | AED | 114 | 143982 | 2.01 | Frame | Volume (m³) | 93 | Rule | ✓ | Priced
| Citywalk Plot 5.11 Main Works Contract BOQ (1).xlsx | E |  |  | NEW | CITYWALK PHASE-05, PLOT 5.11 | Residential | CITYWALK RESIDENTIAL 1 LLC |  | C — Concrete Work | C | C02 | C0201 | C2 Poured concrete | Side and soffits of beams; roof slab | 180 | m² | AED | 114 | 20520 | 2.01 | Frame | Volume (m³) | 93 | Rule | ✓ | Priced
| Citywalk Plot 5.11 Main Works Contract BOQ (1).xlsx | F |  |  | NEW | CITYWALK PHASE-05, PLOT 5.11 | Residential | CITYWALK RESIDENTIAL 1 LLC |  | C — Concrete Work | C | C01 | C0102 | C1 Generally | Edges; not exceeding 300mm high | 248 | m | AED | 114 | 28272 | 2.01 | Frame – Formwork | Area (m²) | 85 | AI | ✓ | Priced
| Citywalk Plot 5.11 Main Works Contract BOQ (1).xlsx | G |  |  | NEW | CITYWALK PHASE-05, PLOT 5.11 | Residential | CITYWALK RESIDENTIAL 1 LLC |  | C — Concrete Work | C | C04 | C0408 | C4 Shuttering | Edges; not exceeding 300mm high; roof slab | 525 | m | AED | 114 | 59850 | 2.01 | Frame / Concrete Work | Volume (m³), Weight (t), Area (m²), Length (m), Enumerated (nr) | 60 | Fuzzy | ⚠ | Priced
| Citywalk Plot 5.11 Main Works Contract BOQ (1).xlsx | H |  |  | NEW | CITYWALK PHASE-05, PLOT 5.11 | Residential | CITYWALK RESIDENTIAL 1 LLC |  | C — Concrete Work | C | C01 | C0102 | C1 Generally | Edges; exceeding 300mm high | 83 | m² | AED | 114 | 9462 | 2.01 | Frame – Formwork | Area (m²) | 85 | AI | ✓ | Priced
| Citywalk Plot 5.11 Main Works Contract BOQ (1).xlsx | J |  |  | NEW | CITYWALK PHASE-05, PLOT 5.11 | Residential | CITYWALK RESIDENTIAL 1 LLC |  | F — Woodwork | F | F02 | F0201 | F2 Structural timbers | Sides of shear walls | 6605 | m² | AED | 114 | 752970 | 2.01 | Frame / Woodwork | Length (m), Area (m²), Enumerated (nr) | 79 | Fuzzy | ⚠ | Priced
| Citywalk Plot 5.11 Main Works Contract BOQ (1).xlsx | K |  |  | NEW | CITYWALK PHASE-05, PLOT 5.11 | Residential | CITYWALK RESIDENTIAL 1 LLC |  | F — Woodwork | F | F02 | F0201 | F2 Structural timbers | Sides of core walls | 2381 | m² | AED | 114 | 271434 | 2.01 | Frame / Woodwork | Length (m), Area (m²), Enumerated (nr) | 79 | Fuzzy | ⚠ | Priced
| Citywalk Plot 5.11 Main Works Contract BOQ (1).xlsx | A |  |  | NEW | CITYWALK PHASE-05, PLOT 5.11 | Residential | CITYWALK RESIDENTIAL 1 LLC |  | C — Concrete Work | C | C02 | C0201 | C2 Poured concrete | Sides of columns | 859 | m² | AED | 114 | 97926 | 2.01 | Frame | Volume (m³) | 95 | Rule | ✓ | Priced
| Citywalk Plot 5.11 Main Works Contract BOQ (1).xlsx | B |  |  | NEW | CITYWALK PHASE-05, PLOT 5.11 | Residential | CITYWALK RESIDENTIAL 1 LLC |  | C — Concrete Work | C | C02 | C0201 | C2 Poured concrete | Sides of columns; circular | 316 | m² | AED | 114 | 36024 | 2.01 | Frame | Volume (m³) | 95 | Rule | ✓ | Priced
| Citywalk Plot 5.11 Main Works Contract BOQ (1).xlsx | C |  |  | NEW | CITYWALK PHASE-05, PLOT 5.11 | Residential | CITYWALK RESIDENTIAL 1 LLC |  | C — Concrete Work | C | C04 | C0401 | C4 Shuttering | Sides and soffit of lintels | 794 | m² | AED | 114 | 90516 | 2.01 | Frame / Concrete Work | Volume (m³), Weight (t), Area (m²), Length (m), Enumerated (nr) | 79 | Fuzzy | ⚠ | Priced
| Citywalk Plot 5.11 Main Works Contract BOQ (1).xlsx | D |  |  | NEW | CITYWALK PHASE-05, PLOT 5.11 | Residential | CITYWALK RESIDENTIAL 1 LLC |  | C — Concrete Work | C | C04 | C0401 | C4 Shuttering | Sides of copings | 82.02 | m² | AED | 114 | 9350 | 2.01 | Frame / Concrete Work | Volume (m³), Weight (t), Area (m²), Length (m), Enumerated (nr) | 76 | Fuzzy | ⚠ | Priced
| Citywalk Plot 5.11 Main Works Contract BOQ (1).xlsx | E |  |  | NEW | CITYWALK PHASE-05, PLOT 5.11 | Residential | CITYWALK RESIDENTIAL 1 LLC |  | C — Concrete Work | C | C02 | C0201 | C2 Poured concrete | Soffit of staircases | 225 | m² | AED | 114 | 25650 | 2.01 | Frame | Volume (m³) | 93 | Rule | ✓ | Priced
| Citywalk Plot 5.11 Main Works Contract BOQ (1).xlsx | F |  |  | NEW | CITYWALK PHASE-05, PLOT 5.11 | Residential | CITYWALK RESIDENTIAL 1 LLC |  | C — Concrete Work | C | C02 | C0201 | C2 Poured concrete | Sides of staircases | 33 | m² | AED | 114 | 3762 | 2.01 | Frame | Volume (m³) | 93 | Rule | ✓ | Priced
| Citywalk Plot 5.11 Main Works Contract BOQ (1).xlsx | G |  |  | NEW | CITYWALK PHASE-05, PLOT 5.11 | Residential | CITYWALK RESIDENTIAL 1 LLC |  | C — Concrete Work | C | C04 | C0401 | C4 Shuttering | Sides of riser | 44.2 | m | AED | 114 | 5039 | 2.01 | Frame / Concrete Work | Volume (m³), Weight (t), Area (m²), Length (m), Enumerated (nr) | 75 | Fuzzy | ⚠ | Priced
| Citywalk Plot 5.11 Main Works Contract BOQ (1).xlsx | H |  |  | NEW | CITYWALK PHASE-05, PLOT 5.11 | Residential | CITYWALK RESIDENTIAL 1 LLC |  | C — Concrete Work | C | C04 | C0401 | C4 Shuttering | Sides of water tank base | 13.44 | m² | AED | 114 | 1532 | 2.01 | Frame / Concrete Work | Volume (m³), Weight (t), Area (m²), Length (m), Enumerated (nr) | 60 | Fuzzy | ⚠ | Priced
| Citywalk Plot 5.11 Main Works Contract BOQ (1).xlsx | J |  |  | NEW | CITYWALK PHASE-05, PLOT 5.11 | Residential | CITYWALK RESIDENTIAL 1 LLC |  | M — Furnishings | M | M01 | M0101 | M1 Generally | To planter wall | 48 | m² | AED | 114 | 5472 | 3.01 | Furnishings – Planter | Enumerated (nr) | 90 | Rule | ✓ | Priced
| Citywalk Plot 5.11 Main Works Contract BOQ (1).xlsx | K |  |  | NEW | CITYWALK PHASE-05, PLOT 5.11 | Residential | CITYWALK RESIDENTIAL 1 LLC |  | C — Concrete Work | C | C02 | C0201 | C2 Poured concrete | To Upstand below parapet wall | 655 | m² | AED | 114 | 74670 | 2.01 | Frame | Volume (m³) | 90 | Rule | ✓ | Priced
| Citywalk Plot 5.11 Main Works Contract BOQ (1).xlsx | L |  |  | NEW | CITYWALK PHASE-05, PLOT 5.11 | Residential | CITYWALK RESIDENTIAL 1 LLC |  | C — Concrete Work | C | C04 | C0401 | C4 Shuttering | Sides of plinth | 134 | m³ | AED | 114 | 15276 | 2.01 | Frame / Concrete Work | Volume (m³), Weight (t), Area (m²), Length (m), Enumerated (nr) | 72 | Fuzzy | ⚠ | Priced
| Citywalk Plot 5.11 Main Works Contract BOQ (1).xlsx | M |  |  | NEW | CITYWALK PHASE-05, PLOT 5.11 | Residential | CITYWALK RESIDENTIAL 1 LLC |  | M — Furnishings | M | M01 | M0101 | M1 Generally | Sides of planter walls | 10 | m² | AED | 114 | 1140 | 3.01 | Furnishings – Planter | Enumerated (nr) | 90 | Rule | ✓ | Priced
| Citywalk Plot 5.11 Main Works Contract BOQ (1).xlsx | A |  |  | NEW | CITYWALK PHASE-05, PLOT 5.11 | Residential | CITYWALK RESIDENTIAL 1 LLC |  | C — Concrete Work | C | C02 | C0201 | C2 Poured concrete | Post Tension slab; 240mm thick | 454 | m³ | AED | 616 | 279664 | 2.02 | Upper Floors – In-situ Concrete | Area (m²) | 85 | AI | ✓ | Priced
| Citywalk Plot 5.11 Main Works Contract BOQ (1).xlsx | B |  |  | NEW | CITYWALK PHASE-05, PLOT 5.11 | Residential | CITYWALK RESIDENTIAL 1 LLC |  | C — Concrete Work | C | C02 | C0201 | C2 Poured concrete | Post Tension slab; 275mm thick | 8 | m³ | AED | 616 | 4928 | 2.02 | Upper Floors – In-situ Concrete | Area (m²) | 85 | AI | ✓ | Priced
| Citywalk Plot 5.11 Main Works Contract BOQ (1).xlsx | C |  |  | NEW | CITYWALK PHASE-05, PLOT 5.11 | Residential | CITYWALK RESIDENTIAL 1 LLC |  | C — Concrete Work | C | C02 | C0201 | C2 Poured concrete | Post Tension slab; 240mm thick | 2407 | m³ | AED | 602 | 1449014 | 2.02 | Upper Floors – In-situ Concrete | Area (m²) | 85 | AI | ✓ | Priced
| Citywalk Plot 5.11 Main Works Contract BOQ (1).xlsx | D |  |  | NEW | CITYWALK PHASE-05, PLOT 5.11 | Residential | CITYWALK RESIDENTIAL 1 LLC |  | C — Concrete Work | C | C02 | C0201 | C2 Poured concrete | Post Tension slab; 250mm thick; roof slab | 270 | m³ | AED | 602 | 162540 | 2.02 | Upper Floors – In-situ Concrete | Area (m²) | 85 | AI | ✓ | Priced
| Citywalk Plot 5.11 Main Works Contract BOQ (1).xlsx | E |  |  | NEW | CITYWALK PHASE-05, PLOT 5.11 | Residential | CITYWALK RESIDENTIAL 1 LLC |  | C — Concrete Work | C | C02 | C0201 | C2 Poured concrete | Post Tension slab; 300mm thick | 335 | m³ | AED | 602 | 201670 | 2.02 | Upper Floors – In-situ Concrete | Area (m²) | 85 | AI | ✓ | Priced
| Citywalk Plot 5.11 Main Works Contract BOQ (1).xlsx | F |  |  | NEW | CITYWALK PHASE-05, PLOT 5.11 | Residential | CITYWALK RESIDENTIAL 1 LLC |  | C — Concrete Work | C | C02 | C0201 | C2 Poured concrete | Post Tension Drop panel | 1 | m³ | AED | 602 | 602 | 2.02 | Upper Floors – In-situ Concrete | Area (m²) | 85 | AI | ✓ | Priced
| Citywalk Plot 5.11 Main Works Contract BOQ (1).xlsx | G |  |  | NEW | CITYWALK PHASE-05, PLOT 5.11 | Residential | CITYWALK RESIDENTIAL 1 LLC |  | B — Site Work | B | B03 | B0301 | B3 Boreholes (including pumping test wells) | PT slabs; various diameters | 288.78 | t | AED | 4966 | 1434081 | 8.01 | External Works – Piling | Item | 85 | Rule | ✓ | Priced
| Citywalk Plot 5.11 Main Works Contract BOQ (1).xlsx | H |  |  | NEW | CITYWALK PHASE-05, PLOT 5.11 | Residential | CITYWALK RESIDENTIAL 1 LLC |  | B — Site Work | B | B03 | B0301 | B3 Boreholes (including pumping test wells) | PT slabs; various diameters; roof slab | 24.27 | t | AED | 4966 | 120525 | 8.01 | External Works – Piling | Item | 85 | Rule | ✓ | Priced
| Citywalk Plot 5.11 Main Works Contract BOQ (1).xlsx | J |  |  | NEW | CITYWALK PHASE-05, PLOT 5.11 | Residential | CITYWALK RESIDENTIAL 1 LLC |  | B — Site Work | B | B03 | B0301 | B3 Boreholes (including pumping test wells) | PT drop panel; various diameters | 0.02 | t | AED | 4966 | 99 | 8.01 | External Works – Piling | Item | 85 | Rule | ✓ | Priced
| Citywalk Plot 5.11 Main Works Contract BOQ (1).xlsx | A |  |  | NEW | CITYWALK PHASE-05, PLOT 5.11 | Residential | CITYWALK RESIDENTIAL 1 LLC |  | C — Concrete Work | C | C04 | C0401 | C4 Shuttering | Soffits of post tensioned slab | 13049 | m² | AED | 114 | 1487586 | 2.01 | Frame / Concrete Work | Volume (m³), Weight (t), Area (m²), Length (m), Enumerated (nr) | 76 | Fuzzy | ⚠ | Priced
| Citywalk Plot 5.11 Main Works Contract BOQ (1).xlsx | B |  |  | NEW | CITYWALK PHASE-05, PLOT 5.11 | Residential | CITYWALK RESIDENTIAL 1 LLC |  | C — Concrete Work | C | C04 | C0401 | C4 Shuttering | Soffits of post tensioned slab; roof slab | 1071 | m² | AED | 114 | 122094 | 2.01 | Frame / Concrete Work | Volume (m³), Weight (t), Area (m²), Length (m), Enumerated (nr) | 74 | Fuzzy | ⚠ | Priced
| Citywalk Plot 5.11 Main Works Contract BOQ (1).xlsx | C |  |  | NEW | CITYWALK PHASE-05, PLOT 5.11 | Residential | CITYWALK RESIDENTIAL 1 LLC |  | J — Finishes | J | J05 | J0501 | J5 Suspended ceilings | Sides and soffits of post tensioned drop panel | 8 | m² | AED | 114 | 912 | 3.01 | Internal Finishes | Area (m²), Length (m) | 68 | Fuzzy | ⚠ | Priced
| Citywalk Plot 5.11 Main Works Contract BOQ (1).xlsx | D |  |  | NEW | CITYWALK PHASE-05, PLOT 5.11 | Residential | CITYWALK RESIDENTIAL 1 LLC |  | C — Concrete Work | C | C01 | C0102 | C1 Generally | Edges; not exceeding 300mm; roof slab | 228 | m | AED | 114 | 25992 | 2.02 | Upper Floors – Formwork | Area (m²) | 85 | AI | ✓ | Priced
| Citywalk Plot 5.11 Main Works Contract BOQ (1).xlsx | E |  |  | NEW | CITYWALK PHASE-05, PLOT 5.11 | Residential | CITYWALK RESIDENTIAL 1 LLC |  | C — Concrete Work | C | C01 | C0102 | C1 Generally | Edges; not exceeding 300mm | 2517 | m | AED | 114 | 286938 | 2.02 | Upper Floors – Formwork | Area (m²) | 85 | AI | ✓ | Priced
| Citywalk Plot 5.11 Main Works Contract BOQ (1).xlsx | F |  |  | NEW | CITYWALK PHASE-05, PLOT 5.11 | Residential | CITYWALK RESIDENTIAL 1 LLC |  | C — Concrete Work | C | C01 | C0105 | C1 Generally | Post tensioning system | 13049 | m² | AED | 57 | 743793 | 2.02 | Upper Floors – Post-tensioning | Length (m) | 85 | AI | ✓ | Priced
| Citywalk Plot 5.11 Main Works Contract BOQ (1).xlsx | G |  |  | NEW | CITYWALK PHASE-05, PLOT 5.11 | Residential | CITYWALK RESIDENTIAL 1 LLC |  | C — Concrete Work | C | C01 | C0105 | C1 Generally | Post tensioning system; roof slab | 1071 | m² | AED | 57 | 61047 | 2.02 | Upper Floors – Post-tensioning | Length (m) | 85 | AI | ✓ | Priced
| Citywalk Plot 5.11 Main Works Contract BOQ (1).xlsx | A |  |  | NEW | CITYWALK PHASE-05, PLOT 5.11 | Residential | CITYWALK RESIDENTIAL 1 LLC |  | A — General Requirements | A | A01 | A0101 | Conditions of contract | Allow for any other works which are not included above and which are required to complete the Concrete Work in accordance with the Specification and the Drawings (Tenderer to list below): | 0 | Item | AED | 0 | 0 | 9.01 | Preliminaries – Contingency | Item | 90 | Rule | ✓ | Unpriced
| Citywalk Plot 5.11 Main Works Contract BOQ (1).xlsx | 3/C/1/A-E |  |  | NEW | CITYWALK PHASE-05, PLOT 5.11 | Residential | CITYWALK RESIDENTIAL 1 LLC |  | C — Concrete Work | C | C05 | C0500 | C5 Precast concrete | C50 concrete to column and wall | -16 | m³ | AED | 655 | -10480 | 2.01 | Frame / Concrete Work | Volume (m³), Weight (t), Area (m²), Length (m), Enumerated (nr) | 79 | Fuzzy | ⚠ | Priced
| Citywalk Plot 5.11 Main Works Contract BOQ (1).xlsx | 3/C/1/F |  |  | NEW | CITYWALK PHASE-05, PLOT 5.11 | Residential | CITYWALK RESIDENTIAL 1 LLC |  | C — Concrete Work | C | C02 | C0201 | C2 Poured concrete | Suspended slab; 200mm thick | 1 | m³ | AED | 609 | 609 | 2.01 | Frame | Volume (m³) | 95 | Rule | ✓ | Priced
| Citywalk Plot 5.11 Main Works Contract BOQ (1).xlsx | 3/C/2/A |  |  | NEW | CITYWALK PHASE-05, PLOT 5.11 | Residential | CITYWALK RESIDENTIAL 1 LLC |  | C — Concrete Work | C | C02 | C0201 | C2 Poured concrete | Beams | 30 | m³ | AED | 609 | 18270 | 2.01 | Frame | Volume (m³) | 93 | Rule | ✓ | Priced
| Citywalk Plot 5.11 Main Works Contract BOQ (1).xlsx | 3/C/2/B-F |  |  | NEW | CITYWALK PHASE-05, PLOT 5.11 | Residential | CITYWALK RESIDENTIAL 1 LLC |  | C — Concrete Work | C | C02 | C0200 | C2 Poured concrete | C40 concrete to column and wall | -90 | m³ | AED | 639 | -57510 | 2.01 | Frame / Concrete Work | Volume (m³), Weight (t), Area (m²), Length (m), Enumerated (nr) | 79 | Fuzzy | ⚠ | Priced
| Citywalk Plot 5.11 Main Works Contract BOQ (1).xlsx | 3/C/2/G-Q |  |  | NEW | CITYWALK PHASE-05, PLOT 5.11 | Residential | CITYWALK RESIDENTIAL 1 LLC |  | C — Concrete Work | C | C02 | C0201 | C2 Poured concrete | C40 concrete to slab & beams | 31 | m³ | AED | 595 | 18445 | 2.01 | Frame | Volume (m³) | 93 | Rule | ✓ | Priced
| Citywalk Plot 5.11 Main Works Contract BOQ (1).xlsx | 3/C/3/D-K |  |  | NEW | CITYWALK PHASE-05, PLOT 5.11 | Residential | CITYWALK RESIDENTIAL 1 LLC |  | C — Concrete Work | C | C02 | C0201 | C2 Poured concrete | Upstands | 10 | m³ | AED | 534 | 5340 | 2.01 | Frame | Volume (m³) | 90 | Rule | ✓ | Priced
| Citywalk Plot 5.11 Main Works Contract BOQ (1).xlsx | 3/C/3/L-P |  |  | NEW | CITYWALK PHASE-05, PLOT 5.11 | Residential | CITYWALK RESIDENTIAL 1 LLC |  | C — Concrete Work | C | C01 | C0101 | C1 Generally | Light weight concrete | 4 | m³ | AED | 1174 | 4696 | 2.01 | Frame / Concrete Work | Volume (m³), Weight (t), Area (m²), Length (m), Enumerated (nr) | 78 | Fuzzy | ⚠ | Priced
| Citywalk Plot 5.11 Main Works Contract BOQ (1).xlsx | 3/C/4/A-M,5-A-D |  |  | NEW | CITYWALK PHASE-05, PLOT 5.11 | Residential | CITYWALK RESIDENTIAL 1 LLC |  | M — Furnishings | M | M01 | M0101 | M1 Generally | Reinforcement to wall, column, slab, planter wall | 74.88 | t | AED | 4966 | 371854 | 3.01 | Furnishings – Planter | Enumerated (nr) | 90 | Rule | ✓ | Priced
| Citywalk Plot 5.11 Main Works Contract BOQ (1).xlsx | 3/C/6/A-K,7-A-M |  |  | NEW | CITYWALK PHASE-05, PLOT 5.11 | Residential | CITYWALK RESIDENTIAL 1 LLC |  | C — Concrete Work | C | C04 | C0400 | C4 Shuttering | Shuttering | -352.92 | m² | AED | 114 | -40233 | 2.01 | Frame / Concrete Work | Volume (m³), Weight (t), Area (m²), Length (m), Enumerated (nr) | 79 | Fuzzy | ⚠ | Priced
| Citywalk Plot 5.11 Main Works Contract BOQ (1).xlsx | 3/C/8/A |  |  | NEW | CITYWALK PHASE-05, PLOT 5.11 | Residential | CITYWALK RESIDENTIAL 1 LLC |  | C — Concrete Work | C | C04 | C0400 | C4 Shuttering | C50 Post Tension slab | 8 | m³ | AED | 616 | 4928 | 2.01 | Frame / Concrete Work | Volume (m³), Weight (t), Area (m²), Length (m), Enumerated (nr) | 65 | Fuzzy | ⚠ | Priced
| Citywalk Plot 5.11 Main Works Contract BOQ (1).xlsx | 3/C/8/C-E |  |  | NEW | CITYWALK PHASE-05, PLOT 5.11 | Residential | CITYWALK RESIDENTIAL 1 LLC |  | C — Concrete Work | C | C04 | C0400 | C4 Shuttering | C50 Post Tension slab | 32 | m³ | AED | 602 | 19264 | 2.01 | Frame / Concrete Work | Volume (m³), Weight (t), Area (m²), Length (m), Enumerated (nr) | 65 | Fuzzy | ⚠ | Priced
| Citywalk Plot 5.11 Main Works Contract BOQ (1).xlsx | 3/C/8/G-H |  |  | NEW | CITYWALK PHASE-05, PLOT 5.11 | Residential | CITYWALK RESIDENTIAL 1 LLC |  | C — Concrete Work | C | C03 | C0300 | C3 Reinforcement | Reinforcement to PT slab | 39.37 | t | AED | 4966 | 195511 | 2.01 | Frame / Concrete Work | Volume (m³), Weight (t), Area (m²), Length (m), Enumerated (nr) | 79 | Fuzzy | ⚠ | Priced
| Citywalk Plot 5.11 Main Works Contract BOQ (1).xlsx | 3/C/9/A-E |  |  | NEW | CITYWALK PHASE-05, PLOT 5.11 | Residential | CITYWALK RESIDENTIAL 1 LLC |  | C — Concrete Work | C | C04 | C0400 | C4 Shuttering | Shuttering to PT slab | 1288 | m² | AED | 114 | 146832 | 2.01 | Frame / Concrete Work | Volume (m³), Weight (t), Area (m²), Length (m), Enumerated (nr) | 79 | Fuzzy | ⚠ | Priced
| Citywalk Plot 5.11 Main Works Contract BOQ (1).xlsx | 3/C/9/F-G |  |  | NEW | CITYWALK PHASE-05, PLOT 5.11 | Residential | CITYWALK RESIDENTIAL 1 LLC |  | A — General Requirements | A | A08 | A0800 | Temporary works | PT works | 182 | m² | AED | 57 | 10374 | 9.01 | Preliminaries / General Requirements | Item | 79 | Fuzzy | ⚠ | Priced
| Citywalk Plot 5.11 Main Works Contract BOQ (1).xlsx | A |  |  | NEW | CITYWALK PHASE-05, PLOT 5.11 | Residential | CITYWALK RESIDENTIAL 1 LLC |  | D — Masonry | D | D02 | D0201 | D2 Walls and piers | IWT-01 | 58 | m² | AED | 200 | 11600 | 2.07 | Internal Walls – Blockwork | Area (m²) | 85 | AI | ✓ | Priced
| Citywalk Plot 5.11 Main Works Contract BOQ (1).xlsx | B |  |  | NEW | CITYWALK PHASE-05, PLOT 5.11 | Residential | CITYWALK RESIDENTIAL 1 LLC |  | D — Masonry | D | D02 | D0201 | D2 Walls and piers | IWT-01-1hr FR | 171 | m² | AED | 209 | 35739 | 2.07 | Internal Walls – Blockwork 1hr Fire Rated | Area (m²) | 88 | AI | ✓ | Priced
| Citywalk Plot 5.11 Main Works Contract BOQ (1).xlsx | C |  |  | NEW | CITYWALK PHASE-05, PLOT 5.11 | Residential | CITYWALK RESIDENTIAL 1 LLC |  | D — Masonry | D | D02 | D0201 | D2 Walls and piers | IWT-01-1hr FR; 40 DB | 116 | m² | AED | 209 | 24244 | 2.07 | Internal Walls – Blockwork 1hr FR; 40dB Acoustic | Area (m²) | 88 | AI | ✓ | Priced
| Citywalk Plot 5.11 Main Works Contract BOQ (1).xlsx | D |  |  | NEW | CITYWALK PHASE-05, PLOT 5.11 | Residential | CITYWALK RESIDENTIAL 1 LLC |  | D — Masonry | D | D02 | D0201 | D2 Walls and piers | IWT-01-1hr FR; 50 DB | 2048 | m² | AED | 209 | 428032 | 2.07 | Internal Walls – Blockwork 1hr FR; 50dB Acoustic | Area (m²) | 88 | AI | ✓ | Priced
| Citywalk Plot 5.11 Main Works Contract BOQ (1).xlsx | E |  |  | NEW | CITYWALK PHASE-05, PLOT 5.11 | Residential | CITYWALK RESIDENTIAL 1 LLC |  | D — Masonry | D | D02 | D0201 | D2 Walls and piers | IWT-01-1hr FR; 55 DB | 1370 | m² | AED | 209 | 286330 | 2.07 | Internal Walls – Blockwork 1hr FR; 55dB Acoustic | Area (m²) | 88 | AI | ✓ | Priced
| Citywalk Plot 5.11 Main Works Contract BOQ (1).xlsx | A |  |  | NEW | CITYWALK PHASE-05, PLOT 5.11 | Residential | CITYWALK RESIDENTIAL 1 LLC |  | D — Masonry | D | D02 | D0201 | D2 Walls and piers | IWT-01-2hr FR | 270 | m² | AED | 245 | 66150 | 2.07 | Internal Walls – Blockwork 2hr Fire Rated | Area (m²) | 88 | AI | ✓ | Priced
| Citywalk Plot 5.11 Main Works Contract BOQ (1).xlsx | B |  |  | NEW | CITYWALK PHASE-05, PLOT 5.11 | Residential | CITYWALK RESIDENTIAL 1 LLC |  | D — Masonry | D | D02 | D0201 | D2 Walls and piers | IWT-01-2hr FR; 40 DB | 341 | m² | AED | 245 | 83545 | 2.07 | Internal Walls – Blockwork 2hr FR; 40dB Acoustic | Area (m²) | 88 | AI | ✓ | Priced
| Citywalk Plot 5.11 Main Works Contract BOQ (1).xlsx | C |  |  | NEW | CITYWALK PHASE-05, PLOT 5.11 | Residential | CITYWALK RESIDENTIAL 1 LLC |  | D — Masonry | D | D02 | D0201 | D2 Walls and piers | IWT-01-2hr FR; 50 DB | 892 | m² | AED | 245 | 218540 | 2.07 | Internal Walls – Blockwork 2hr FR; 50dB Acoustic | Area (m²) | 88 | AI | ✓ | Priced
| Citywalk Plot 5.11 Main Works Contract BOQ (1).xlsx | D |  |  | NEW | CITYWALK PHASE-05, PLOT 5.11 | Residential | CITYWALK RESIDENTIAL 1 LLC |  | D — Masonry | D | D02 | D0201 | D2 Walls and piers | IWT-01-2hr FR; 55 DB | 121 | m² | AED | 245 | 29645 | 2.07 | Internal Walls – Blockwork 2hr FR; 55dB Acoustic | Area (m²) | 88 | AI | ✓ | Priced
| Citywalk Plot 5.11 Main Works Contract BOQ (1).xlsx | E |  |  | NEW | CITYWALK PHASE-05, PLOT 5.11 | Residential | CITYWALK RESIDENTIAL 1 LLC |  | D — Masonry | D | D02 | D0201 | D2 Walls and piers | IWT-01- 40 DB | 37 | m² | AED | 0 | INCLUDED | 2.07 | Internal Walls – Blockwork; 40dB Acoustic | Area (m²) | 85 | AI | ✓ | Unpriced
| Citywalk Plot 5.11 Main Works Contract BOQ (1).xlsx | F |  |  | NEW | CITYWALK PHASE-05, PLOT 5.11 | Residential | CITYWALK RESIDENTIAL 1 LLC |  | D — Masonry | D | D02 | D0201 | D2 Walls and piers | IWT-02 | 858 | m² | AED | 217 | 186186 | 2.07 | Internal Walls – Blockwork Type 02 | Area (m²) | 85 | AI | ✓ | Priced
| Citywalk Plot 5.11 Main Works Contract BOQ (1).xlsx | G |  |  | NEW | CITYWALK PHASE-05, PLOT 5.11 | Residential | CITYWALK RESIDENTIAL 1 LLC |  | D — Masonry | D | D02 | D0201 | D2 Walls and piers | IWT-02-1hr FR | 25 | m² | AED | 226 | 5650 | 2.07 | Internal Walls – Blockwork Type 02 1hr Fire Rated | Area (m²) | 88 | AI | ✓ | Priced
| Citywalk Plot 5.11 Main Works Contract BOQ (1).xlsx | H |  |  | NEW | CITYWALK PHASE-05, PLOT 5.11 | Residential | CITYWALK RESIDENTIAL 1 LLC |  | D — Masonry | D | D02 | D0201 | D2 Walls and piers | IWT-02-2hr FR | 71 | m² | AED | 226 | 16046 | 2.07 | Internal Walls – Blockwork Type 02 2hr Fire Rated | Area (m²) | 88 | AI | ✓ | Priced
| Citywalk Plot 5.11 Main Works Contract BOQ (1).xlsx | J |  |  | NEW | CITYWALK PHASE-05, PLOT 5.11 | Residential | CITYWALK RESIDENTIAL 1 LLC |  | D — Masonry | D | D02 | D0201 | D2 Walls and piers | IWT-02-2hr FR; 40 DB | 2732 | m² | AED | 226 | 617432 | 2.07 | Internal Walls – Blockwork Type 02 2hr FR; 40dB Acoustic | Area (m²) | 88 | AI | ✓ | Priced
| Citywalk Plot 5.11 Main Works Contract BOQ (1).xlsx | K |  |  | NEW | CITYWALK PHASE-05, PLOT 5.11 | Residential | CITYWALK RESIDENTIAL 1 LLC |  | D — Masonry | D | D02 | D0201 | D2 Walls and piers | IWT-03 | 8879 | m² | AED | 95 | 843505 | 2.07 | Internal Walls – Blockwork Type 03 | Area (m²) | 85 | AI | ✓ | Priced
| Citywalk Plot 5.11 Main Works Contract BOQ (1).xlsx | L |  |  | NEW | CITYWALK PHASE-05, PLOT 5.11 | Residential | CITYWALK RESIDENTIAL 1 LLC |  | D — Masonry | D | D02 | D0201 | D2 Walls and piers | IWT-03-2hr FR | 46 | m² | AED | 105 | 4830 | 2.07 | Internal Walls – Blockwork Type 03 2hr Fire Rated | Area (m²) | 88 | AI | ✓ | Priced
| Citywalk Plot 5.11 Main Works Contract BOQ (1).xlsx | M |  |  | NEW | CITYWALK PHASE-05, PLOT 5.11 | Residential | CITYWALK RESIDENTIAL 1 LLC |  | D — Masonry | D | D02 | D0201 | D2 Walls and piers | IWT-03-2hr FR; 40 DB | 10 | m² | AED | 105 | 1050 | 2.07 | Internal Walls – Blockwork Type 03 2hr FR; 40dB Acoustic | Area (m²) | 88 | AI | ✓ | Priced
| Citywalk Plot 5.11 Main Works Contract BOQ (1).xlsx | N |  |  | NEW | CITYWALK PHASE-05, PLOT 5.11 | Residential | CITYWALK RESIDENTIAL 1 LLC |  | D — Masonry | D | D01 | D0101 | D1 Generally | EWT-01-2hr FR; 40 DB | 119 | m² | AED | 160 | 19040 | 2.05 | External Walls – Blockwork 2hr FR; 40dB Acoustic | Area (m²) | 88 | AI | ✓ | Priced
| Citywalk Plot 5.11 Main Works Contract BOQ (1).xlsx | P |  |  | NEW | CITYWALK PHASE-05, PLOT 5.11 | Residential | CITYWALK RESIDENTIAL 1 LLC |  | J — Finishes | J | J02 | J0201 | J2 Backgrounds | 150mm thick; EWT03; to walls in L01 podium | 19 | m² | AED | 117 | 2223 | 3.01 | Finishes – Wall | Area (m²) | 88 | Rule | ✓ | Priced
| Citywalk Plot 5.11 Main Works Contract BOQ (1).xlsx | A |  |  | NEW | CITYWALK PHASE-05, PLOT 5.11 | Residential | CITYWALK RESIDENTIAL 1 LLC |  | C — Concrete Work | C | C02 | C0201 | C2 Poured concrete | 150mm thick; EWT03; to walls in decorative columns | 231 | m² | AED | 117 | 27027 | 2.01 | Frame | Volume (m³) | 95 | Rule | ✓ | Priced
| Citywalk Plot 5.11 Main Works Contract BOQ (1).xlsx | B |  |  | NEW | CITYWALK PHASE-05, PLOT 5.11 | Residential | CITYWALK RESIDENTIAL 1 LLC |  | D — Masonry | D | D01 | D0101 | D1 Generally | 250mm thick; 1 hour fire rated; Rw 40dB acoustic rating; EWT01 | 439 | m² | AED | 166 | 72874 | 2.05 | External Walls – Blockwork 250mm; 1hr FR; 40dB Acoustic | Area (m²) | 88 | AI | ✓ | Priced
| Citywalk Plot 5.11 Main Works Contract BOQ (1).xlsx | C |  |  | NEW | CITYWALK PHASE-05, PLOT 5.11 | Residential | CITYWALK RESIDENTIAL 1 LLC |  | D — Masonry | D | D01 | D0101 | D1 Generally | 250mm thick; Non fire rated; Rw 40dB acoustic rating; EWT01 | 2266 | m² | AED | 166 | 376156 | 2.05 | External Walls – Blockwork 250mm; Non Fire Rated; 40dB Acoustic | Area (m²) | 88 | AI | ✓ | Priced
| Citywalk Plot 5.11 Main Works Contract BOQ (1).xlsx | D |  |  | NEW | CITYWALK PHASE-05, PLOT 5.11 | Residential | CITYWALK RESIDENTIAL 1 LLC |  | D — Masonry | D | D01 | D0101 | D1 Generally | 250mm thick; 2 hour fire rated; Rw 40dB acoustic rating; EWT01 | 256 | m² | AED | 166 | 42496 | 2.05 | External Walls – Blockwork 250mm; 2hr FR; 40dB Acoustic | Area (m²) | 88 | AI | ✓ | Priced
| Citywalk Plot 5.11 Main Works Contract BOQ (1).xlsx | E |  |  | NEW | CITYWALK PHASE-05, PLOT 5.11 | Residential | CITYWALK RESIDENTIAL 1 LLC |  | D — Masonry | D | D01 | D0101 | D1 Generally | 100mm thick; EWT 11; void areas; to lower roof | 460 | m² | AED | 0 | INCLUDED | 2.05 | External Walls – Blockwork 100mm; EWT11; Void Areas to Lower Roof | Area (m²) | 82 | AI | ⚠ | Unpriced
| Citywalk Plot 5.11 Main Works Contract BOQ (1).xlsx | F |  |  | NEW | CITYWALK PHASE-05, PLOT 5.11 | Residential | CITYWALK RESIDENTIAL 1 LLC |  | D — Masonry | D | D01 | D0101 | D1 Generally | 250mm thick; Rw 40dB acoustic rating; EWT 01; to lower roof | 431 | m² | AED | 166 | 71546 | 2.05 | External Walls – Blockwork 250mm; 40dB Acoustic; EWT01 to Lower Roof | Area (m²) | 85 | AI | ✓ | Priced
| Citywalk Plot 5.11 Main Works Contract BOQ (1).xlsx | G |  |  | NEW | CITYWALK PHASE-05, PLOT 5.11 | Residential | CITYWALK RESIDENTIAL 1 LLC |  | D — Masonry | D | D01 | D0101 | D1 Generally | 200mm thick; 2 hour fire rated; Rw 50dB acoustic rating; EWT 02; to lower roof | 19 | m² | AED | 150 | 2850 | 2.05 | External Walls – Blockwork 200mm; 2hr FR; 50dB Acoustic; EWT02 to Lower Roof | Area (m²) | 88 | AI | ✓ | Priced
| Citywalk Plot 5.11 Main Works Contract BOQ (1).xlsx | H |  |  | NEW | CITYWALK PHASE-05, PLOT 5.11 | Residential | CITYWALK RESIDENTIAL 1 LLC |  | D — Masonry | D | D02 | D0201 | D2 Walls and piers | 200mm thick; 2 hour fire rated; Rw 50dB acoustic rating; IWT 11; to lower roof | 10 | m² | AED | 0 | INCLUDED | 2.07 | Internal Walls – Blockwork 200mm; 2hr FR; 50dB Acoustic; IWT11 to Lower Roof | Area (m²) | 88 | AI | ✓ | Unpriced
| Citywalk Plot 5.11 Main Works Contract BOQ (1).xlsx | J |  |  | NEW | CITYWALK PHASE-05, PLOT 5.11 | Residential | CITYWALK RESIDENTIAL 1 LLC |  | D — Masonry | D | D01 | D0101 | D1 Generally | 250mm thick; 2 hour fire rated; EWT 11; to lower roof | 50 | m² | AED | 0 | INCLUDED | 2.05 | External Walls – Blockwork 250mm; 2hr FR; EWT11 to Lower Roof | Area (m²) | 85 | AI | ✓ | Unpriced
| Citywalk Plot 5.11 Main Works Contract BOQ (1).xlsx | K |  |  | NEW | CITYWALK PHASE-05, PLOT 5.11 | Residential | CITYWALK RESIDENTIAL 1 LLC |  | D — Masonry | D | D01 | D0101 | D1 Generally | 250mm thick; 2 hour fire rated; EWT 21; to lower roof | 34 | m² | AED | 0 | INCLUDED | 2.05 | External Walls – Blockwork 250mm; 2hr FR; EWT21 to Lower Roof | Area (m²) | 85 | AI | ✓ | Unpriced
| Citywalk Plot 5.11 Main Works Contract BOQ (1).xlsx | L |  |  | NEW | CITYWALK PHASE-05, PLOT 5.11 | Residential | CITYWALK RESIDENTIAL 1 LLC |  | F — Woodwork | F | F02 | F0201 | F2 Structural timbers | 150mm thick; non fire rated; MEP riser walls with Shim blocks to the duct openings; refer to the drawing DHRE0017-KP-XX-ZZ-DWG-AR-109001_TYPICAL DETAILS - EXTERNAL WATERPROOFING; EWT 03 | 18 | m² | AED | 117 | 2106 | 2.01 | Frame / Woodwork | Length (m), Area (m²), Enumerated (nr) | 72 | Fuzzy | ⚠ | Priced
| Citywalk Plot 5.11 Main Works Contract BOQ (1).xlsx | A |  |  | NEW | CITYWALK PHASE-05, PLOT 5.11 | Residential | CITYWALK RESIDENTIAL 1 LLC |  | A — General Requirements | A | A09 | A0901 | Sundry items | Control joints | 1 | Item | AED | 102000 | 102000 | 9.01 | Preliminaries / General Requirements | Item | 72 | Fuzzy | ⚠ | Priced
| Citywalk Plot 5.11 Main Works Contract BOQ (1).xlsx | B |  |  | NEW | CITYWALK PHASE-05, PLOT 5.11 | Residential | CITYWALK RESIDENTIAL 1 LLC |  | R — Electrical Engineering Installations | R | R06 | R0600 | R6 Control gear | Control joints (RATE ONLY) | 0 | m | AED | 0 | 0 | 5.08 | Electrical Engineering Installations | Length (m), Enumerated (nr), Item | 70 | Fuzzy | ⚠ | Unpriced
| Citywalk Plot 5.11 Main Works Contract BOQ (1).xlsx | C |  |  | NEW | CITYWALK PHASE-05, PLOT 5.11 | Residential | CITYWALK RESIDENTIAL 1 LLC |  | B — Site Work | B | B20 | B2002 | B20 Paving and surfacing | Isolation joints | 1 | Item | AED | 68000 | 68000 | 8.01 | Site Works, Drainage, External Services & Landscaping | Volume (m³), Length (m), Area (m²), Enumerated (nr), Item | 65 | Fuzzy | ⚠ | Priced
| Citywalk Plot 5.11 Main Works Contract BOQ (1).xlsx | D |  |  | NEW | CITYWALK PHASE-05, PLOT 5.11 | Residential | CITYWALK RESIDENTIAL 1 LLC |  | D — Masonry | D | D02 | D0202 | D2 Walls and piers | Isolation joints (RATE ONLY) | 0 | m | AED | 0 | 0 | 2.07 | Internal Walls – Isolation Joints | Linear (m) | 78 | AI | ⚠ | Unpriced
| Citywalk Plot 5.11 Main Works Contract BOQ (1).xlsx | E |  |  | NEW | CITYWALK PHASE-05, PLOT 5.11 | Residential | CITYWALK RESIDENTIAL 1 LLC |  | B — Site Work | B | B20 | B2002 | B20 Paving and surfacing | Expansion joints | 1 | Item | AED | 5000 | 5000 | 8.01 | Site Works, Drainage, External Services & Landscaping | Volume (m³), Length (m), Area (m²), Enumerated (nr), Item | 79 | Fuzzy | ⚠ | Priced
| Citywalk Plot 5.11 Main Works Contract BOQ (1).xlsx | F |  |  | NEW | CITYWALK PHASE-05, PLOT 5.11 | Residential | CITYWALK RESIDENTIAL 1 LLC |  | D — Masonry | D | D05 | D0502 | D5 Sundries | Expansion joints (RATE ONLY) | 0 | m | AED | 0 | 0 | 2.05 | External Walls / Masonry | Area (m²), Length (m), Volume (m³) | 77 | Fuzzy | ⚠ | Unpriced
| Citywalk Plot 5.11 Main Works Contract BOQ (1).xlsx | A |  |  | NEW | CITYWALK PHASE-05, PLOT 5.11 | Residential | CITYWALK RESIDENTIAL 1 LLC |  | C — Concrete Work | C | C06 | C0603 | C6 Prestressed concrete | Movement joints; wall head junction with slab soffit | 1 | Item | AED | 136000 | 136000 | 2.01 | Frame / Concrete Work | Volume (m³), Weight (t), Area (m²), Length (m), Enumerated (nr) | 68 | Fuzzy | ⚠ | Priced
| Citywalk Plot 5.11 Main Works Contract BOQ (1).xlsx | A |  |  | NEW | CITYWALK PHASE-05, PLOT 5.11 | Residential | CITYWALK RESIDENTIAL 1 LLC |  | A — General Requirements | A | A01 | A0101 | Conditions of contract | Allow for any other works which are not included above and which are required to complete the Masonry in accordance with the Specification and the Drawings (Tenderer to list below): | 0 | Item | AED | 0 | 0 | 9.01 | Preliminaries – Contingency | Item | 90 | Rule | ✓ | Unpriced
| Citywalk Plot 5.11 Main Works Contract BOQ (1).xlsx | 1 |  |  | NEW | CITYWALK PHASE-05, PLOT 5.11 | Residential | CITYWALK RESIDENTIAL 1 LLC |  | D — Masonry | D | D01 | D0101 | D1 Generally | 250mm thick Solid block,FR | 14 | m² | AED | 188 | 2632 | 2.05 | External Blockwork – 250mm Solid Block Fire Rated | Area (m²) | 88 | AI | ✓ | Priced
| Citywalk Plot 5.11 Main Works Contract BOQ (1).xlsx | 2 |  |  | NEW | CITYWALK PHASE-05, PLOT 5.11 | Residential | CITYWALK RESIDENTIAL 1 LLC |  | D — Masonry | D | D01 | D0101 | D1 Generally | 100mm thick Solid block ,NFR | 12 | m² | AED | 135 | 1620 | 2.05 | External Blockwork – 100mm Solid Block Non Fire Rated | Area (m²) | 85 | AI | ✓ | Priced
| Citywalk Plot 5.11 Main Works Contract BOQ (1).xlsx | 3 |  |  | NEW | CITYWALK PHASE-05, PLOT 5.11 | Residential | CITYWALK RESIDENTIAL 1 LLC |  | D — Masonry | D | D01 | D0101 | D1 Generally | 150mm thick Solid block ,NFR | 30 | m² | AED | 142 | 4260 | 2.05 | External Blockwork – 150mm Solid Block Non Fire Rated | Area (m²) | 85 | AI | ✓ | Priced
| Citywalk Plot 5.11 Main Works Contract BOQ (1).xlsx | 4 |  |  | NEW | CITYWALK PHASE-05, PLOT 5.11 | Residential | CITYWALK RESIDENTIAL 1 LLC |  | D — Masonry | D | D01 | D0101 | D1 Generally | 250mm thick Solid block,NFR | 1026 | m² | AED | 179 | 183654 | 2.05 | External Blockwork – 250mm Solid Block Non Fire Rated | Area (m²) | 85 | AI | ✓ | Priced
| Citywalk Plot 5.11 Main Works Contract BOQ (1).xlsx | 5 |  |  | NEW | CITYWALK PHASE-05, PLOT 5.11 | Residential | CITYWALK RESIDENTIAL 1 LLC |  | D — Masonry | D | D01 | D0101 | D1 Generally | 200mm thick AAC block, NFR | 26 | m² | AED | 143 | 3718 | 2.05 | External Blockwork – 200mm AAC Block Non Fire Rated | Area (m²) | 88 | AI | ✓ | Priced
| Citywalk Plot 5.11 Main Works Contract BOQ (1).xlsx | 6 |  |  | NEW | CITYWALK PHASE-05, PLOT 5.11 | Residential | CITYWALK RESIDENTIAL 1 LLC |  | D — Masonry | D | D01 | D0101 | D1 Generally | 300mm thick AAC block NFR | 5 | m² | AED | 188 | 940 | 2.05 | External Blockwork – 300mm AAC Block Non Fire Rated | Area (m²) | 88 | AI | ✓ | Priced
| Citywalk Plot 5.11 Main Works Contract BOQ (1).xlsx | 7 |  |  | NEW | CITYWALK PHASE-05, PLOT 5.11 | Residential | CITYWALK RESIDENTIAL 1 LLC |  | D — Masonry | D | D02 | D0201 | D2 Walls and piers | 100mm thick Solid block ,FR | 2029 | m² | AED | 142 | 288118 | 2.07 | Internal Blockwork – 100mm Solid Block Fire Rated | Area (m²) | 88 | AI | ✓ | Priced
| Citywalk Plot 5.11 Main Works Contract BOQ (1).xlsx | 8 |  |  | NEW | CITYWALK PHASE-05, PLOT 5.11 | Residential | CITYWALK RESIDENTIAL 1 LLC |  | D — Masonry | D | D02 | D0201 | D2 Walls and piers | 250mm thick Solid block,FR | 382 | m² | AED | 182 | 69524 | 2.07 | Internal Blockwork – 250mm Solid Block Fire Rated | Area (m²) | 88 | AI | ✓ | Priced
| Citywalk Plot 5.11 Main Works Contract BOQ (1).xlsx | 9 |  |  | NEW | CITYWALK PHASE-05, PLOT 5.11 | Residential | CITYWALK RESIDENTIAL 1 LLC |  | D — Masonry | D | D02 | D0201 | D2 Walls and piers | 300mm thick Solid block, FR | 384 | m² | AED | 195 | 74880 | 2.07 | Internal Blockwork – 300mm Solid Block Fire Rated | Area (m²) | 88 | AI | ✓ | Priced
| Citywalk Plot 5.11 Main Works Contract BOQ (1).xlsx | 10 |  |  | NEW | CITYWALK PHASE-05, PLOT 5.11 | Residential | CITYWALK RESIDENTIAL 1 LLC |  | D — Masonry | D | D02 | D0201 | D2 Walls and piers | TW01-100mm Cement board | 189 | m2 | AED | 170 | 32130 | 2.07 | Internal Blockwork – TW01 100mm Cement Board | Area (m²) | 82 | AI | ⚠ | Priced
| Citywalk Plot 5.11 Main Works Contract BOQ (1).xlsx | 11 |  |  | NEW | CITYWALK PHASE-05, PLOT 5.11 | Residential | CITYWALK RESIDENTIAL 1 LLC |  | D — Masonry | D | D02 | D0201 | D2 Walls and piers | TW02-100mm Gypsum board | 65 | m2 | AED | 204 | 13260 | 2.07 | Internal Blockwork – TW02 100mm Gypsum Board | Area (m²) | 82 | AI | ⚠ | Priced
| Citywalk Plot 5.11 Main Works Contract BOQ (1).xlsx | 3/D/1/A |  |  | NEW | CITYWALK PHASE-05, PLOT 5.11 | Residential | CITYWALK RESIDENTIAL 1 LLC |  | D — Masonry | D | D02 | D0201 | D2 Walls and piers | IWT-01 | -21 | m² | AED | 200 | -4200 | 2.07 | Internal Walls – Blockwork Type 01 Addition/Deduction | Area (m²) | 80 | AI | ⚠ | Priced
| Citywalk Plot 5.11 Main Works Contract BOQ (1).xlsx | 3/D/1/B |  |  | NEW | CITYWALK PHASE-05, PLOT 5.11 | Residential | CITYWALK RESIDENTIAL 1 LLC |  | N — Special Construction | N | N07 | N0701 |  | IWT-01-1hr FR | -34 | m² | AED | 209 | -7106 | 2.07 | Internal Walls – Fire-Rated Partition | Area (m²) | 75 | AI | ⚠ | Priced
| Citywalk Plot 5.11 Main Works Contract BOQ (1).xlsx | 3/D/2/B |  |  | NEW | CITYWALK PHASE-05, PLOT 5.11 | Residential | CITYWALK RESIDENTIAL 1 LLC |  | N — Special Construction | N | N07 | N0701 |  | IWT-01-2hr FR; 40 DB | -234 | m² | AED | 245 | -57330 | 2.07 | Internal Walls – Fire-Rated Partition with Acoustic Rating | Area (m²) | 78 | AI | ⚠ | Priced
| Citywalk Plot 5.11 Main Works Contract BOQ (1).xlsx | 3/D/2/C |  |  | NEW | CITYWALK PHASE-05, PLOT 5.11 | Residential | CITYWALK RESIDENTIAL 1 LLC |  | N — Special Construction | N | N07 | N0701 |  | IWT-01-2hr FR; 50 DB | 350 | m² | AED | 245 | 85750 | 2.07 | Internal Walls – Fire-Rated Partition with Acoustic Rating | Area (m²) | 78 | AI | ⚠ | Priced
| Citywalk Plot 5.11 Main Works Contract BOQ (1).xlsx | 3/D/2/D |  |  | NEW | CITYWALK PHASE-05, PLOT 5.11 | Residential | CITYWALK RESIDENTIAL 1 LLC |  | N — Special Construction | N | N07 | N0701 |  | IWT-01-2hr FR; 55 DB | -99 | m² | AED | 245 | -24255 | 2.07 | Internal Walls – Fire-Rated Partition with Acoustic Rating | Area (m²) | 78 | AI | ⚠ | Priced
| Citywalk Plot 5.11 Main Works Contract BOQ (1).xlsx | 3/D/2/F |  |  | NEW | CITYWALK PHASE-05, PLOT 5.11 | Residential | CITYWALK RESIDENTIAL 1 LLC |  | N — Special Construction | N | N07 | N0701 |  | IWT-02 | -25 | m² | AED | 217 | -5425 | 2.07 | Internal Walls – Standard Partition | Area (m²) | 72 | AI | ⚠ | Priced
| Citywalk Plot 5.11 Main Works Contract BOQ (1).xlsx | 3/D/2/H |  |  | NEW | CITYWALK PHASE-05, PLOT 5.11 | Residential | CITYWALK RESIDENTIAL 1 LLC |  | N — Special Construction | N | N07 | N0701 |  | IWT-02-2hr FR | -50 | m² | AED | 226 | -11300 | 2.07 | Internal Walls – Fire-Rated Partition | Area (m²) | 76 | AI | ⚠ | Priced
| Citywalk Plot 5.11 Main Works Contract BOQ (1).xlsx | 3/D/2/J |  |  | NEW | CITYWALK PHASE-05, PLOT 5.11 | Residential | CITYWALK RESIDENTIAL 1 LLC |  | N — Special Construction | N | N07 | N0701 |  | IWT-02-2hr FR; 40 DB | -10 | m² | AED | 226 | -2260 | 2.07 | Internal Walls – Fire-Rated Partition with Acoustic Rating | Area (m²) | 78 | AI | ⚠ | Priced
| Citywalk Plot 5.11 Main Works Contract BOQ (1).xlsx | 3/D/2/K |  |  | NEW | CITYWALK PHASE-05, PLOT 5.11 | Residential | CITYWALK RESIDENTIAL 1 LLC |  | N — Special Construction | N | N07 | N0701 |  | IWT-03 | -583 | m² | AED | 95 | -55385 | 2.07 | Internal Walls – Standard Partition | Area (m²) | 72 | AI | ⚠ | Priced
| Citywalk Plot 5.11 Main Works Contract BOQ (1).xlsx | 3/D/2/L |  |  | NEW | CITYWALK PHASE-05, PLOT 5.11 | Residential | CITYWALK RESIDENTIAL 1 LLC |  | N — Special Construction | N | N07 | N0701 |  | IWT-03-2hr FR | -40 | m² | AED | 105 | -4200 | 2.07 | Internal Walls – Fire-Rated Partition | Area (m²) | 76 | AI | ⚠ | Priced
| Citywalk Plot 5.11 Main Works Contract BOQ (1).xlsx | 3/D/2/N |  |  | NEW | CITYWALK PHASE-05, PLOT 5.11 | Residential | CITYWALK RESIDENTIAL 1 LLC |  | D — Masonry | D | D05 | D0501 | D5 Sundries | EWT-01-2hr FR; 40 DB | -109 | m² | AED | 160 | -17440 | 2.05 | External Walls – Fire-Rated with Acoustic Rating | Area (m²) | 78 | AI | ⚠ | Priced
| Citywalk Plot 5.11 Main Works Contract BOQ (1).xlsx | A |  |  | NEW | CITYWALK PHASE-05, PLOT 5.11 | Residential | CITYWALK RESIDENTIAL 1 LLC |  | A — General Requirements | A | A01 | A0101 | Conditions of contract | Allow for any other works which are not included above and which are required to complete the Masonry in accordance with the Specification and the Drawings (Tenderer to list below): | 0 | Item | AED | 0 | 0 | 9.01 | Preliminaries – Contingency | Item | 90 | Rule | ✓ | Unpriced
| Citywalk Plot 5.11 Main Works Contract BOQ (1).xlsx | 3/D/3/A |  |  | NEW | CITYWALK PHASE-05, PLOT 5.11 | Residential | CITYWALK RESIDENTIAL 1 LLC |  | C — Concrete Work | C | C02 | C0201 | C2 Poured concrete | 150mm thick; EWT03; to walls in decorative columns | -27 | m² | AED | 117 | -3159 | 2.01 | Frame | Volume (m³) | 95 | Rule | ✓ | Priced
| Citywalk Plot 5.11 Main Works Contract BOQ (1).xlsx | 3/D/3/B |  |  | NEW | CITYWALK PHASE-05, PLOT 5.11 | Residential | CITYWALK RESIDENTIAL 1 LLC |  | D — Masonry | D | D05 | D0501 | D5 Sundries | 250mm thick; 1 hour fire rated; Rw 40dB acoustic rating; EWT01 | -389 | m² | AED | 166 | -64574 | 2.05 | External Walls – Fire-Rated with Acoustic Rating | Area (m²) | 80 | AI | ⚠ | Priced
| Citywalk Plot 5.11 Main Works Contract BOQ (1).xlsx | 3/D/3/D |  |  | NEW | CITYWALK PHASE-05, PLOT 5.11 | Residential | CITYWALK RESIDENTIAL 1 LLC |  | D — Masonry | D | D05 | D0501 | D5 Sundries | 250mm thick; 2 hour fire rated; Rw 40dB acoustic rating; EWT01 | -234 | m² | AED | 166 | -38844 | 2.05 | External Walls – Fire-Rated with Acoustic Rating | Area (m²) | 82 | AI | ⚠ | Priced
| Citywalk Plot 5.11 Main Works Contract BOQ (1).xlsx | 3/D/3/D |  |  | NEW | CITYWALK PHASE-05, PLOT 5.11 | Residential | CITYWALK RESIDENTIAL 1 LLC |  | D — Masonry | D | D05 | D0501 | D5 Sundries | 250mm thick; Rw 40dB acoustic rating; EWT 01; to lower roof | -18 | m² | AED | 166 | -2988 | 2.05 | External Walls – Acoustic Rating to Lower Roof | Area (m²) | 75 | AI | ⚠ | Priced
| Citywalk Plot 5.11 Main Works Contract BOQ (1).xlsx | 3/D/3/G |  |  | NEW | CITYWALK PHASE-05, PLOT 5.11 | Residential | CITYWALK RESIDENTIAL 1 LLC |  | D — Masonry | D | D05 | D0501 | D5 Sundries | 200mm thick; 2 hour fire rated; Rw 50dB acoustic rating; EWT 02; to lower roof | 6 | m² | AED | 150 | 900 | 2.05 | External Walls – Fire-Rated with Acoustic Rating to Lower Roof | Area (m²) | 77 | AI | ⚠ | Priced
| Citywalk Plot 5.11 Main Works Contract BOQ (1).xlsx | 3/D/3/L |  |  | NEW | CITYWALK PHASE-05, PLOT 5.11 | Residential | CITYWALK RESIDENTIAL 1 LLC |  | F — Woodwork | F | F02 | F0201 | F2 Structural timbers | 150mm thick; non fire rated; MEP riser walls with Shim blocks to the duct openings; refer to the drawing DHRE0017-KP-XX-ZZ-DWG-AR-109001_TYPICAL DETAILS - EXTERNAL WATERPROOFING; EWT 03 | -4 | m² | AED | 117 | -468 | 2.01 | Frame / Woodwork | Length (m), Area (m²), Enumerated (nr) | 72 | Fuzzy | ⚠ | Priced
| Citywalk Plot 5.11 Main Works Contract BOQ (1).xlsx | A |  |  | NEW | CITYWALK PHASE-05, PLOT 5.11 | Residential | CITYWALK RESIDENTIAL 1 LLC |  | A — General Requirements | A | A09 | A0901 | Sundry items | To roof canopy 1 and 2 | 1 | Item | AED | 68771 | 68771 | 9.01 | Preliminaries / General Requirements | Item | 61 | Fuzzy | ⚠ | Priced
| Citywalk Plot 5.11 Main Works Contract BOQ (1).xlsx | B |  |  | NEW | CITYWALK PHASE-05, PLOT 5.11 | Residential | CITYWALK RESIDENTIAL 1 LLC |  | F — Woodwork | F | F06 | F0600 | F6 Finishings and fittings | Fittings | 0 | Item | AED | 0 | Included | 2.01 | Frame / Woodwork | Length (m), Area (m²), Enumerated (nr) | 79 | Fuzzy | ⚠ | Unpriced
| Citywalk Plot 5.11 Main Works Contract BOQ (1).xlsx | C |  |  | NEW | CITYWALK PHASE-05, PLOT 5.11 | Residential | CITYWALK RESIDENTIAL 1 LLC |  | N — Special Construction | N | N01 | N0101 | N1 Generally | Corrosion protection | 0 | Item | AED | 0 | Included | 5.13 | Specialist Installations | Enumerated (nr), Item | 75 | Fuzzy | ⚠ | Unpriced
| Citywalk Plot 5.11 Main Works Contract BOQ (1).xlsx | D |  |  | NEW | CITYWALK PHASE-05, PLOT 5.11 | Residential | CITYWALK RESIDENTIAL 1 LLC |  | N — Special Construction | N | N01 | N0101 | N1 Generally | Corrosion protection (RATE ONLY) | 0 | m² | AED | 0 | Rate Only | 5.13 | Specialist Installations | Enumerated (nr), Item | 63 | Fuzzy | ⚠ | Unpriced
| Citywalk Plot 5.11 Main Works Contract BOQ (1).xlsx | E |  |  | NEW | CITYWALK PHASE-05, PLOT 5.11 | Residential | CITYWALK RESIDENTIAL 1 LLC |  | G — Thermal And Moisture Protection | G | G00 | G0000 |  | Fire protection | 0 | Item | AED | 0 | Refer to PTC No.5, Item 19 of Section B | 2.03 | Roof / Thermal & Moisture Protection | Area (m²), Length (m), Enumerated (nr) | 79 | Fuzzy | ⚠ | Unpriced
| Citywalk Plot 5.11 Main Works Contract BOQ (1).xlsx | F |  |  | NEW | CITYWALK PHASE-05, PLOT 5.11 | Residential | CITYWALK RESIDENTIAL 1 LLC |  | N — Special Construction | N | N01 | N0101 | N1 Generally | Fire protection (RATE ONLY) | 0 | m² | AED | 0 | Rate Only | 5.13 | Specialist Installations | Enumerated (nr), Item | 66 | Fuzzy | ⚠ | Unpriced
| Citywalk Plot 5.11 Main Works Contract BOQ (1).xlsx | G |  |  | NEW | CITYWALK PHASE-05, PLOT 5.11 | Residential | CITYWALK RESIDENTIAL 1 LLC |  | B — Site Work | B | B16 | B1604 | B16 Sheet piling | To pergolas at level 2, 5 and 8 | 1 | Item | AED | 222500 | 222500 | 8.01 | Site Works, Drainage, External Services & Landscaping | Volume (m³), Length (m), Area (m²), Enumerated (nr), Item | 60 | Fuzzy | ⚠ | Priced
| Citywalk Plot 5.11 Main Works Contract BOQ (1).xlsx | H |  |  | NEW | CITYWALK PHASE-05, PLOT 5.11 | Residential | CITYWALK RESIDENTIAL 1 LLC |  | F — Woodwork | F | F06 | F0600 | F6 Finishings and fittings | Fittings | 0 | Item | AED | 0 | Included | 2.01 | Frame / Woodwork | Length (m), Area (m²), Enumerated (nr) | 79 | Fuzzy | ⚠ | Unpriced
| Citywalk Plot 5.11 Main Works Contract BOQ (1).xlsx | A |  |  | NEW | CITYWALK PHASE-05, PLOT 5.11 | Residential | CITYWALK RESIDENTIAL 1 LLC |  | N — Special Construction | N | N01 | N0101 | N1 Generally | Corrosion protection | 0 | Item | AED | 0 | Included | 5.13 | Specialist Installations | Enumerated (nr), Item | 75 | Fuzzy | ⚠ | Unpriced
| Citywalk Plot 5.11 Main Works Contract BOQ (1).xlsx | B |  |  | NEW | CITYWALK PHASE-05, PLOT 5.11 | Residential | CITYWALK RESIDENTIAL 1 LLC |  | N — Special Construction | N | N01 | N0101 | N1 Generally | Corrosion protection (RATE ONLY) | 0 | m² | AED | 0 | Rate Only | 5.13 | Specialist Installations | Enumerated (nr), Item | 63 | Fuzzy | ⚠ | Unpriced
| Citywalk Plot 5.11 Main Works Contract BOQ (1).xlsx | C |  |  | NEW | CITYWALK PHASE-05, PLOT 5.11 | Residential | CITYWALK RESIDENTIAL 1 LLC |  | G — Thermal And Moisture Protection | G | G00 | G0000 |  | Fire protection | 0 | Item | AED | 0 | Refer to PTC No.5, Item 19 of Section B | 2.03 | Roof / Thermal & Moisture Protection | Area (m²), Length (m), Enumerated (nr) | 79 | Fuzzy | ⚠ | Unpriced
| Citywalk Plot 5.11 Main Works Contract BOQ (1).xlsx | D |  |  | NEW | CITYWALK PHASE-05, PLOT 5.11 | Residential | CITYWALK RESIDENTIAL 1 LLC |  | N — Special Construction | N | N01 | N0101 | N1 Generally | Fire protection (RATE ONLY) | 0 | m² | AED | 0 | Rate Only | 5.13 | Specialist Installations | Enumerated (nr), Item | 66 | Fuzzy | ⚠ | Unpriced
| Citywalk Plot 5.11 Main Works Contract BOQ (1).xlsx | A |  |  | NEW | CITYWALK PHASE-05, PLOT 5.11 | Residential | CITYWALK RESIDENTIAL 1 LLC |  | E — Metalwork | E | E04 | E0402 |  | Floor mounted balustrade; 1120mm high | 3 | m | AED | 560 | 1680 | 2.05 | External Walls – Balustrades & Railings | Item | 78 | AI | ⚠ | Priced
| Citywalk Plot 5.11 Main Works Contract BOQ (1).xlsx | B |  |  | NEW | CITYWALK PHASE-05, PLOT 5.11 | Residential | CITYWALK RESIDENTIAL 1 LLC |  | E — Metalwork | E | E03 | E0301 | E3 Non-structural metalwork | Floor mounted balustrade; 1120mm high; slope | 116 | m | AED | 560 | 64960 | 2.01 | Frame / Structural Metalwork | Weight (t), Enumerated (nr), Item | 61 | Fuzzy | ⚠ | Priced
| Citywalk Plot 5.11 Main Works Contract BOQ (1).xlsx | C |  |  | NEW | CITYWALK PHASE-05, PLOT 5.11 | Residential | CITYWALK RESIDENTIAL 1 LLC |  | E — Metalwork | E | E04 | E0403 |  | Wall mounted handrail; 900mm high; slope | 115 | m | AED | 216 | 24840 | 2.05 | External Walls – Handrails | Item | 80 | AI | ⚠ | Priced
| Citywalk Plot 5.11 Main Works Contract BOQ (1).xlsx | A |  |  | NEW | CITYWALK PHASE-05, PLOT 5.11 | Residential | CITYWALK RESIDENTIAL 1 LLC |  | E — Metalwork | E | E03 | E0304 | E3 Non-structural metalwork | Aluminium pergola | 84 | m² | AED | 1525 | 128100 | 2.05 | External Walls – Metalwork Structures | Item | 75 | AI | ⚠ | Priced
| Citywalk Plot 5.11 Main Works Contract BOQ (1).xlsx | B |  |  | NEW | CITYWALK PHASE-05, PLOT 5.11 | Residential | CITYWALK RESIDENTIAL 1 LLC |  | H — Doors And Windows | H | H01 | H0102 | H1 Doors | 850 x 1530 mm; to MEP roof | 1 | Nr. | AED | 2326 | 2326 | 2.06 | Windows & External Doors – Skylights | Item | 85 | AI | ✓ | Priced
| Citywalk Plot 5.11 Main Works Contract BOQ (1).xlsx | C |  |  | NEW | CITYWALK PHASE-05, PLOT 5.11 | Residential | CITYWALK RESIDENTIAL 1 LLC |  | E — Metalwork | E | E03 | E0301 | E3 Non-structural metalwork | 1200mm high; to balcony | 1377 | m | AED | 1991 | 2741607 | 3.01 | Metalwork – Handrail / Balustrade | Length (m) | 90 | Rule | ✓ | Priced
| Citywalk Plot 5.11 Main Works Contract BOQ (1).xlsx | D |  |  | NEW | CITYWALK PHASE-05, PLOT 5.11 | Residential | CITYWALK RESIDENTIAL 1 LLC |  | E — Metalwork | E | E04 | E0402 |  | 1100mm high; C-GL-01; To Level 01 Public Corridor | 15 | m | AED | 1826 | 27390 | 2.05 | External Walls – Balustrades & Railings | Item | 82 | AI | ⚠ | Priced
| Citywalk Plot 5.11 Main Works Contract BOQ (1).xlsx | A |  |  | NEW | CITYWALK PHASE-05, PLOT 5.11 | Residential | CITYWALK RESIDENTIAL 1 LLC |  | A — General Requirements | A | A01 | A0101 | Conditions of contract | Allow for any other works which are not included above and which are required to complete the Metalwork in accordance with the Specification and the Drawings (Tenderer to list below) | 0 | Item | AED | 0 |  | 9.01 | Preliminaries – Contingency | Item | 90 | Rule | ✓ | Unpriced
| Citywalk Plot 5.11 Main Works Contract BOQ (1).xlsx | 3/E/3/B |  |  | NEW | CITYWALK PHASE-05, PLOT 5.11 | Residential | CITYWALK RESIDENTIAL 1 LLC |  | E — Metalwork | E | E04 | E0402 |  | Floor mounted balustrade; 1120mm high | 37 | m | AED | 560 | 20720 | 2.05 | External Walls – Balustrades & Railings | Item | 78 | AI | ⚠ | Priced
| Citywalk Plot 5.11 Main Works Contract BOQ (1).xlsx | 3/E/3/C |  |  | NEW | CITYWALK PHASE-05, PLOT 5.11 | Residential | CITYWALK RESIDENTIAL 1 LLC |  | E — Metalwork | E | E04 | E0403 |  | Wall mounted handrail; 900mm high; slope | 51 | m | AED | 216 | 11016 | 2.05 | External Walls – Handrails | Item | 80 | AI | ⚠ | Priced
| Citywalk Plot 5.11 Main Works Contract BOQ (1).xlsx | 3/E/4/A |  |  | NEW | CITYWALK PHASE-05, PLOT 5.11 | Residential | CITYWALK RESIDENTIAL 1 LLC |  | E — Metalwork | E | E03 | E0304 | E3 Non-structural metalwork | Aluminium pergola | 5 | m² | AED | 1525 | 7625 | 2.05 | External Walls – Metalwork Structures | Item | 75 | AI | ⚠ | Priced
| Citywalk Plot 5.11 Main Works Contract BOQ (1).xlsx | 3/E/4/C |  |  | NEW | CITYWALK PHASE-05, PLOT 5.11 | Residential | CITYWALK RESIDENTIAL 1 LLC |  | E — Metalwork | E | E03 | E0301 | E3 Non-structural metalwork | 1200mm high; to balcony | -14 | m | AED | 1991 | -27874 | 3.01 | Metalwork – Handrail / Balustrade | Length (m) | 90 | Rule | ✓ | Priced
| Citywalk Plot 5.11 Main Works Contract BOQ (1).xlsx | 3/E/4/D |  |  | NEW | CITYWALK PHASE-05, PLOT 5.11 | Residential | CITYWALK RESIDENTIAL 1 LLC |  | E — Metalwork | E | E04 | E0402 |  | 1100mm high; C-GL-01; To Level 01 Public Corridor | -1 | m | AED | 1826 | -1826 | 2.05 | External Walls – Balustrades & Railings | Item | 82 | AI | ⚠ | Priced
| Citywalk Plot 5.11 Main Works Contract BOQ (1).xlsx | A |  |  | NEW | CITYWALK PHASE-05, PLOT 5.11 | Residential | CITYWALK RESIDENTIAL 1 LLC |  | M — Furnishings | M | M04 | M0401 |  | To apartment 1BR type 01; U shaped; including 2560 x 730 x 870mm and 2790 x 650 x 870mm sized base units, 3300 x 720 x 360mm and 3300 x 350 x 600mm sized wall units, 630 x 730 x 2500mm sized tall unit | 40 | Nr. | AED | 21864 | 874560 | 4.01 | FF&E – Kitchen Units & Fitments | Item | 85 | AI | ✓ | Priced
| Citywalk Plot 5.11 Main Works Contract BOQ (1).xlsx | B |  |  | NEW | CITYWALK PHASE-05, PLOT 5.11 | Residential | CITYWALK RESIDENTIAL 1 LLC |  | M — Furnishings | M | M04 | M0401 |  | To apartment 1BR type 02; U shaped; including 2560 x 730 x 870mm and 2790 x 650 x 870mm sized base units, 3300 x 720 x 360mm and 3300 x 350 x 600mm sized wall units, 630 x 730 x 2500mm sized tall unit | 7 | Nr. | AED | 21864 | 153048 | 4.01 | FF&E – Kitchen Units & Fitments | Item | 85 | AI | ✓ | Priced
| Citywalk Plot 5.11 Main Works Contract BOQ (1).xlsx | C |  |  | NEW | CITYWALK PHASE-05, PLOT 5.11 | Residential | CITYWALK RESIDENTIAL 1 LLC |  | M — Furnishings | M | M04 | M0401 |  | To apartment 1BR type 03; U shaped; including 2690 x 650 x 870mm and 2510 x 600 x 870mm sized base units, 3290 x 720 x 360mm and 3290 x 350 x 600mm sized wall units, 930 x 600 x 2500mm sized tall unit | 7 | Nr. | AED | 21864 | 153048 | 4.01 | FF&E – Kitchen Units & Fitments | Item | 85 | AI | ✓ | Priced
| Citywalk Plot 5.11 Main Works Contract BOQ (1).xlsx | A |  |  | NEW | CITYWALK PHASE-05, PLOT 5.11 | Residential | CITYWALK RESIDENTIAL 1 LLC |  | M — Furnishings | M | M04 | M0401 |  | To apartment 2BR type 01; U shaped; including 2690 x 650 x 870mm and 2510 x 600 x 870mm sized base units, 3290 x 720 x 360mm and 3290 x 350 x 600mm sized wall units, 930 x 600 x 2500mm sized tall unit | 12 | Nr. | AED | 21641 | 259692 | 4.01 | FF&E – Kitchen Units & Fitments | Item | 85 | AI | ✓ | Priced
| Citywalk Plot 5.11 Main Works Contract BOQ (1).xlsx | B |  |  | NEW | CITYWALK PHASE-05, PLOT 5.11 | Residential | CITYWALK RESIDENTIAL 1 LLC |  | M — Furnishings | M | M04 | M0401 |  | To apartment 2BR type 02; U shaped; including 2690 x 650 x 870mm and 2510 x 600 x 870mm sized base units, 3290 x 720 x 360mm and 3290 x 350 x 600mm sized wall units, 930 x 600 x 2500mm sized tall unit | 9 | Nr. | AED | 21641 | 194769 | 4.01 | FF&E – Kitchen Units & Fitments | Item | 85 | AI | ✓ | Priced
| Citywalk Plot 5.11 Main Works Contract BOQ (1).xlsx | C |  |  | NEW | CITYWALK PHASE-05, PLOT 5.11 | Residential | CITYWALK RESIDENTIAL 1 LLC |  | M — Furnishings | M | M04 | M0401 |  | To apartment 2BR + Maid type 01; U shaped; including 2690 x 650 x 870mm and 2510 x 600 x 870mm sized base units, 3290 x 720 x 360mm and 3290 x 350 x 600mm sized wall units, 930 x 600 x 2500mm sized tall unit | 18 | Nr. | AED | 21641 | 389538 | 4.01 | FF&E – Kitchen Units & Fitments | Item | 85 | AI | ✓ | Priced
| Citywalk Plot 5.11 Main Works Contract BOQ (1).xlsx | D |  |  | NEW | CITYWALK PHASE-05, PLOT 5.11 | Residential | CITYWALK RESIDENTIAL 1 LLC |  | M — Furnishings | M | M04 | M0401 |  | To apartment 2BR + Maid type 02; U shaped; including 2690 x 650 x 870mm and 2510 x 600 x 870mm sized base units, 3290 x 720 x 360mm and 3290 x 350 x 600mm sized wall units, 930 x 600 x 2500mm sized tall unit | 3 | Nr. | AED | 21641 | 64923 | 4.01 | FF&E – Kitchen Units & Fitments | Item | 85 | AI | ✓ | Priced
| Citywalk Plot 5.11 Main Works Contract BOQ (1).xlsx | E |  |  | NEW | CITYWALK PHASE-05, PLOT 5.11 | Residential | CITYWALK RESIDENTIAL 1 LLC |  | M — Furnishings | M | M04 | M0401 |  | To apartment 1BR type 04; L shaped; including 3440 x 600 x 870mm sized base unit, 3380 x 720 x 360mm and 3380 x 350 x 600mm sized wall units, 630 x 600 x 2500mm sized tall unit | 2 | Nr. | AED | 18530 | 37060 | 4.01 | FF&E – Kitchen Units & Fitments | Item | 85 | AI | ✓ | Priced
| Citywalk Plot 5.11 Main Works Contract BOQ (1).xlsx | A |  |  | NEW | CITYWALK PHASE-05, PLOT 5.11 | Residential | CITYWALK RESIDENTIAL 1 LLC |  | M — Furnishings | M | M04 | M0401 |  | To apartment 2BR type 03B; U shaped; including 7610 x 700 x 900mm sized base units, 2950 x 700 x 400mm, 2000 x 700 x 400mm, 2950 x 350 x 600mm and 2000 x 350 x 600mm sized wall units, 950 x 700 x 2500mm sized tall unit | 3 | Nr. | AED | 30866 | 92598 | 4.01 | FF&E – Kitchen Units & Fitments | Item | 85 | AI | ✓ | Priced
| Citywalk Plot 5.11 Main Works Contract BOQ (1).xlsx | B |  |  | NEW | CITYWALK PHASE-05, PLOT 5.11 | Residential | CITYWALK RESIDENTIAL 1 LLC |  | M — Furnishings | M | M04 | M0401 |  | To apartment 2BR + Maid type 03; L shaped; including 4340 x 700 x 870mm sized base units, 4210 x 720 x 360mm and 4210 x 350 x 600mm sized wall units, 950 x 700 x 2500mm and 400 x 700 x 2500mm sized tall unit, 2140 x 650 x 870mm sized island unit | 1 | Nr. | AED | 30866 | 30866 | 4.01 | FF&E – Kitchen Units & Fitments | Item | 85 | AI | ✓ | Priced
| Citywalk Plot 5.11 Main Works Contract BOQ (1).xlsx | C |  |  | NEW | CITYWALK PHASE-05, PLOT 5.11 | Residential | CITYWALK RESIDENTIAL 1 LLC |  | M — Furnishings | M | M04 | M0401 |  | To apartment 3BR type 01; L shaped; including 1860 x 700 x 870mm and 1510 x 600 x 870mm sized base units, 3350 x 720 x 360mm and 3350 x 350 x 600mm sized wall units, 940 x 700 x 2500mm and 430 x 600 x 2500mm sized tall unit, 1760 x 650 x 870mm sized island unit | 7 | Nr. | AED | 30866 | 216062 | 4.01 | FF&E – Kitchen Units & Fitments | Item | 85 | AI | ✓ | Priced
| Citywalk Plot 5.11 Main Works Contract BOQ (1).xlsx | D |  |  | NEW | CITYWALK PHASE-05, PLOT 5.11 | Residential | CITYWALK RESIDENTIAL 1 LLC |  | M — Furnishings | M | M04 | M0401 |  | To apartment 3BR type 03; L shaped; including 1860 x 700 x 870mm and 1510 x 600 x 870mm sized base units, 3350 x 720 x 360mm and 3350 x 350 x 600mm sized wall units, 940 x 700 x 2500mm and 430 x 600 x 2500mm sized tall unit, 1760 x 650 x 870mm sized island unit | 1 | Nr. | AED | 26177 | 26177 | 4.01 | FF&E – Kitchen Units & Fitments | Item | 85 | AI | ✓ | Priced
| Citywalk Plot 5.11 Main Works Contract BOQ (1).xlsx | A |  |  | NEW | CITYWALK PHASE-05, PLOT 5.11 | Residential | CITYWALK RESIDENTIAL 1 LLC |  | M — Furnishings | M | M04 | M0401 |  | To apartment 3BR type 04; L shaped; including 2780 x 700 x 800mm and 1520 x 700 x 800mm sized base units, 2780 x 350 x 1000mm high and 1520 x 350 x 1000mm high sized wall units, 950 x 710 x 2360mm high and 430 x 720 x 2360mm sized tall unit, 2200 x 800 x 800mm sized island unit | 1 | Nr. | AED | 18530 | 18530 | 4.01 | FF&E – Kitchen Units & Fitments | Item | 85 | AI | ✓ | Priced
| Citywalk Plot 5.11 Main Works Contract BOQ (1).xlsx | B |  |  | NEW | CITYWALK PHASE-05, PLOT 5.11 | Residential | CITYWALK RESIDENTIAL 1 LLC |  | M — Furnishings | M | M04 | M0401 |  | To apartment 3BR type 02; I shaped; including 3600 x 700 x 870mm sized base units, 3600 x 720 x 360mm and 3600 x 350 x 600mm sized wall units, 930 x 700 x 2500mm and 720 x 700 x 2500mm sized tall unit, 2860 x 650 x 870mm sized island unit | 3 | Nr. | AED | 29716 | 89148 | 4.01 | FF&E – Kitchen Units & Fitments | Item | 85 | AI | ✓ | Priced
| Citywalk Plot 5.11 Main Works Contract BOQ (1).xlsx | C |  |  | NEW | CITYWALK PHASE-05, PLOT 5.11 | Residential | CITYWALK RESIDENTIAL 1 LLC |  | M — Furnishings | M | M04 | M0402 |  | Overall size 2090 x 600 x 2500mm high; wardrobe type 1; to apartment 1BR type 1 | 40 | Nr. | AED | 8124 | 324960 | 4.01 | FF&E – Fitted Wardrobes | Item | 88 | AI | ✓ | Priced
| Citywalk Plot 5.11 Main Works Contract BOQ (1).xlsx | D |  |  | NEW | CITYWALK PHASE-05, PLOT 5.11 | Residential | CITYWALK RESIDENTIAL 1 LLC |  | M — Furnishings | M | M04 | M0402 |  | Overall size 2090 x 600 x 2500mm high; wardrobe type 1; to apartment 1BR type 2 | 7 | Nr. | AED | 8124 | 56868 | 4.01 | FF&E – Fitted Wardrobes | Item | 88 | AI | ✓ | Priced
| Citywalk Plot 5.11 Main Works Contract BOQ (1).xlsx | E |  |  | NEW | CITYWALK PHASE-05, PLOT 5.11 | Residential | CITYWALK RESIDENTIAL 1 LLC |  | M — Furnishings | M | M04 | M0402 |  | Overall size 1980 x 600 x 2500mm high; wardrobe type 1; to apartment 1BR type 3 | 14 | Nr. | AED | 7697 | 107758 | 4.01 | FF&E – Fitted Wardrobes | Item | 88 | AI | ✓ | Priced
| Citywalk Plot 5.11 Main Works Contract BOQ (1).xlsx | F |  |  | NEW | CITYWALK PHASE-05, PLOT 5.11 | Residential | CITYWALK RESIDENTIAL 1 LLC |  | M — Furnishings | M | M04 | M0402 |  | Overall size 2290 x 600 x 2500mm high; wardrobe type 1; to apartment 1BR type 4 | 2 | Nr. | AED | 8901 | 17802 | 4.01 | FF&E – Fitted Wardrobes | Item | 88 | AI | ✓ | Priced
| Citywalk Plot 5.11 Main Works Contract BOQ (1).xlsx | A |  |  | NEW | CITYWALK PHASE-05, PLOT 5.11 | Residential | CITYWALK RESIDENTIAL 1 LLC |  | M — Furnishings | M | M04 | M0402 |  | Overall size 3570 x 600 x 2500mm high; L shaped; wardrobe type 2; to apartment 2BR type 1 | 12 | Nr. | AED | 13877 | 166524 | 4.01 | FF&E – Fitted Wardrobes | Item | 88 | AI | ✓ | Priced
| Citywalk Plot 5.11 Main Works Contract BOQ (1).xlsx | B |  |  | NEW | CITYWALK PHASE-05, PLOT 5.11 | Residential | CITYWALK RESIDENTIAL 1 LLC |  | M — Furnishings | M | M04 | M0402 |  | Overall size 2220 x 600 x 2500mm high ; wardrobe type 3; to apartment 2BR type 1 | 12 | Nr. | AED | 8630 | 103560 | 4.01 | FF&E – Fitted Wardrobes | Item | 88 | AI | ✓ | Priced
| Citywalk Plot 5.11 Main Works Contract BOQ (1).xlsx | C |  |  | NEW | CITYWALK PHASE-05, PLOT 5.11 | Residential | CITYWALK RESIDENTIAL 1 LLC |  | M — Furnishings | M | M04 | M0402 |  | Overall size 3540 x 600 x 2500mm high; L shaped; wardrobe type 2; to apartment 2BR type 2 | 9 | Nr. | AED | 13760 | 123840 | 4.01 | FF&E – Fitted Wardrobes | Item | 88 | AI | ✓ | Priced
| Citywalk Plot 5.11 Main Works Contract BOQ (1).xlsx | D |  |  | NEW | CITYWALK PHASE-05, PLOT 5.11 | Residential | CITYWALK RESIDENTIAL 1 LLC |  | M — Furnishings | M | M04 | M0402 |  | Overall size 2230 x 600 x 2500mm high ; wardrobe type 3; to apartment 2BR type 2 | 9 | Nr. | AED | 8668 | 78012 | 4.01 | FF&E – Fitted Wardrobes | Item | 88 | AI | ✓ | Priced
| Citywalk Plot 5.11 Main Works Contract BOQ (1).xlsx | E |  |  | NEW | CITYWALK PHASE-05, PLOT 5.11 | Residential | CITYWALK RESIDENTIAL 1 LLC |  | M — Furnishings | M | M04 | M0402 |  | Overall size 2950 x 600 x 2500mm high; L shaped; wardrobe type 2; to apartment 2BR type 3 | 3 | Nr. | AED | 11466 | 34398 | 4.01 | FF&E – Fitted Wardrobes | Item | 88 | AI | ✓ | Priced
| Citywalk Plot 5.11 Main Works Contract BOQ (1).xlsx | F |  |  | NEW | CITYWALK PHASE-05, PLOT 5.11 | Residential | CITYWALK RESIDENTIAL 1 LLC |  | M — Furnishings | M | M04 | M0402 |  | Overall size 2650 x 600 x 2500mm high; wardrobe type 3; to apartment 2BR type 3 | 3 | Nr. | AED | 10300 | 30900 | 4.01 | FF&E – Fitted Wardrobes | Item | 88 | AI | ✓ | Priced
| Citywalk Plot 5.11 Main Works Contract BOQ (1).xlsx | G |  |  | NEW | CITYWALK PHASE-05, PLOT 5.11 | Residential | CITYWALK RESIDENTIAL 1 LLC |  | M — Furnishings | M | M04 | M0402 |  | Overall size 1600 x 600 x 2500mm high; wardrobe type 1; to apartment 2BR + Maid type 1 | 18 | Nr. | AED | 6219 | 111942 | 4.01 | FF&E – Fitted Wardrobes | Item | 88 | AI | ✓ | Priced
| Citywalk Plot 5.11 Main Works Contract BOQ (1).xlsx | H |  |  | NEW | CITYWALK PHASE-05, PLOT 5.11 | Residential | CITYWALK RESIDENTIAL 1 LLC |  | M — Furnishings | M | M04 | M0402 |  | Overall size 3450 x 600 x 2500mm high; L shaped; wardrobe type 2; to apartment 2BR + Maid type 1 | 18 | Nr. | AED | 13410 | 241380 | 4.01 | FF&E – Fitted Wardrobes | Item | 88 | AI | ✓ | Priced
| Citywalk Plot 5.11 Main Works Contract BOQ (1).xlsx | J |  |  | NEW | CITYWALK PHASE-05, PLOT 5.11 | Residential | CITYWALK RESIDENTIAL 1 LLC |  | M — Furnishings | M | M04 | M0402 |  | Overall size 1600 x 600 x 2500mm high; wardrobe type 1; to apartment 2BR + Maid type 2 | 3 | Nr. | AED | 6219 | 18657 | 4.01 | FF&E – Fitted Wardrobes | Item | 88 | AI | ✓ | Priced
| Citywalk Plot 5.11 Main Works Contract BOQ (1).xlsx | K |  |  | NEW | CITYWALK PHASE-05, PLOT 5.11 | Residential | CITYWALK RESIDENTIAL 1 LLC |  | M — Furnishings | M | M04 | M0402 |  | Overall size 3510 x 600 x 2500mm high; L shaped; wardrobe type 2; to apartment 2BR + Maid type 2 | 3 | Nr. | AED | 13643 | 40929 | 4.01 | FF&E – Fitted Wardrobes | Item | 88 | AI | ✓ | Priced
| Citywalk Plot 5.11 Main Works Contract BOQ (1).xlsx | L |  |  | NEW | CITYWALK PHASE-05, PLOT 5.11 | Residential | CITYWALK RESIDENTIAL 1 LLC |  | M — Furnishings | M | M04 | M0402 |  | Overall size 1600 x 600 x 2500mm high; wardrobe type 1; to apartment 2BR + Maid type 3 | 2 | Nr. | AED | 6219 | 12438 | 4.01 | FF&E – Fitted Wardrobes | Item | 88 | AI | ✓ | Priced
| Citywalk Plot 5.11 Main Works Contract BOQ (1).xlsx | A |  |  | NEW | CITYWALK PHASE-05, PLOT 5.11 | Residential | CITYWALK RESIDENTIAL 1 LLC |  | M — Furnishings | M | M04 | M0402 |  | Overall size 2280 x 600 x 2500mm high; wardrobe type 2; to apartment 2BR + Maid type 3 | 1 | Nr. | AED | 8863 | 8863 | 4.01 | FF&E – Fitted Wardrobes | Item | 88 | AI | ✓ | Priced
| Citywalk Plot 5.11 Main Works Contract BOQ (1).xlsx | B |  |  | NEW | CITYWALK PHASE-05, PLOT 5.11 | Residential | CITYWALK RESIDENTIAL 1 LLC |  | M — Furnishings | M | M04 | M0402 |  | Overall size 1710 x 600 x 2500mm high; wardrobe type 1; to apartment 3BR type 1 | 14 | Nr. | AED | 6646 | 93044 | 4.01 | FF&E – Fitted Wardrobes | Item | 88 | AI | ✓ | Priced
| Citywalk Plot 5.11 Main Works Contract BOQ (1).xlsx | C |  |  | NEW | CITYWALK PHASE-05, PLOT 5.11 | Residential | CITYWALK RESIDENTIAL 1 LLC |  | M — Furnishings | M | M04 | M0402 |  | Overall size 1580 x 600 x 2500mm high; wardrobe type 2; to apartment 3BR type 1 | 7 | Nr. | AED | 6141 | 42987 | 4.01 | FF&E – Fitted Wardrobes | Item | 88 | AI | ✓ | Priced
| Citywalk Plot 5.11 Main Works Contract BOQ (1).xlsx | D |  |  | NEW | CITYWALK PHASE-05, PLOT 5.11 | Residential | CITYWALK RESIDENTIAL 1 LLC |  | M — Furnishings | M | M04 | M0402 |  | Overall size 680 x 600 x 2500mm high; wardrobe type 2; to apartment 3BR type 1 | 7 | Nr. | AED | 2643 | 18501 | 4.01 | FF&E – Fitted Wardrobes | Item | 88 | AI | ✓ | Priced
| Citywalk Plot 5.11 Main Works Contract BOQ (1).xlsx | E |  |  | NEW | CITYWALK PHASE-05, PLOT 5.11 | Residential | CITYWALK RESIDENTIAL 1 LLC |  | M — Furnishings | M | M04 | M0402 |  | Overall size 1580 x 600 x 2500mm high; wardrobe type 3; to apartment 3BR type 1 | 14 | Nr. | AED | 6141 | 85974 | 4.01 | FF&E – Fitted Wardrobes | Item | 88 | AI | ✓ | Priced
| Citywalk Plot 5.11 Main Works Contract BOQ (1).xlsx | F |  |  | NEW | CITYWALK PHASE-05, PLOT 5.11 | Residential | CITYWALK RESIDENTIAL 1 LLC |  | M — Furnishings | M | M04 | M0402 |  | Overall size 3310 x 600 x 2500mm high; L shaped; wardrobe type 1; to apartment 3BR type 2 | 3 | Nr. | AED | 12866 | 38598 | 4.01 | FF&E – Fitted Wardrobes | Item | 88 | AI | ✓ | Priced
| Citywalk Plot 5.11 Main Works Contract BOQ (1).xlsx | G |  |  | NEW | CITYWALK PHASE-05, PLOT 5.11 | Residential | CITYWALK RESIDENTIAL 1 LLC |  | M — Furnishings | M | M04 | M0402 |  | Overall size 2720 x 600 x 2500mm high; wardrobe type 2; to apartment 3BR type 2 | 3 | Nr. | AED | 10572 | 31716 | 4.01 | FF&E – Fitted Wardrobes | Item | 88 | AI | ✓ | Priced
| Citywalk Plot 5.11 Main Works Contract BOQ (1).xlsx | H |  |  | NEW | CITYWALK PHASE-05, PLOT 5.11 | Residential | CITYWALK RESIDENTIAL 1 LLC |  | M — Furnishings | M | M04 | M0402 |  | Overall size 2670 x 600 x 2500mm high; wardrobe type 2; to apartment 3BR type 2 | 3 | Nr. | AED | 10379 | 31137 | 4.01 | FF&E – Fitted Wardrobes | Item | 88 | AI | ✓ | Priced
| Citywalk Plot 5.11 Main Works Contract BOQ (1).xlsx | J |  |  | NEW | CITYWALK PHASE-05, PLOT 5.11 | Residential | CITYWALK RESIDENTIAL 1 LLC |  | M — Furnishings | M | M04 | M0402 |  | Overall size 3510 x 600 x 2500mm high; L shaped wardrobe type 2; to apartment 3BR type 3 | 1 | Nr. | AED | 13643 | 13643 | 4.01 | FF&E – Fitted Wardrobes | Item | 88 | AI | ✓ | Priced
| Citywalk Plot 5.11 Main Works Contract BOQ (1).xlsx | K |  |  | NEW | CITYWALK PHASE-05, PLOT 5.11 | Residential | CITYWALK RESIDENTIAL 1 LLC |  | M — Furnishings | M | M04 | M0402 |  | Overall size 2830 x 600 x 2500mm high; wardrobe type 2; to apartment 3BR type 3 | 2 | Nr. | AED | 11000 | 22000 | 4.01 | FF&E – Fitted Wardrobes | Item | 88 | AI | ✓ | Priced
| Citywalk Plot 5.11 Main Works Contract BOQ (1).xlsx | L |  |  | NEW | CITYWALK PHASE-05, PLOT 5.11 | Residential | CITYWALK RESIDENTIAL 1 LLC |  | M — Furnishings | M | M04 | M0402 |  | Overall size 3460 x 600 x2500mm high; L shaped; wardrobe type 2; to apartment 3BR type 4 | 1 | Nr. | AED | 13449 | 13449 | 4.01 | FF&E – Fitted Wardrobes | Item | 88 | AI | ✓ | Priced
| Citywalk Plot 5.11 Main Works Contract BOQ (1).xlsx | A |  |  | NEW | CITYWALK PHASE-05, PLOT 5.11 | Residential | CITYWALK RESIDENTIAL 1 LLC |  | M — Furnishings | M | M01 | M0101 | M1 Generally | Overall size 2720 x 600 x 2500mm high; wardrobe type 2; to apartment 3BR type 4 | 2 | Nr. | AED | 10572 | 21144 | 4.01 | FF&E – Built-in Furniture/Wardrobes | Item | 85 | AI | ✓ | Priced
| Citywalk Plot 5.11 Main Works Contract BOQ (1).xlsx | B |  |  | NEW | CITYWALK PHASE-05, PLOT 5.11 | Residential | CITYWALK RESIDENTIAL 1 LLC |  | F — Woodwork | F | F03 | F0301 | F3 Boarding and flooring | Overall size 860 x 600 x 465mm high; vanity unit; to apartment unit bathroom | 2 | Nr. | AED | 1966 | 3932 | 2.01 | Frame / Woodwork | Length (m), Area (m²), Enumerated (nr) | 60 | Fuzzy | ⚠ | Priced
| Citywalk Plot 5.11 Main Works Contract BOQ (1).xlsx | C |  |  | NEW | CITYWALK PHASE-05, PLOT 5.11 | Residential | CITYWALK RESIDENTIAL 1 LLC |  | F — Woodwork | F | F07 | F0701 | F7 Composite items | Overall size 910 x 600 x 465mm high; vanity unit; to apartment unit bathroom | 3 | Nr. | AED | 2080 | 6240 | 2.01 | Frame / Woodwork | Length (m), Area (m²), Enumerated (nr) | 61 | Fuzzy | ⚠ | Priced
| Citywalk Plot 5.11 Main Works Contract BOQ (1).xlsx | D |  |  | NEW | CITYWALK PHASE-05, PLOT 5.11 | Residential | CITYWALK RESIDENTIAL 1 LLC |  | F — Woodwork | F | F03 | F0301 | F3 Boarding and flooring | Overall size 940 x 600 x 465mm high; vanity unit; to apartment unit bathroom | 21 | Nr. | AED | 2148 | 45108 | 2.01 | Frame / Woodwork | Length (m), Area (m²), Enumerated (nr) | 60 | Fuzzy | ⚠ | Priced
| Citywalk Plot 5.11 Main Works Contract BOQ (1).xlsx | E |  |  | NEW | CITYWALK PHASE-05, PLOT 5.11 | Residential | CITYWALK RESIDENTIAL 1 LLC |  | F — Woodwork | F | F07 | F0701 | F7 Composite items | Overall size 1050 x 600 x 465mm high; vanity unit; to apartment unit bathroom | 21 | Nr. | AED | 2400 | 50400 | 2.01 | Frame / Woodwork | Length (m), Area (m²), Enumerated (nr) | 60 | Fuzzy | ⚠ | Priced
| Citywalk Plot 5.11 Main Works Contract BOQ (1).xlsx | F |  |  | NEW | CITYWALK PHASE-05, PLOT 5.11 | Residential | CITYWALK RESIDENTIAL 1 LLC |  | F — Woodwork | F | F07 | F0701 | F7 Composite items | Overall size 1100 x 600 x 465mm high; vanity unit; to apartment unit bathroom | 5 | Nr. | AED | 2515 | 12575 | 2.01 | Frame / Woodwork | Length (m), Area (m²), Enumerated (nr) | 60 | Fuzzy | ⚠ | Priced
| Citywalk Plot 5.11 Main Works Contract BOQ (1).xlsx | G |  |  | NEW | CITYWALK PHASE-05, PLOT 5.11 | Residential | CITYWALK RESIDENTIAL 1 LLC |  | F — Woodwork | F | F07 | F0701 | F7 Composite items | Overall size 1150 x 600 x 465mm high; vanity unit; to apartment unit bathroom | 3 | Nr. | AED | 2629 | 7887 | 2.01 | Frame / Woodwork | Length (m), Area (m²), Enumerated (nr) | 60 | Fuzzy | ⚠ | Priced
| Citywalk Plot 5.11 Main Works Contract BOQ (1).xlsx | H |  |  | NEW | CITYWALK PHASE-05, PLOT 5.11 | Residential | CITYWALK RESIDENTIAL 1 LLC |  | F — Woodwork | F | F07 | F0701 | F7 Composite items | Overall size 1300 x 600 x 465mm high; vanity unit; to apartment unit bathroom | 47 | Nr. | AED | 2971 | 139637 | 2.01 | Frame / Woodwork | Length (m), Area (m²), Enumerated (nr) | 60 | Fuzzy | ⚠ | Priced
| Citywalk Plot 5.11 Main Works Contract BOQ (1).xlsx | J |  |  | NEW | CITYWALK PHASE-05, PLOT 5.11 | Residential | CITYWALK RESIDENTIAL 1 LLC |  | F — Woodwork | F | F03 | F0301 | F3 Boarding and flooring | Overall size 1450 x 600 x 465mm high; vanity unit; to apartment unit bathroom | 3 | Nr. | AED | 3314 | 9942 | 2.01 | Frame / Woodwork | Length (m), Area (m²), Enumerated (nr) | 60 | Fuzzy | ⚠ | Priced
| Citywalk Plot 5.11 Main Works Contract BOQ (1).xlsx | K |  |  | NEW | CITYWALK PHASE-05, PLOT 5.11 | Residential | CITYWALK RESIDENTIAL 1 LLC |  | F — Woodwork | F | F07 | F0701 | F7 Composite items | Overall size 1550 x 600 x 465mm high; vanity unit; to apartment unit bathroom | 7 | Nr. | AED | 3543 | 24801 | 2.01 | Frame / Woodwork | Length (m), Area (m²), Enumerated (nr) | 60 | Fuzzy | ⚠ | Priced
| Citywalk Plot 5.11 Main Works Contract BOQ (1).xlsx | A |  |  | NEW | CITYWALK PHASE-05, PLOT 5.11 | Residential | CITYWALK RESIDENTIAL 1 LLC |  | F — Woodwork | F | F07 | F0701 | F7 Composite items | Overall size 1700 x 600 x 465mm high; vanity unit; to apartment unit bathroom | 21 | Nr. | AED | 3885 | 81585 | 2.01 | Frame / Woodwork | Length (m), Area (m²), Enumerated (nr) | 60 | Fuzzy | ⚠ | Priced
| Citywalk Plot 5.11 Main Works Contract BOQ (1).xlsx | B |  |  | NEW | CITYWALK PHASE-05, PLOT 5.11 | Residential | CITYWALK RESIDENTIAL 1 LLC |  | F — Woodwork | F | F07 | F0701 | F7 Composite items | Overall size 1760 x 600 x 465mm high; vanity unit; to apartment unit bathroom | 7 | Nr. | AED | 4023 | 28161 | 2.01 | Frame / Woodwork | Length (m), Area (m²), Enumerated (nr) | 60 | Fuzzy | ⚠ | Priced
| Citywalk Plot 5.11 Main Works Contract BOQ (1).xlsx | C |  |  | NEW | CITYWALK PHASE-05, PLOT 5.11 | Residential | CITYWALK RESIDENTIAL 1 LLC |  | F — Woodwork | F | F07 | F0701 | F7 Composite items | Overall size 1790 x 600 x 465mm high; vanity unit; to apartment unit bathroom | 21 | Nr. | AED | 4091 | 85911 | 2.01 | Frame / Woodwork | Length (m), Area (m²), Enumerated (nr) | 60 | Fuzzy | ⚠ | Priced
| Citywalk Plot 5.11 Main Works Contract BOQ (1).xlsx | D |  |  | NEW | CITYWALK PHASE-05, PLOT 5.11 | Residential | CITYWALK RESIDENTIAL 1 LLC |  | F — Woodwork | F | F07 | F0701 | F7 Composite items | Overall size 1850 x 600 x 465mm high; vanity unit; to apartment unit bathroom | 1 | Nr. | AED | 4228 | 4228 | 2.01 | Frame / Woodwork | Length (m), Area (m²), Enumerated (nr) | 60 | Fuzzy | ⚠ | Priced
| Citywalk Plot 5.11 Main Works Contract BOQ (1).xlsx | E |  |  | NEW | CITYWALK PHASE-05, PLOT 5.11 | Residential | CITYWALK RESIDENTIAL 1 LLC |  | F — Woodwork | F | F07 | F0701 | F7 Composite items | Overall size 1880 x 600 x 465mm high; vanity unit; to apartment unit bathroom | 3 | Nr. | AED | 4297 | 12891 | 2.01 | Frame / Woodwork | Length (m), Area (m²), Enumerated (nr) | 60 | Fuzzy | ⚠ | Priced
| Citywalk Plot 5.11 Main Works Contract BOQ (1).xlsx | F |  |  | NEW | CITYWALK PHASE-05, PLOT 5.11 | Residential | CITYWALK RESIDENTIAL 1 LLC |  | F — Woodwork | F | F07 | F0701 | F7 Composite items | Overall size 1930 x 500 x 465mm high; vanity unit; to apartment unit bathroom | 3 | Nr. | AED | 4411 | 13233 | 2.01 | Frame / Woodwork | Length (m), Area (m²), Enumerated (nr) | 60 | Fuzzy | ⚠ | Priced
| Citywalk Plot 5.11 Main Works Contract BOQ (1).xlsx | G |  |  | NEW | CITYWALK PHASE-05, PLOT 5.11 | Residential | CITYWALK RESIDENTIAL 1 LLC |  | F — Woodwork | F | F07 | F0701 | F7 Composite items | Overall size 1960 x 600 x 465mm high; vanity unit; to apartment unit bathroom | 2 | Nr. | AED | 4480 | 8960 | 2.01 | Frame / Woodwork | Length (m), Area (m²), Enumerated (nr) | 60 | Fuzzy | ⚠ | Priced
| Citywalk Plot 5.11 Main Works Contract BOQ (1).xlsx | H |  |  | NEW | CITYWALK PHASE-05, PLOT 5.11 | Residential | CITYWALK RESIDENTIAL 1 LLC |  | F — Woodwork | F | F07 | F0701 | F7 Composite items | Overall size 2310 x 600 x 465mm high; vanity unit; to apartment unit bathroom | 7 | Nr. | AED | 5280 | 36960 | 2.01 | Frame / Woodwork | Length (m), Area (m²), Enumerated (nr) | 60 | Fuzzy | ⚠ | Priced
| Citywalk Plot 5.11 Main Works Contract BOQ (1).xlsx | J |  |  | NEW | CITYWALK PHASE-05, PLOT 5.11 | Residential | CITYWALK RESIDENTIAL 1 LLC |  | F — Woodwork | F | F10 | F1001 | F10 Ironmongery | Overall size 860 x 500 x 850mm high; vanity unit; to powder room in apartment units | 7 | Nr. | AED | 1966 | 13762 | 2.01 | Frame / Woodwork | Length (m), Area (m²), Enumerated (nr) | 65 | Fuzzy | ⚠ | Priced
| Citywalk Plot 5.11 Main Works Contract BOQ (1).xlsx | K |  |  | NEW | CITYWALK PHASE-05, PLOT 5.11 | Residential | CITYWALK RESIDENTIAL 1 LLC |  | F — Woodwork | F | F10 | F1001 | F10 Ironmongery | Overall size 1220 x 500 x 850mm high; vanity unit; to powder room in apartment units | 1 | Nr. | AED | 2789 | 2789 | 2.01 | Frame / Woodwork | Length (m), Area (m²), Enumerated (nr) | 65 | Fuzzy | ⚠ | Priced
| Citywalk Plot 5.11 Main Works Contract BOQ (1).xlsx | L |  |  | NEW | CITYWALK PHASE-05, PLOT 5.11 | Residential | CITYWALK RESIDENTIAL 1 LLC |  | F — Woodwork | F | F10 | F1001 | F10 Ironmongery | Overall size 1350 x 500 x 850mm high; vanity unit; to powder room in apartment units | 3 | Nr. | AED | 3086 | 9258 | 2.01 | Frame / Woodwork | Length (m), Area (m²), Enumerated (nr) | 65 | Fuzzy | ⚠ | Priced
| Citywalk Plot 5.11 Main Works Contract BOQ (1).xlsx | M |  |  | NEW | CITYWALK PHASE-05, PLOT 5.11 | Residential | CITYWALK RESIDENTIAL 1 LLC |  | F — Woodwork | F | F10 | F1001 | F10 Ironmongery | Overall size 1390 x 500 x 850mm high; vanity unit; to powder room in apartment units | 1 | Nr. | AED | 0 | Not Shown in Dwg | 2.01 | Frame / Woodwork | Length (m), Area (m²), Enumerated (nr) | 65 | Fuzzy | ⚠ | Unpriced
| Citywalk Plot 5.11 Main Works Contract BOQ (1).xlsx | A |  |  | NEW | CITYWALK PHASE-05, PLOT 5.11 | Residential | CITYWALK RESIDENTIAL 1 LLC |  | F — Woodwork | F | F10 | F1001 | F10 Ironmongery | Overall size 1430 x 500 x 850mm high; vanity unit; to powder room in apartment units | 1 | Nr. | AED | 2148 | 2148 | 2.01 | Frame / Woodwork | Length (m), Area (m²), Enumerated (nr) | 65 | Fuzzy | ⚠ | Priced
| Citywalk Plot 5.11 Main Works Contract BOQ (1).xlsx | B |  |  | NEW | CITYWALK PHASE-05, PLOT 5.11 | Residential | CITYWALK RESIDENTIAL 1 LLC |  | F — Woodwork | F | F10 | F1001 | F10 Ironmongery | Overall size 1830 x 500 x 850mm high; vanity unit; to powder room in apartment units | 7 | Nr. | AED | 2148 | 15036 | 2.01 | Frame / Woodwork | Length (m), Area (m²), Enumerated (nr) | 65 | Fuzzy | ⚠ | Priced
| Citywalk Plot 5.11 Main Works Contract BOQ (1).xlsx | C |  |  | NEW | CITYWALK PHASE-05, PLOT 5.11 | Residential | CITYWALK RESIDENTIAL 1 LLC |  | E — Metalwork | E | E03 | E0301 | E3 Non-structural metalwork | Overall size 890 x 150 x 1200mm high;to bathroom in apartment 1BR type 1 | 40 | Nr. | AED | 466 | 18640 | 3.01 | Metalwork – Handrail / Balustrade | Length (m) | 90 | Rule | ✓ | Priced
| Citywalk Plot 5.11 Main Works Contract BOQ (1).xlsx | D |  |  | NEW | CITYWALK PHASE-05, PLOT 5.11 | Residential | CITYWALK RESIDENTIAL 1 LLC |  | E — Metalwork | E | E03 | E0301 | E3 Non-structural metalwork | Overall size 900 x 150 x 1200mm high;to bathroom in apartment 1BR type 2 | 7 | Nr. | AED | 473 | 3311 | 3.01 | Metalwork – Handrail / Balustrade | Length (m) | 90 | Rule | ✓ | Priced
| Citywalk Plot 5.11 Main Works Contract BOQ (1).xlsx | E |  |  | NEW | CITYWALK PHASE-05, PLOT 5.11 | Residential | CITYWALK RESIDENTIAL 1 LLC |  | E — Metalwork | E | E03 | E0301 | E3 Non-structural metalwork | Overall size 1280 x 150 x 1200mm high;to bathroom in apartment 1BR type 3 | 7 | Nr. | AED | 671 | 4697 | 3.01 | Metalwork – Handrail / Balustrade | Length (m) | 90 | Rule | ✓ | Priced
| Citywalk Plot 5.11 Main Works Contract BOQ (1).xlsx | F |  |  | NEW | CITYWALK PHASE-05, PLOT 5.11 | Residential | CITYWALK RESIDENTIAL 1 LLC |  | E — Metalwork | E | E03 | E0301 | E3 Non-structural metalwork | Overall size 850 x 150 x 1200mm high;to bathroom in apartment 1BR type 4 | 2 | Nr. | AED | 454 | 908 | 3.01 | Metalwork – Handrail / Balustrade | Length (m) | 90 | Rule | ✓ | Priced
| Citywalk Plot 5.11 Main Works Contract BOQ (1).xlsx | G |  |  | NEW | CITYWALK PHASE-05, PLOT 5.11 | Residential | CITYWALK RESIDENTIAL 1 LLC |  | E — Metalwork | E | E03 | E0301 | E3 Non-structural metalwork | Overall size 1850 x 150 x 1200mm high;to bathroom in apartment 2BR type 1 | 12 | Nr. | AED | 960 | 11520 | 3.01 | Metalwork – Handrail / Balustrade | Length (m) | 90 | Rule | ✓ | Priced
| Citywalk Plot 5.11 Main Works Contract BOQ (1).xlsx | H |  |  | NEW | CITYWALK PHASE-05, PLOT 5.11 | Residential | CITYWALK RESIDENTIAL 1 LLC |  | E — Metalwork | E | E03 | E0301 | E3 Non-structural metalwork | Overall size 1040 x 150 x 1200mm high;to bathroom in apartment 2BR type 1 | 12 | Nr. | AED | 550 | 6600 | 3.01 | Metalwork – Handrail / Balustrade | Length (m) | 90 | Rule | ✓ | Priced
| Citywalk Plot 5.11 Main Works Contract BOQ (1).xlsx | J |  |  | NEW | CITYWALK PHASE-05, PLOT 5.11 | Residential | CITYWALK RESIDENTIAL 1 LLC |  | E — Metalwork | E | E03 | E0301 | E3 Non-structural metalwork | Overall size 1850 x 150 x 1200mm high;to bathroom in apartment 2BR type 2 | 9 | Nr. | AED | 960 | 8640 | 3.01 | Metalwork – Handrail / Balustrade | Length (m) | 90 | Rule | ✓ | Priced
| Citywalk Plot 5.11 Main Works Contract BOQ (1).xlsx | K |  |  | NEW | CITYWALK PHASE-05, PLOT 5.11 | Residential | CITYWALK RESIDENTIAL 1 LLC |  | E — Metalwork | E | E03 | E0301 | E3 Non-structural metalwork | Overall size 1040 x 150 x 1200mm high;to bathroom in apartment 2BR type 2 | 9 | Nr. | AED | 550 | 4950 | 3.01 | Metalwork – Handrail / Balustrade | Length (m) | 90 | Rule | ✓ | Priced
| Citywalk Plot 5.11 Main Works Contract BOQ (1).xlsx | L |  |  | NEW | CITYWALK PHASE-05, PLOT 5.11 | Residential | CITYWALK RESIDENTIAL 1 LLC |  | E — Metalwork | E | E03 | E0301 | E3 Non-structural metalwork | Overall size 1990 x 150 x 1200mm high;to bathroom in apartment 2BR type 3 | 3 | Nr. | AED | 1030 | 3090 | 3.01 | Metalwork – Handrail / Balustrade | Length (m) | 90 | Rule | ✓ | Priced
| Citywalk Plot 5.11 Main Works Contract BOQ (1).xlsx | M |  |  | NEW | CITYWALK PHASE-05, PLOT 5.11 | Residential | CITYWALK RESIDENTIAL 1 LLC |  | E — Metalwork | E | E03 | E0301 | E3 Non-structural metalwork | Overall size 1200 x 150 x 1200mm high;to bathroom in apartment 2BR type 3 | 3 | Nr. | AED | 631 | 1893 | 3.01 | Metalwork – Handrail / Balustrade | Length (m) | 90 | Rule | ✓ | Priced
| Citywalk Plot 5.11 Main Works Contract BOQ (1).xlsx | N |  |  | NEW | CITYWALK PHASE-05, PLOT 5.11 | Residential | CITYWALK RESIDENTIAL 1 LLC |  | E — Metalwork | E | E03 | E0301 | E3 Non-structural metalwork | Overall size 1050 x 150 x 1200mm high;to bathroom in apartment 2BR + Maid type 1 | 18 | Nr. | AED | 555 | 9990 | 3.01 | Metalwork – Handrail / Balustrade | Length (m) | 90 | Rule | ✓ | Priced
| Citywalk Plot 5.11 Main Works Contract BOQ (1).xlsx | A |  |  | NEW | CITYWALK PHASE-05, PLOT 5.11 | Residential | CITYWALK RESIDENTIAL 1 LLC |  | E — Metalwork | E | E03 | E0301 | E3 Non-structural metalwork | Overall size 880 x 150 x 1200mm high;to bathroom in apartment 2BR + Maid type 1 | 18 | Nr. | AED | 469 | 8442 | 3.01 | Metalwork – Handrail / Balustrade | Length (m) | 90 | Rule | ✓ | Priced
| Citywalk Plot 5.11 Main Works Contract BOQ (1).xlsx | B |  |  | NEW | CITYWALK PHASE-05, PLOT 5.11 | Residential | CITYWALK RESIDENTIAL 1 LLC |  | E — Metalwork | E | E03 | E0301 | E3 Non-structural metalwork | Overall size 1050 x 150 x 1200mm high;to bathroom in apartment 2BR + Maid type 2 | 3 | Nr. | AED | 555 | 1665 | 3.01 | Metalwork – Handrail / Balustrade | Length (m) | 90 | Rule | ✓ | Priced
| Citywalk Plot 5.11 Main Works Contract BOQ (1).xlsx | C |  |  | NEW | CITYWALK PHASE-05, PLOT 5.11 | Residential | CITYWALK RESIDENTIAL 1 LLC |  | E — Metalwork | E | E03 | E0301 | E3 Non-structural metalwork | Overall size 880 x 150 x 1200mm high;to bathroom in apartment 2BR + Maid type 2 | 3 | Nr. | AED | 469 | 1407 | 3.01 | Metalwork – Handrail / Balustrade | Length (m) | 90 | Rule | ✓ | Priced
| Citywalk Plot 5.11 Main Works Contract BOQ (1).xlsx | D |  |  | NEW | CITYWALK PHASE-05, PLOT 5.11 | Residential | CITYWALK RESIDENTIAL 1 LLC |  | E — Metalwork | E | E03 | E0301 | E3 Non-structural metalwork | Overall size 1440 x 150 x 1200mm high;to bathroom in apartment 2BR + Maid type 3 | 1 | Nr. | AED | 751 | 751 | 3.01 | Metalwork – Handrail / Balustrade | Length (m) | 90 | Rule | ✓ | Priced
| Citywalk Plot 5.11 Main Works Contract BOQ (1).xlsx | E |  |  | NEW | CITYWALK PHASE-05, PLOT 5.11 | Residential | CITYWALK RESIDENTIAL 1 LLC |  | E — Metalwork | E | E03 | E0301 | E3 Non-structural metalwork | Overall size 890 x 150 x 1200mm high;to bathroom in apartment 2BR + Maid type 3 | 1 | Nr. | AED | 474 | 474 | 3.01 | Metalwork – Handrail / Balustrade | Length (m) | 90 | Rule | ✓ | Priced
| Citywalk Plot 5.11 Main Works Contract BOQ (1).xlsx | F |  |  | NEW | CITYWALK PHASE-05, PLOT 5.11 | Residential | CITYWALK RESIDENTIAL 1 LLC |  | E — Metalwork | E | E03 | E0301 | E3 Non-structural metalwork | Overall size 1970 x 150 x 1200mm high;to bathroom in apartment 3BR type 1 | 7 | Nr. | AED | 1020 | 7140 | 3.01 | Metalwork – Handrail / Balustrade | Length (m) | 90 | Rule | ✓ | Priced
| Citywalk Plot 5.11 Main Works Contract BOQ (1).xlsx | G |  |  | NEW | CITYWALK PHASE-05, PLOT 5.11 | Residential | CITYWALK RESIDENTIAL 1 LLC |  | E — Metalwork | E | E03 | E0301 | E3 Non-structural metalwork | Overall size 1560 x 150 x 1200mm high;to bathroom in apartment 3BR type 1 | 7 | Nr. | AED | 814 | 5698 | 3.01 | Metalwork – Handrail / Balustrade | Length (m) | 90 | Rule | ✓ | Priced
| Citywalk Plot 5.11 Main Works Contract BOQ (1).xlsx | H |  |  | NEW | CITYWALK PHASE-05, PLOT 5.11 | Residential | CITYWALK RESIDENTIAL 1 LLC |  | E — Metalwork | E | E03 | E0301 | E3 Non-structural metalwork | Overall size 1930 x 150 x 1200mm high;to bathroom in apartment 3BR type 2 | 3 | Nr. | AED | 1000 | 3000 | 3.01 | Metalwork – Handrail / Balustrade | Length (m) | 90 | Rule | ✓ | Priced
| Citywalk Plot 5.11 Main Works Contract BOQ (1).xlsx | J |  |  | NEW | CITYWALK PHASE-05, PLOT 5.11 | Residential | CITYWALK RESIDENTIAL 1 LLC |  | E — Metalwork | E | E03 | E0301 | E3 Non-structural metalwork | Overall size 1380 x 150 x 1200mm high;to bathroom in apartment 3BR type 2 | 3 | Nr. | AED | 713 | 2139 | 3.01 | Metalwork – Handrail / Balustrade | Length (m) | 90 | Rule | ✓ | Priced
| Citywalk Plot 5.11 Main Works Contract BOQ (1).xlsx | K |  |  | NEW | CITYWALK PHASE-05, PLOT 5.11 | Residential | CITYWALK RESIDENTIAL 1 LLC |  | E — Metalwork | E | E03 | E0301 | E3 Non-structural metalwork | Overall size 1200 x 150 x 1200mm high;to bathroom in apartment 3BR type 2 | 3 | Nr. | AED | 631 | 1893 | 3.01 | Metalwork – Handrail / Balustrade | Length (m) | 90 | Rule | ✓ | Priced
| Citywalk Plot 5.11 Main Works Contract BOQ (1).xlsx | L |  |  | NEW | CITYWALK PHASE-05, PLOT 5.11 | Residential | CITYWALK RESIDENTIAL 1 LLC |  | E — Metalwork | E | E03 | E0301 | E3 Non-structural metalwork | Overall size 1950 x 150 x 1200mm high;to bathroom in apartment 3BR type 3 | 1 | Nr. | AED | 1010 | 1010 | 3.01 | Metalwork – Handrail / Balustrade | Length (m) | 90 | Rule | ✓ | Priced
| Citywalk Plot 5.11 Main Works Contract BOQ (1).xlsx | M |  |  | NEW | CITYWALK PHASE-05, PLOT 5.11 | Residential | CITYWALK RESIDENTIAL 1 LLC |  | E — Metalwork | E | E03 | E0301 | E3 Non-structural metalwork | Overall size 1050 x 150 x 1200mm high;to bathroom in apartment 3BR type 3 | 1 | Nr. | AED | 555 | 555 | 3.01 | Metalwork – Handrail / Balustrade | Length (m) | 90 | Rule | ✓ | Priced
| Citywalk Plot 5.11 Main Works Contract BOQ (1).xlsx | N |  |  | NEW | CITYWALK PHASE-05, PLOT 5.11 | Residential | CITYWALK RESIDENTIAL 1 LLC |  | E — Metalwork | E | E03 | E0301 | E3 Non-structural metalwork | Overall size 1260 x 150 x 1200mm high;to bathroom in apartment 3BR type 3 | 1 | Nr. | AED | 661 | 661 | 3.01 | Metalwork – Handrail / Balustrade | Length (m) | 90 | Rule | ✓ | Priced
| Citywalk Plot 5.11 Main Works Contract BOQ (1).xlsx | A |  |  | NEW | CITYWALK PHASE-05, PLOT 5.11 | Residential | CITYWALK RESIDENTIAL 1 LLC |  | E — Metalwork | E | E03 | E0301 | E3 Non-structural metalwork | Overall size 1970 x 150 x 1200mm high;to bathroom in apartment 3BR type 4 | 1 | Nr. | AED | 1020 | 1020 | 3.01 | Metalwork – Handrail / Balustrade | Length (m) | 90 | Rule | ✓ | Priced
| Citywalk Plot 5.11 Main Works Contract BOQ (1).xlsx | B |  |  | NEW | CITYWALK PHASE-05, PLOT 5.11 | Residential | CITYWALK RESIDENTIAL 1 LLC |  | E — Metalwork | E | E03 | E0301 | E3 Non-structural metalwork | Overall size 1260 x 150 x 1200mm high;to bathroom in apartment 3BR type 4 | 1 | Nr. | AED | 661 | 661 | 3.01 | Metalwork – Handrail / Balustrade | Length (m) | 90 | Rule | ✓ | Priced
| Citywalk Plot 5.11 Main Works Contract BOQ (1).xlsx | C |  |  | NEW | CITYWALK PHASE-05, PLOT 5.11 | Residential | CITYWALK RESIDENTIAL 1 LLC |  | E — Metalwork | E | E03 | E0301 | E3 Non-structural metalwork | Overall size 1150 x 150 x 1200mm high;to bathroom in apartment 3BR type 4 | 1 | Nr. | AED | 606 | 606 | 3.01 | Metalwork – Handrail / Balustrade | Length (m) | 90 | Rule | ✓ | Priced
| Citywalk Plot 5.11 Main Works Contract BOQ (1).xlsx | D |  |  | NEW | CITYWALK PHASE-05, PLOT 5.11 | Residential | CITYWALK RESIDENTIAL 1 LLC |  | E — Metalwork | E | E03 | E0301 | E3 Non-structural metalwork | Overall size 1120 x 150 x 1200mm high; to powder room in apartment 1BR type 3 | 7 | Nr. | AED | 590 | 4130 | 3.01 | Metalwork – Handrail / Balustrade | Length (m) | 90 | Rule | ✓ | Priced
| Citywalk Plot 5.11 Main Works Contract BOQ (1).xlsx | E |  |  | NEW | CITYWALK PHASE-05, PLOT 5.11 | Residential | CITYWALK RESIDENTIAL 1 LLC |  | E — Metalwork | E | E03 | E0301 | E3 Non-structural metalwork | Overall size 2100 x 150 x 1200mm high; to powder room in apartment 2BR + Maid type 3 | 1 | Nr. | AED | 1086 | 1086 | 3.01 | Metalwork – Handrail / Balustrade | Length (m) | 90 | Rule | ✓ | Priced
| Citywalk Plot 5.11 Main Works Contract BOQ (1).xlsx | F |  |  | NEW | CITYWALK PHASE-05, PLOT 5.11 | Residential | CITYWALK RESIDENTIAL 1 LLC |  | E — Metalwork | E | E03 | E0301 | E3 Non-structural metalwork | Overall size 1990 x 150 x 1200mm high; to powder room in apartment 3BR type 1 | 7 | Nr. | AED | 1071 | 7497 | 3.01 | Metalwork – Handrail / Balustrade | Length (m) | 90 | Rule | ✓ | Priced
| Citywalk Plot 5.11 Main Works Contract BOQ (1).xlsx | G |  |  | NEW | CITYWALK PHASE-05, PLOT 5.11 | Residential | CITYWALK RESIDENTIAL 1 LLC |  | E — Metalwork | E | E03 | E0301 | E3 Non-structural metalwork | Overall size 1250 x 150 x 1200mm high; to powder room in apartment 3BR type 2 | 3 | Nr. | AED | 656 | 1968 | 3.01 | Metalwork – Handrail / Balustrade | Length (m) | 90 | Rule | ✓ | Priced
| Citywalk Plot 5.11 Main Works Contract BOQ (1).xlsx | H |  |  | NEW | CITYWALK PHASE-05, PLOT 5.11 | Residential | CITYWALK RESIDENTIAL 1 LLC |  | E — Metalwork | E | E03 | E0301 | E3 Non-structural metalwork | Overall size 1220 x 150 x 1200mm high; to powder room in apartment 3BR type 3 | 1 | Nr. | AED | 641 | 641 | 3.01 | Metalwork – Handrail / Balustrade | Length (m) | 90 | Rule | ✓ | Priced
| Citywalk Plot 5.11 Main Works Contract BOQ (1).xlsx | J |  |  | NEW | CITYWALK PHASE-05, PLOT 5.11 | Residential | CITYWALK RESIDENTIAL 1 LLC |  | E — Metalwork | E | E03 | E0301 | E3 Non-structural metalwork | Overall size 1330 x 150 x 1200mm high; to powder room in apartment 3BR type 4 | 1 | Nr. | AED | 698 | 698 | 3.01 | Metalwork – Handrail / Balustrade | Length (m) | 90 | Rule | ✓ | Priced
| Citywalk Plot 5.11 Main Works Contract BOQ (1).xlsx | K |  |  | NEW | CITYWALK PHASE-05, PLOT 5.11 | Residential | CITYWALK RESIDENTIAL 1 LLC |  | F — Woodwork | F | F07 | F0702 | F7 Composite items | Overall size 1700 x 140 x 970mm high; to vanity unit in apartment unit bathroom | 21 | Nr. | AED | 2134 | 44814 | 2.01 | Frame / Woodwork | Length (m), Area (m²), Enumerated (nr) | 60 | Fuzzy | ⚠ | Priced
| Citywalk Plot 5.11 Main Works Contract BOQ (1).xlsx | A |  |  | NEW | CITYWALK PHASE-05, PLOT 5.11 | Residential | CITYWALK RESIDENTIAL 1 LLC |  | F — Woodwork | F | F07 | F0702 | F7 Composite items | Overall size 1760 x 140 x 970mm high; to vanity unit in apartment unit bathroom | 7 | Nr. | AED | 2209 | 15463 | 2.01 | Frame / Woodwork | Length (m), Area (m²), Enumerated (nr) | 60 | Fuzzy | ⚠ | Priced
| Citywalk Plot 5.11 Main Works Contract BOQ (1).xlsx | B |  |  | NEW | CITYWALK PHASE-05, PLOT 5.11 | Residential | CITYWALK RESIDENTIAL 1 LLC |  | F — Woodwork | F | F07 | F0702 | F7 Composite items | Overall size 1790 x 140 x 970mm high; to vanity unit in apartment unit bathroom | 21 | Nr. | AED | 2246 | 47166 | 2.01 | Frame / Woodwork | Length (m), Area (m²), Enumerated (nr) | 60 | Fuzzy | ⚠ | Priced
| Citywalk Plot 5.11 Main Works Contract BOQ (1).xlsx | C |  |  | NEW | CITYWALK PHASE-05, PLOT 5.11 | Residential | CITYWALK RESIDENTIAL 1 LLC |  | F — Woodwork | F | F07 | F0702 | F7 Composite items | Overall size 1850 x 140 x 970mm high; to vanity unit in apartment unit bathroom | 1 | Nr. | AED | 2322 | 2322 | 2.01 | Frame / Woodwork | Length (m), Area (m²), Enumerated (nr) | 60 | Fuzzy | ⚠ | Priced
| Citywalk Plot 5.11 Main Works Contract BOQ (1).xlsx | D |  |  | NEW | CITYWALK PHASE-05, PLOT 5.11 | Residential | CITYWALK RESIDENTIAL 1 LLC |  | F — Woodwork | F | F07 | F0702 | F7 Composite items | Overall size 1880 x 140 x 970mm high; to vanity unit in apartment unit bathroom | 3 | Nr. | AED | 2360 | 7080 | 2.01 | Frame / Woodwork | Length (m), Area (m²), Enumerated (nr) | 60 | Fuzzy | ⚠ | Priced
| Citywalk Plot 5.11 Main Works Contract BOQ (1).xlsx | E |  |  | NEW | CITYWALK PHASE-05, PLOT 5.11 | Residential | CITYWALK RESIDENTIAL 1 LLC |  | F — Woodwork | F | F07 | F0702 | F7 Composite items | Overall size 1930 x 140 x 970mm high; to vanity unit in apartment unit bathroom | 3 | Nr. | AED | 2422 | 7266 | 2.01 | Frame / Woodwork | Length (m), Area (m²), Enumerated (nr) | 60 | Fuzzy | ⚠ | Priced
| Citywalk Plot 5.11 Main Works Contract BOQ (1).xlsx | F |  |  | NEW | CITYWALK PHASE-05, PLOT 5.11 | Residential | CITYWALK RESIDENTIAL 1 LLC |  | F — Woodwork | F | F07 | F0702 | F7 Composite items | Overall size 1960 x 140 x 970mm high; to vanity unit in apartment unit bathroom | 2 | Nr. | AED | 2460 | 4920 | 2.01 | Frame / Woodwork | Length (m), Area (m²), Enumerated (nr) | 60 | Fuzzy | ⚠ | Priced
| Citywalk Plot 5.11 Main Works Contract BOQ (1).xlsx | G |  |  | NEW | CITYWALK PHASE-05, PLOT 5.11 | Residential | CITYWALK RESIDENTIAL 1 LLC |  | F — Woodwork | F | F07 | F0702 | F7 Composite items | Overall size 2310 x 140 x 970mm high; to vanity unit in apartment unit bathroom | 7 | Nr. | AED | 2900 | 20300 | 2.01 | Frame / Woodwork | Length (m), Area (m²), Enumerated (nr) | 60 | Fuzzy | ⚠ | Priced
| Citywalk Plot 5.11 Main Works Contract BOQ (1).xlsx | H |  |  | NEW | CITYWALK PHASE-05, PLOT 5.11 | Residential | CITYWALK RESIDENTIAL 1 LLC |  | M — Furnishings | M | M01 | M0101 | M1 Generally | Overall size 4850 x 100 x 500mm high | 51 | Nr. | AED | 2359 | 120309 | 4.01 | FF&E – Built-in Furniture/Shelving | Item | 82 | AI | ⚠ | Priced
| Citywalk Plot 5.11 Main Works Contract BOQ (1).xlsx | A |  |  | NEW | CITYWALK PHASE-05, PLOT 5.11 | Residential | CITYWALK RESIDENTIAL 1 LLC |  | M — Furnishings | M | M01 | M0102 | M1 Generally | 3000 x 600 x 250mm high; to male changing room | 1 | Nr. | AED | 2290 | 2290 | 4.01 | FF&E – Fitted Bench/Storage – Male Changing Room | Item | 80 | AI | ⚠ | Priced
| Citywalk Plot 5.11 Main Works Contract BOQ (1).xlsx | B |  |  | NEW | CITYWALK PHASE-05, PLOT 5.11 | Residential | CITYWALK RESIDENTIAL 1 LLC |  | M — Furnishings | M | M01 | M0103 | M1 Generally | Extra-over for stone top (C-ST-01); to male changing room | 3 | m² | AED | 1478 | 4434 | 4.01 | FF&E – Stone Top Extra-over – Male Changing Room | Item | 85 | AI | ✓ | Priced
| Citywalk Plot 5.11 Main Works Contract BOQ (1).xlsx | C |  |  | NEW | CITYWALK PHASE-05, PLOT 5.11 | Residential | CITYWALK RESIDENTIAL 1 LLC |  | M — Furnishings | M | M01 | M0102 | M1 Generally | 3050 x 600 x 250mm high; to female changing room | 1 | Nr. | AED | 2329 | 2329 | 4.01 | FF&E – Fitted Bench/Storage – Female Changing Room | Item | 80 | AI | ⚠ | Priced
| Citywalk Plot 5.11 Main Works Contract BOQ (1).xlsx | D |  |  | NEW | CITYWALK PHASE-05, PLOT 5.11 | Residential | CITYWALK RESIDENTIAL 1 LLC |  | M — Furnishings | M | M01 | M0103 | M1 Generally | Extra-over for stone top (C-ST-01); to female changing room | 3 | m² | AED | 1489 | 4467 | 4.01 | FF&E – Stone Top Extra-over – Female Changing Room | Item | 85 | AI | ✓ | Priced
| Citywalk Plot 5.11 Main Works Contract BOQ (1).xlsx | E |  |  | NEW | CITYWALK PHASE-05, PLOT 5.11 | Residential | CITYWALK RESIDENTIAL 1 LLC |  | E — Metalwork | E | E03 | E0301 | E3 Non-structural metalwork | 1000 x 150 x 1200mm high; to female changing room | 2 | Nr. | AED | 375 | 750 | 3.01 | Metalwork – Handrail / Balustrade | Length (m) | 90 | Rule | ✓ | Priced
| Citywalk Plot 5.11 Main Works Contract BOQ (1).xlsx | F |  |  | NEW | CITYWALK PHASE-05, PLOT 5.11 | Residential | CITYWALK RESIDENTIAL 1 LLC |  | M — Furnishings | M | M01 | M0103 | M1 Generally | Extra-over for stone top | 1 | m² | AED | 233 | 233 | 4.01 | FF&E – Stone Top Extra-over | Item | 75 | AI | ⚠ | Priced
| Citywalk Plot 5.11 Main Works Contract BOQ (1).xlsx | G |  |  | NEW | CITYWALK PHASE-05, PLOT 5.11 | Residential | CITYWALK RESIDENTIAL 1 LLC |  | E — Metalwork | E | E03 | E0301 | E3 Non-structural metalwork | 1050 x 150 x 1200mm high; to male changing room | 2 | Nr. | AED | 0 | Not shown in drawing | 3.01 | Metalwork – Handrail / Balustrade | Length (m) | 90 | Rule | ✓ | Unpriced
| Citywalk Plot 5.11 Main Works Contract BOQ (1).xlsx | H |  |  | NEW | CITYWALK PHASE-05, PLOT 5.11 | Residential | CITYWALK RESIDENTIAL 1 LLC |  | M — Furnishings | M | M01 | M0103 | M1 Generally | Extra-over for stone top | 1 | m² | AED | 233 | 233 | 4.01 | FF&E – Stone Top Extra-over | Item | 75 | AI | ⚠ | Priced
| Citywalk Plot 5.11 Main Works Contract BOQ (1).xlsx | A |  |  | NEW | CITYWALK PHASE-05, PLOT 5.11 | Residential | CITYWALK RESIDENTIAL 1 LLC |  | M — Furnishings | M | M01 | M0101 | M1 Generally | 1200 x 400 x 2420mm high (C-JO-05); C-LM-01 | 1 | Nr. | AED | 0 | Not shown in drawing | 4.01 | FF&E – Built-in Joinery Unit/Wardrobe | Item | 88 | AI | ✓ | Unpriced
| Citywalk Plot 5.11 Main Works Contract BOQ (1).xlsx | B |  |  | NEW | CITYWALK PHASE-05, PLOT 5.11 | Residential | CITYWALK RESIDENTIAL 1 LLC |  | M — Furnishings | M | M01 | M0101 | M1 Generally | 1200 x 400 x 2420mm high (C-JO-04); C-LM-01 | 1 | Nr. | AED | 3655 | 3655 | 4.01 | FF&E – Built-in Joinery Unit/Wardrobe | Item | 88 | AI | ✓ | Priced
| Citywalk Plot 5.11 Main Works Contract BOQ (1).xlsx | C |  |  | NEW | CITYWALK PHASE-05, PLOT 5.11 | Residential | CITYWALK RESIDENTIAL 1 LLC |  | M — Furnishings | M | M01 | M0101 | M1 Generally | 1210 x 600 x 2600mm high | 1 | Nr. | AED | 0 | Not shown in drawing | 4.01 | FF&E – Built-in Joinery Unit/Wardrobe | Item | 85 | AI | ✓ | Unpriced
| Citywalk Plot 5.11 Main Works Contract BOQ (1).xlsx | D |  |  | NEW | CITYWALK PHASE-05, PLOT 5.11 | Residential | CITYWALK RESIDENTIAL 1 LLC |  | M — Furnishings | M | M01 | M0102 | M1 Generally | 800 x 300 x 400mm high | 1 | Nr. | AED | 4000 | 4000 | 4.01 | FF&E – Small Storage/Cabinet Unit | Item | 78 | AI | ⚠ | Priced
| Citywalk Plot 5.11 Main Works Contract BOQ (1).xlsx | E |  |  | NEW | CITYWALK PHASE-05, PLOT 5.11 | Residential | CITYWALK RESIDENTIAL 1 LLC |  | M — Furnishings | M | M01 | M0102 | M1 Generally | 920 x 300 x 400mm high | 1 | Nr. | AED | 4600 | 4600 | 4.01 | FF&E – Small Storage/Cabinet Unit | Item | 78 | AI | ⚠ | Priced
| Citywalk Plot 5.11 Main Works Contract BOQ (1).xlsx | A |  |  | NEW | CITYWALK PHASE-05, PLOT 5.11 | Residential | CITYWALK RESIDENTIAL 1 LLC |  | A — General Requirements | A | A01 | A0101 | Conditions of contract | Allow for any other works which are not included above and which are required to complete the Woodwork in accordance with the Specification and the Drawings (Tenderer to list below) | 0 | Item | AED | 0 | 0 | 9.01 | Preliminaries – Contingency | Item | 90 | Rule | ✓ | Unpriced
| Citywalk Plot 5.11 Main Works Contract BOQ (1).xlsx | A |  |  | NEW | CITYWALK PHASE-05, PLOT 5.11 | Residential | CITYWALK RESIDENTIAL 1 LLC |  | M — Furnishings | M | M01 | M0101 | M1 Generally | Locker; 1500 x 400 x 2420mm high (C-JO-05); C-LM-01 | 1 | Nr. | AED | 4569 | 4569 | 4.01 | FF&E – Locker Unit | Item | 87 | AI | ✓ | Priced
| Citywalk Plot 5.11 Main Works Contract BOQ (1).xlsx | B |  |  | NEW | CITYWALK PHASE-05, PLOT 5.11 | Residential | CITYWALK RESIDENTIAL 1 LLC |  | M — Furnishings | M | M01 | M0102 | M1 Generally | Bench with upholstery (C-JO-07E);1210 x 600 x 2470mm high | 1 | Nr. | AED | 6785 | 6785 | 4.01 | FF&E – Upholstered Bench | Item | 86 | AI | ✓ | Priced
| Citywalk Plot 5.11 Main Works Contract BOQ (1).xlsx | 3/F/8/A |  |  | NEW | CITYWALK PHASE-05, PLOT 5.11 | Residential | CITYWALK RESIDENTIAL 1 LLC |  | F — Woodwork | F | F07 | F0701 | F7 Composite items | Overall size 1700 x 600 x 465mm high; vanity unit; to apartment unit bathroom | -1 | Nr. | AED | 3885 | -3885 | 2.01 | Frame / Woodwork | Length (m), Area (m²), Enumerated (nr) | 60 | Fuzzy | ⚠ | Priced
| Citywalk Plot 5.11 Main Works Contract BOQ (1).xlsx | 3/F/8/E |  |  | NEW | CITYWALK PHASE-05, PLOT 5.11 | Residential | CITYWALK RESIDENTIAL 1 LLC |  | F — Woodwork | F | F07 | F0701 | F7 Composite items | Overall size 1880 x 600 x 465mm high; vanity unit; to apartment unit bathroom | 1 | Nr. | AED | 4297 | 4297 | 2.01 | Frame / Woodwork | Length (m), Area (m²), Enumerated (nr) | 60 | Fuzzy | ⚠ | Priced
| Citywalk Plot 5.11 Main Works Contract BOQ (1).xlsx | 3/F/9/A |  |  | NEW | CITYWALK PHASE-05, PLOT 5.11 | Residential | CITYWALK RESIDENTIAL 1 LLC |  | F — Woodwork | F | F10 | F1001 | F10 Ironmongery | Overall size 1430 x 500 x 850mm high; vanity unit; to powder room in apartment units | 1 | Nr. | AED | 2148 | 2148 | 2.01 | Frame / Woodwork | Length (m), Area (m²), Enumerated (nr) | 65 | Fuzzy | ⚠ | Priced
| Citywalk Plot 5.11 Main Works Contract BOQ (1).xlsx | 3/F/11/K |  |  | NEW | CITYWALK PHASE-05, PLOT 5.11 | Residential | CITYWALK RESIDENTIAL 1 LLC |  | F — Woodwork | F | F03 | F0301 | F3 Boarding and flooring | Medicine cabinet; Overall size 1700 x 140 x 970mm high; to vanity unit in apartment unit bathroom | -1 | Nr. | AED | 2134 | -2134 | 2.01 | Frame / Woodwork | Length (m), Area (m²), Enumerated (nr) | 62 | Fuzzy | ⚠ | Priced
| Citywalk Plot 5.11 Main Works Contract BOQ (1).xlsx | 3/F/12/D |  |  | NEW | CITYWALK PHASE-05, PLOT 5.11 | Residential | CITYWALK RESIDENTIAL 1 LLC |  | F — Woodwork | F | F07 | F0702 | F7 Composite items | Overall size 1880 x 140 x 970mm high; to vanity unit in apartment unit bathroom | 1 | Nr. | AED | 2360 | 2360 | 2.01 | Frame / Woodwork | Length (m), Area (m²), Enumerated (nr) | 60 | Fuzzy | ⚠ | Priced
| Citywalk Plot 5.11 Main Works Contract BOQ (1).xlsx | A |  |  | NEW | CITYWALK PHASE-05, PLOT 5.11 | Residential | CITYWALK RESIDENTIAL 1 LLC |  | F — Woodwork | F | F04 | F0401 | F4 Grounds and battens | To vertical surfaces; to apartment | 4625 | m² | AED | 31 | 143375 | 3.01 | Woodwork – Cladding Panel | Area (m²) | 85 | Rule | ✓ | Priced
| Citywalk Plot 5.11 Main Works Contract BOQ (1).xlsx | B |  |  | NEW | CITYWALK PHASE-05, PLOT 5.11 | Residential | CITYWALK RESIDENTIAL 1 LLC |  | F — Woodwork | F | F04 | F0401 | F4 Grounds and battens | To vertical surfaces; to common areas | 418 | m² | AED | 31 | 12958 | 3.01 | Woodwork – Cladding Panel | Area (m²) | 85 | Rule | ✓ | Priced
| Citywalk Plot 5.11 Main Works Contract BOQ (1).xlsx | C |  |  | NEW | CITYWALK PHASE-05, PLOT 5.11 | Residential | CITYWALK RESIDENTIAL 1 LLC |  | F — Woodwork | F | F04 | F0401 | F4 Grounds and battens | To horizontal surfaces; to internal wet areas | 1453 | m² | AED | 69 | 100257 | 3.01 | Woodwork – Cladding Panel | Area (m²) | 85 | Rule | ✓ | Priced
| Citywalk Plot 5.11 Main Works Contract BOQ (1).xlsx | D |  |  | NEW | CITYWALK PHASE-05, PLOT 5.11 | Residential | CITYWALK RESIDENTIAL 1 LLC |  | F — Woodwork | F | F04 | F0401 | F4 Grounds and battens | Anti-root waterproofing membrane; to horizontal | 62 | m² | AED | 0 | N/A | 3.01 | Woodwork – Cladding Panel | Area (m²) | 85 | Rule | ✓ | Unpriced
| Citywalk Plot 5.11 Main Works Contract BOQ (1).xlsx | E |  |  | NEW | CITYWALK PHASE-05, PLOT 5.11 | Residential | CITYWALK RESIDENTIAL 1 LLC |  | F — Woodwork | F | F04 | F0401 | F4 Grounds and battens | Anti-root waterproofing membrane; to vertical | 35 | m² | AED | 0 | N/A | 3.01 | Woodwork – Cladding Panel | Area (m²) | 85 | Rule | ✓ | Unpriced
| Citywalk Plot 5.11 Main Works Contract BOQ (1).xlsx | F |  |  | NEW | CITYWALK PHASE-05, PLOT 5.11 | Residential | CITYWALK RESIDENTIAL 1 LLC |  | C — Concrete Work | C | C02 | C0201 | C2 Poured concrete | Protection board; to planter walls; vertical | 35 | m² | AED | 40 | 1400 | 2.01 | Upper Floors / Walls | Volume (m³) | 93 | Rule | ✓ | Priced
| Citywalk Plot 5.11 Main Works Contract BOQ (1).xlsx | G |  |  | NEW | CITYWALK PHASE-05, PLOT 5.11 | Residential | CITYWALK RESIDENTIAL 1 LLC |  | F — Woodwork | F | F04 | F0401 | F4 Grounds and battens | To horizontal; wrapped around drainage cell (measured separately); | 62 | m² | AED | 13 | 806 | 3.01 | Woodwork – Cladding Panel | Area (m²) | 85 | Rule | ✓ | Priced
| Citywalk Plot 5.11 Main Works Contract BOQ (1).xlsx | H |  |  | NEW | CITYWALK PHASE-05, PLOT 5.11 | Residential | CITYWALK RESIDENTIAL 1 LLC |  | F — Woodwork | F | F04 | F0401 | F4 Grounds and battens | To vertical | 35 | m² | AED | 5 | 175 | 3.01 | Woodwork – Cladding Panel | Area (m²) | 85 | Rule | ✓ | Priced
| Citywalk Plot 5.11 Main Works Contract BOQ (1).xlsx | A |  |  | NEW | CITYWALK PHASE-05, PLOT 5.11 | Residential | CITYWALK RESIDENTIAL 1 LLC |  | F — Woodwork | F | F04 | F0401 | F4 Grounds and battens | To horizontal surfaces; hardscape area | 91 | m² | AED | 38 | 3458 | 3.01 | Woodwork – Cladding Panel | Area (m²) | 85 | Rule | ✓ | Priced
| Citywalk Plot 5.11 Main Works Contract BOQ (1).xlsx | B |  |  | NEW | CITYWALK PHASE-05, PLOT 5.11 | Residential | CITYWALK RESIDENTIAL 1 LLC |  | G — Thermal And Moisture Protection | G | G04 | G0402 | G4 Insulation | To building external wall perimeter ; up to 300mm high (assumed) | 75 | m | AED | 40 | 3000 | 2.05 | External Walls – Coverings & Linings | Length (m) | 75 | AI | ⚠ | Priced
| Citywalk Plot 5.11 Main Works Contract BOQ (1).xlsx | C |  |  | NEW | CITYWALK PHASE-05, PLOT 5.11 | Residential | CITYWALK RESIDENTIAL 1 LLC |  | F — Woodwork | F | F04 | F0401 | F4 Grounds and battens | To horizontal surfaces; hardscape area | 91 | m² | AED | 13 | 1183 | 3.01 | Woodwork – Cladding Panel | Area (m²) | 85 | Rule | ✓ | Priced
| Citywalk Plot 5.11 Main Works Contract BOQ (1).xlsx | D |  |  | NEW | CITYWALK PHASE-05, PLOT 5.11 | Residential | CITYWALK RESIDENTIAL 1 LLC |  | G — Thermal And Moisture Protection | G | G02 | G0203 | G2 Coverings and linings | To building external wall perimeter ; up to 300mm high (assumed) | 75 | m | AED | 5 | 375 | 2.05 | External Walls – Geotextile Membrane | Length (m) | 78 | AI | ⚠ | Priced
| Citywalk Plot 5.11 Main Works Contract BOQ (1).xlsx | E |  |  | NEW | CITYWALK PHASE-05, PLOT 5.11 | Residential | CITYWALK RESIDENTIAL 1 LLC |  | F — Woodwork | F | F04 | F0401 | F4 Grounds and battens | Horizontal surface | 1613 | m² | AED | 0 | Included | 3.01 | Woodwork – Cladding Panel | Area (m²) | 85 | Rule | ✓ | Unpriced
| Citywalk Plot 5.11 Main Works Contract BOQ (1).xlsx | F |  |  | NEW | CITYWALK PHASE-05, PLOT 5.11 | Residential | CITYWALK RESIDENTIAL 1 LLC |  | F — Woodwork | F | F04 | F0401 | F4 Grounds and battens | Vertical surface | 128 | m² | AED | 0 | Included | 3.01 | Woodwork – Cladding Panel | Area (m²) | 85 | Rule | ✓ | Unpriced
| Citywalk Plot 5.11 Main Works Contract BOQ (1).xlsx | G |  |  | NEW | CITYWALK PHASE-05, PLOT 5.11 | Residential | CITYWALK RESIDENTIAL 1 LLC |  | F — Woodwork | F | F04 | F0401 | F4 Grounds and battens | Horizontal surface | 1613 | m² | AED | 0 | Included | 3.01 | Woodwork – Cladding Panel | Area (m²) | 85 | Rule | ✓ | Unpriced
| Citywalk Plot 5.11 Main Works Contract BOQ (1).xlsx | H |  |  | NEW | CITYWALK PHASE-05, PLOT 5.11 | Residential | CITYWALK RESIDENTIAL 1 LLC |  | F — Woodwork | F | F04 | F0401 | F4 Grounds and battens | Vertical surface | 128 | m² | AED | 0 | Included | 3.01 | Woodwork – Cladding Panel | Area (m²) | 85 | Rule | ✓ | Unpriced
| Citywalk Plot 5.11 Main Works Contract BOQ (1).xlsx | J |  |  | NEW | CITYWALK PHASE-05, PLOT 5.11 | Residential | CITYWALK RESIDENTIAL 1 LLC |  | F — Woodwork | F | F04 | F0401 | F4 Grounds and battens | Horizontal surface | 1613 | m² | AED | 0 | Included | 3.01 | Woodwork – Cladding Panel | Area (m²) | 85 | Rule | ✓ | Unpriced
| Citywalk Plot 5.11 Main Works Contract BOQ (1).xlsx | K |  |  | NEW | CITYWALK PHASE-05, PLOT 5.11 | Residential | CITYWALK RESIDENTIAL 1 LLC |  | F — Woodwork | F | F04 | F0401 | F4 Grounds and battens | Vertical surface | 128 | m² | AED | 0 | Included | 3.01 | Woodwork – Cladding Panel | Area (m²) | 85 | Rule | ✓ | Unpriced
| Citywalk Plot 5.11 Main Works Contract BOQ (1).xlsx | A |  |  | NEW | CITYWALK PHASE-05, PLOT 5.11 | Residential | CITYWALK RESIDENTIAL 1 LLC |  | F — Woodwork | F | F04 | F0401 | F4 Grounds and battens | Horizontal surface | 1613 | m² | AED | 0 | Included | 3.01 | Woodwork – Cladding Panel | Area (m²) | 85 | Rule | ✓ | Unpriced
| Citywalk Plot 5.11 Main Works Contract BOQ (1).xlsx | B |  |  | NEW | CITYWALK PHASE-05, PLOT 5.11 | Residential | CITYWALK RESIDENTIAL 1 LLC |  | F — Woodwork | F | F04 | F0401 | F4 Grounds and battens | Vertical surface | 128 | m² | AED | 0 | Included | 3.01 | Woodwork – Cladding Panel | Area (m²) | 85 | Rule | ✓ | Unpriced
| Citywalk Plot 5.11 Main Works Contract BOQ (1).xlsx | C |  |  | NEW | CITYWALK PHASE-05, PLOT 5.11 | Residential | CITYWALK RESIDENTIAL 1 LLC |  | F — Woodwork | F | F04 | F0401 | F4 Grounds and battens | Horizontal surface | 813 | m | AED | 0 | Included | 3.01 | Woodwork – Cladding Panel | Area (m²) | 85 | Rule | ✓ | Unpriced
| Citywalk Plot 5.11 Main Works Contract BOQ (1).xlsx | D |  |  | NEW | CITYWALK PHASE-05, PLOT 5.11 | Residential | CITYWALK RESIDENTIAL 1 LLC |  | F — Woodwork | F | F04 | F0401 | F4 Grounds and battens | To horizontal surfaces; to balcony | 2414 | m² | AED | 69 | 166566 | 3.01 | Woodwork – Cladding Panel | Area (m²) | 85 | Rule | ✓ | Priced
| Citywalk Plot 5.11 Main Works Contract BOQ (1).xlsx | E |  |  | NEW | CITYWALK PHASE-05, PLOT 5.11 | Residential | CITYWALK RESIDENTIAL 1 LLC |  | G — Thermal And Moisture Protection | G | G01 | G0101 | G1 Generally | To facade | 2505 | m² | AED | 60 | 150300 | 2.05 | External Walls – Waterproofing Membrane | Area (m²) | 82 | AI | ⚠ | Priced
| Citywalk Plot 5.11 Main Works Contract BOQ (1).xlsx | F |  |  | NEW | CITYWALK PHASE-05, PLOT 5.11 | Residential | CITYWALK RESIDENTIAL 1 LLC |  | A — General Requirements | A | A09 | A0901 | Sundry items | Allow for testing waterproofing system | 1 | Item | AED | 15000 | 15000 | 9.01 | Preliminaries / General Requirements | Item | 67 | Fuzzy | ⚠ | Priced
| Citywalk Plot 5.11 Main Works Contract BOQ (1).xlsx | G |  |  | NEW | CITYWALK PHASE-05, PLOT 5.11 | Residential | CITYWALK RESIDENTIAL 1 LLC |  | A — General Requirements | A | A07 | A0701 | Contractor's facilities | Allow for treatment around RWO and drain outlets | 1 | Item | AED | 10000 | 10000 | 9.01 | Preliminaries / General Requirements | Item | 68 | Fuzzy | ⚠ | Priced
| Citywalk Plot 5.11 Main Works Contract BOQ (1).xlsx | H |  |  | NEW | CITYWALK PHASE-05, PLOT 5.11 | Residential | CITYWALK RESIDENTIAL 1 LLC |  | A — General Requirements | A | A07 | A0701 | Contractor's facilities | Allow for providing openings for service pipes including necessary membrane, mastic and sealant | 1 | Item | AED | 20000 | 20000 | 9.01 | Preliminaries / General Requirements | Item | 69 | Fuzzy | ⚠ | Priced
| Citywalk Plot 5.11 Main Works Contract BOQ (1).xlsx | A |  |  | NEW | CITYWALK PHASE-05, PLOT 5.11 | Residential | CITYWALK RESIDENTIAL 1 LLC |  | J — Finishes | J | J02 | J0201 | J2 Backgrounds | To ceiling soffit | 1599 | m² | AED | 69 | 110331 | 3.01 | Internal Finishes | Area (m²), Length (m) | 79 | Fuzzy | ⚠ | Priced
| Citywalk Plot 5.11 Main Works Contract BOQ (1).xlsx | B |  |  | NEW | CITYWALK PHASE-05, PLOT 5.11 | Residential | CITYWALK RESIDENTIAL 1 LLC |  | G — Thermal And Moisture Protection | G | G03 | G0304 | G3 Damp-proof courses | To apartment floors; 6mm thick | 6922 | m² | AED | 39 | 269958 | 3.01 | Finishes – Acoustic Insulation (Floor) | Area (m²) | 80 | AI | ⚠ | Priced
| Citywalk Plot 5.11 Main Works Contract BOQ (1).xlsx | C |  |  | NEW | CITYWALK PHASE-05, PLOT 5.11 | Residential | CITYWALK RESIDENTIAL 1 LLC |  | G — Thermal And Moisture Protection | G | G03 | G0304 | G3 Damp-proof courses | To gymnasium; 15mm thick | 18 | m² | AED | 125 | 2250 | 3.01 | Finishes – Acoustic Insulation (Gymnasium) | Area (m²) | 80 | AI | ⚠ | Priced
| Citywalk Plot 5.11 Main Works Contract BOQ (1).xlsx | D |  |  | NEW | CITYWALK PHASE-05, PLOT 5.11 | Residential | CITYWALK RESIDENTIAL 1 LLC |  | G — Thermal And Moisture Protection | G | G03 | G0305 | G3 Damp-proof courses | 150mm thick; to combo roof | 1613 | m² | AED | 175 | 282275 | 3.01 | Finishes – Acoustic Insulation (Roof) | Area (m²) | 78 | AI | ⚠ | Priced
| Citywalk Plot 5.11 Main Works Contract BOQ (1).xlsx | E |  |  | NEW | CITYWALK PHASE-05, PLOT 5.11 | Residential | CITYWALK RESIDENTIAL 1 LLC |  | C — Concrete Work | C | C04 | C0403 | C4 Shuttering | To chiller area | 43 | m² | AED | 500 | 21500 | 2.01 | Frame / Concrete Work | Volume (m³), Weight (t), Area (m²), Length (m), Enumerated (nr) | 61 | Fuzzy | ⚠ | Priced
| Citywalk Plot 5.11 Main Works Contract BOQ (1).xlsx | F |  |  | NEW | CITYWALK PHASE-05, PLOT 5.11 | Residential | CITYWALK RESIDENTIAL 1 LLC |  | G — Thermal And Moisture Protection | G | G03 | G0304 | G3 Damp-proof courses | To FAHU | 26 | m² | AED | 500 | 13000 | 5.06 | Space Heating & Air Treatment – Acoustic Insulation | Item | 72 | AI | ⚠ | Priced
| Citywalk Plot 5.11 Main Works Contract BOQ (1).xlsx | G |  |  | NEW | CITYWALK PHASE-05, PLOT 5.11 | Residential | CITYWALK RESIDENTIAL 1 LLC |  | Q — Mechanical Engineering Installations | Q | Q03 | Q0301 | Q3 Ductwork | To pump area | 2 | m² | AED | 500 | 1000 | 5.06 | Mechanical Engineering Installations | Length (m), Weight (t), Area (m²), Enumerated (nr), Item | 69 | Fuzzy | ⚠ | Priced
| Citywalk Plot 5.11 Main Works Contract BOQ (1).xlsx | A |  |  | NEW | CITYWALK PHASE-05, PLOT 5.11 | Residential | CITYWALK RESIDENTIAL 1 LLC |  | F — Woodwork | F | F04 | F0401 | F4 Grounds and battens | to chiller base; horizontal surfaces | 43 | m² | AED | 0 | Included | 3.01 | Woodwork – Cladding Panel | Area (m²) | 85 | Rule | ✓ | Unpriced
| Citywalk Plot 5.11 Main Works Contract BOQ (1).xlsx | B |  |  | NEW | CITYWALK PHASE-05, PLOT 5.11 | Residential | CITYWALK RESIDENTIAL 1 LLC |  | F — Woodwork | F | F04 | F0401 | F4 Grounds and battens | to FAHU; horizontal surfaces | 26 | m² | AED | 0 | Included | 3.01 | Woodwork – Cladding Panel | Area (m²) | 85 | Rule | ✓ | Unpriced
| Citywalk Plot 5.11 Main Works Contract BOQ (1).xlsx | C |  |  | NEW | CITYWALK PHASE-05, PLOT 5.11 | Residential | CITYWALK RESIDENTIAL 1 LLC |  | F — Woodwork | F | F04 | F0401 | F4 Grounds and battens | to pump base; horizontal surfaces | 2 | m² | AED | 0 | Included | 3.01 | Woodwork – Cladding Panel | Area (m²) | 85 | Rule | ✓ | Unpriced
| Citywalk Plot 5.11 Main Works Contract BOQ (1).xlsx | D |  |  | NEW | CITYWALK PHASE-05, PLOT 5.11 | Residential | CITYWALK RESIDENTIAL 1 LLC |  | F — Woodwork | F | F04 | F0401 | F4 Grounds and battens | to chiller base; 220mm height; vertical surfaces | 48 | m | AED | 133 | 6384 | 3.01 | Woodwork – Cladding Panel | Area (m²) | 85 | Rule | ✓ | Priced
| Citywalk Plot 5.11 Main Works Contract BOQ (1).xlsx | E |  |  | NEW | CITYWALK PHASE-05, PLOT 5.11 | Residential | CITYWALK RESIDENTIAL 1 LLC |  | F — Woodwork | F | F04 | F0401 | F4 Grounds and battens | to FAHU; 220mm height; vertical surfaces | 21 | m | AED | 133 | 2793 | 3.01 | Woodwork – Cladding Panel | Area (m²) | 85 | Rule | ✓ | Priced
| Citywalk Plot 5.11 Main Works Contract BOQ (1).xlsx | F |  |  | NEW | CITYWALK PHASE-05, PLOT 5.11 | Residential | CITYWALK RESIDENTIAL 1 LLC |  | F — Woodwork | F | F04 | F0401 | F4 Grounds and battens | to pump base; 220mm height; vertical surfaces | 6 | m | AED | 133 | 798 | 3.01 | Woodwork – Cladding Panel | Area (m²) | 85 | Rule | ✓ | Priced
| Citywalk Plot 5.11 Main Works Contract BOQ (1).xlsx | G |  |  | NEW | CITYWALK PHASE-05, PLOT 5.11 | Residential | CITYWALK RESIDENTIAL 1 LLC |  | C — Concrete Work | C | C04 | C0401 | C4 Shuttering | 50mm thick; To MEP Zone / MEP attic slab soffit | 1514 | m² | AED | 245 | 370930 | 2.01 | Frame / Concrete Work | Volume (m³), Weight (t), Area (m²), Length (m), Enumerated (nr) | 65 | Fuzzy | ⚠ | Priced
| Citywalk Plot 5.11 Main Works Contract BOQ (1).xlsx | A |  |  | NEW | CITYWALK PHASE-05, PLOT 5.11 | Residential | CITYWALK RESIDENTIAL 1 LLC |  | A — General Requirements | A | A01 | A0101 | Conditions of contract | Allow for any other works which are not included above and which are required to complete the Thermal and Moisture Protection in accordance with the Specification and the Drawings (Tenderer to list below) | 0 | Item | AED | 0 | 0 | 9.01 | Preliminaries – Contingency | Item | 90 | Rule | ✓ | Unpriced
| Citywalk Plot 5.11 Main Works Contract BOQ (1).xlsx | 1 |  |  | NEW | CITYWALK PHASE-05, PLOT 5.11 | Residential | CITYWALK RESIDENTIAL 1 LLC |  | F — Woodwork | F | F04 | F0401 | F4 Grounds and battens | 75mm high vertical upturn to balcony area waterproofing | 202 | m2 | AED | 31 | 6262 | 3.01 | Woodwork – Cladding Panel | Area (m²) | 85 | Rule | ✓ | Priced
| Citywalk Plot 5.11 Main Works Contract BOQ (1).xlsx | 2 |  |  | NEW | CITYWALK PHASE-05, PLOT 5.11 | Residential | CITYWALK RESIDENTIAL 1 LLC |  | F — Woodwork | F | F04 | F0401 | F4 Grounds and battens | Spray applied, two component modified polyurethane/polyurea hybrid waterproofing (Horizontal & Vertical) | 120 | m2 | AED | 213 | 25560 | 3.01 | Woodwork – Cladding Panel | Area (m²) | 85 | Rule | ✓ | Priced
| Citywalk Plot 5.11 Main Works Contract BOQ (1).xlsx | 3 |  |  | NEW | CITYWALK PHASE-05, PLOT 5.11 | Residential | CITYWALK RESIDENTIAL 1 LLC |  | G — Thermal And Moisture Protection | G | G01 | G0102 | G1 Generally | Vapour barrier behind spandrel area | 490 | m2 | AED | 31 | 15190 | 2.05 | External Walls – Vapour Barrier | Area (m²) | 76 | AI | ⚠ | Priced
| Citywalk Plot 5.11 Main Works Contract BOQ (1).xlsx | 3/G/1/A |  |  | NEW | CITYWALK PHASE-05, PLOT 5.11 | Residential | CITYWALK RESIDENTIAL 1 LLC |  | F — Woodwork | F | F04 | F0401 | F4 Grounds and battens | Waterproofing; To vertical surfaces; to apartment | -349 | m² | AED | 31 | -10819 | 3.01 | Woodwork – Cladding Panel | Area (m²) | 85 | Rule | ✓ | Priced
| Citywalk Plot 5.11 Main Works Contract BOQ (1).xlsx | 3/G/1/B |  |  | NEW | CITYWALK PHASE-05, PLOT 5.11 | Residential | CITYWALK RESIDENTIAL 1 LLC |  | F — Woodwork | F | F04 | F0401 | F4 Grounds and battens | Waterproofing; To vertical surfaces; to common areas | -99 | m² | AED | 31 | -3069 | 3.01 | Woodwork – Cladding Panel | Area (m²) | 85 | Rule | ✓ | Priced
| Citywalk Plot 5.11 Main Works Contract BOQ (1).xlsx | 3/G/1/C |  |  | NEW | CITYWALK PHASE-05, PLOT 5.11 | Residential | CITYWALK RESIDENTIAL 1 LLC |  | F — Woodwork | F | F04 | F0401 | F4 Grounds and battens | Waterproofing; To horizontal surfaces; to internal wet areas | 702 | m² | AED | 69 | 48438 | 3.01 | Woodwork – Cladding Panel | Area (m²) | 85 | Rule | ✓ | Priced
| Citywalk Plot 5.11 Main Works Contract BOQ (1).xlsx | 3/G/1/F |  |  | NEW | CITYWALK PHASE-05, PLOT 5.11 | Residential | CITYWALK RESIDENTIAL 1 LLC |  | C — Concrete Work | C | C02 | C0201 | C2 Poured concrete | Protection board; to planter walls; vertical | 6 | m² | AED | 40 | 240 | 2.01 | Upper Floors / Walls | Volume (m³) | 93 | Rule | ✓ | Priced
| Citywalk Plot 5.11 Main Works Contract BOQ (1).xlsx | 3/G/1/G |  |  | NEW | CITYWALK PHASE-05, PLOT 5.11 | Residential | CITYWALK RESIDENTIAL 1 LLC |  | F — Woodwork | F | F04 | F0401 | F4 Grounds and battens | To horizontal; wrapped around drainage cell (measured separately); | 17 | m² | AED | 13 | 221 | 3.01 | Woodwork – Cladding Panel | Area (m²) | 85 | Rule | ✓ | Priced
| Citywalk Plot 5.11 Main Works Contract BOQ (1).xlsx | 3/G/1/H |  |  | NEW | CITYWALK PHASE-05, PLOT 5.11 | Residential | CITYWALK RESIDENTIAL 1 LLC |  | F — Woodwork | F | F04 | F0401 | F4 Grounds and battens | To vertical | 6 | m² | AED | 5 | 30 | 3.01 | Woodwork – Cladding Panel | Area (m²) | 85 | Rule | ✓ | Priced
| Citywalk Plot 5.11 Main Works Contract BOQ (1).xlsx | 3/G/2/A |  |  | NEW | CITYWALK PHASE-05, PLOT 5.11 | Residential | CITYWALK RESIDENTIAL 1 LLC |  | F — Woodwork | F | F04 | F0401 | F4 Grounds and battens | Protection board; To horizontal surfaces; hardscape area | 6 | m² | AED | 38 | 228 | 3.01 | Woodwork – Cladding Panel | Area (m²) | 85 | Rule | ✓ | Priced
| Citywalk Plot 5.11 Main Works Contract BOQ (1).xlsx | 3/G/2/B |  |  | NEW | CITYWALK PHASE-05, PLOT 5.11 | Residential | CITYWALK RESIDENTIAL 1 LLC |  | G — Thermal And Moisture Protection | G | G04 | G0402 | G4 Insulation | To building external wall perimeter ; up to 300mm high (assumed) | -12 | m | AED | 40 | -480 | 2.05 | External Walls – Coverings & Linings (Addition) | Length (m) | 72 | AI | ⚠ | Priced
| Citywalk Plot 5.11 Main Works Contract BOQ (1).xlsx | 3/G/2/C |  |  | NEW | CITYWALK PHASE-05, PLOT 5.11 | Residential | CITYWALK RESIDENTIAL 1 LLC |  | F — Woodwork | F | F04 | F0401 | F4 Grounds and battens | Geotextile layer; To horizontal surfaces; hardscape area | 6 | m² | AED | 13 | 78 | 3.01 | Woodwork – Cladding Panel | Area (m²) | 85 | Rule | ✓ | Priced
| Citywalk Plot 5.11 Main Works Contract BOQ (1).xlsx | 3/G/2/D |  |  | NEW | CITYWALK PHASE-05, PLOT 5.11 | Residential | CITYWALK RESIDENTIAL 1 LLC |  | G — Thermal And Moisture Protection | G | G04 | G0402 | G4 Insulation | To building external wall perimeter ; up to 300mm high (assumed) | -12 | m | AED | 5 | -60 | 2.05 | External Walls – Coverings & Linings (Addition) | Length (m) | 72 | AI | ⚠ | Priced
| Citywalk Plot 5.11 Main Works Contract BOQ (1).xlsx | 3/G/3/D |  |  | NEW | CITYWALK PHASE-05, PLOT 5.11 | Residential | CITYWALK RESIDENTIAL 1 LLC |  | G — Thermal And Moisture Protection | G | G03 | G0300 | G3 Damp-proof courses | Waterproofing system; liquid waterproofing | -170 | m² | AED | 69 | -11730 | 2.03 | Roof / Thermal & Moisture Protection | Area (m²), Length (m), Enumerated (nr) | 60 | Fuzzy | ⚠ | Priced
| Citywalk Plot 5.11 Main Works Contract BOQ (1).xlsx | 3/G/3/E |  |  | NEW | CITYWALK PHASE-05, PLOT 5.11 | Residential | CITYWALK RESIDENTIAL 1 LLC |  | G — Thermal And Moisture Protection | G | G01 | G0101 | G1 Generally | Waterproofing to facade | 1137 | m² | AED | 60 | 68220 | 2.05 | External Walls – Waterproofing Membrane (Addition) | Area (m²) | 75 | AI | ⚠ | Priced
| Citywalk Plot 5.11 Main Works Contract BOQ (1).xlsx | 3/G/4/A |  |  | NEW | CITYWALK PHASE-05, PLOT 5.11 | Residential | CITYWALK RESIDENTIAL 1 LLC |  | G — Thermal And Moisture Protection | G | G04 | G0400 | G4 Insulation | Mineral wool insulation to ceiling soffit | 421 | m² | AED | 69 | 29049 | 2.03 | Roof / Thermal & Moisture Protection | Area (m²), Length (m), Enumerated (nr) | 79 | Fuzzy | ⚠ | Priced
| Citywalk Plot 5.11 Main Works Contract BOQ (1).xlsx | 3/G/4/B |  |  | NEW | CITYWALK PHASE-05, PLOT 5.11 | Residential | CITYWALK RESIDENTIAL 1 LLC |  | G — Thermal And Moisture Protection | G | G04 | G0400 | G4 Insulation | Acoustic resilient insulation-6mm | 371 | m² | AED | 39 | 14469 | 2.03 | Roof / Thermal & Moisture Protection | Area (m²), Length (m), Enumerated (nr) | 65 | Fuzzy | ⚠ | Priced
| Citywalk Plot 5.11 Main Works Contract BOQ (1).xlsx | 3/G/4/C |  |  | NEW | CITYWALK PHASE-05, PLOT 5.11 | Residential | CITYWALK RESIDENTIAL 1 LLC |  | G — Thermal And Moisture Protection | G | G04 | G0400 | G4 Insulation | Acoustic resilient insulation-to gym | 147 | m² | AED | 125 | 18375 | 2.03 | Roof / Thermal & Moisture Protection | Area (m²), Length (m), Enumerated (nr) | 65 | Fuzzy | ⚠ | Priced
| Citywalk Plot 5.11 Main Works Contract BOQ (1).xlsx | A |  |  | NEW | CITYWALK PHASE-05, PLOT 5.11 | Residential | CITYWALK RESIDENTIAL 1 LLC |  | A — General Requirements | A | A01 | A0101 | Conditions of contract | Allow for any other works which are not included above and which are required to complete the Thermal and Moisture Protection in accordance with the Specification and the Drawings (Tenderer to list below) | 0 | Item | AED | 0 | 0 | 9.01 | Preliminaries – Contingency | Item | 90 | Rule | ✓ | Unpriced
| Citywalk Plot 5.11 Main Works Contract BOQ (1).xlsx | 3/G/4/D |  |  | NEW | CITYWALK PHASE-05, PLOT 5.11 | Residential | CITYWALK RESIDENTIAL 1 LLC |  | G — Thermal And Moisture Protection | G | G03 | G0305 | G3 Damp-proof courses | 150mm thick; to combo roof | 166 | m² | AED | 175 | 29050 | 3.01 | Finishes – Acoustic Insulation (Roof Addition) | Area (m²) | 74 | AI | ⚠ | Priced
| Citywalk Plot 5.11 Main Works Contract BOQ (1).xlsx | 3/G/4/E |  |  | NEW | CITYWALK PHASE-05, PLOT 5.11 | Residential | CITYWALK RESIDENTIAL 1 LLC |  | G — Thermal And Moisture Protection | G | G03 | G0306 | G3 Damp-proof courses | Acoustic floating system-to chiller area | 8 | m² | AED | 500 | 4000 | 5.06 | Space Heating & Air Treatment – Acoustic Floating System | Area (m²) | 76 | AI | ⚠ | Priced
| Citywalk Plot 5.11 Main Works Contract BOQ (1).xlsx | 3/G/4/F |  |  | NEW | CITYWALK PHASE-05, PLOT 5.11 | Residential | CITYWALK RESIDENTIAL 1 LLC |  | G — Thermal And Moisture Protection | G | G03 | G0306 | G3 Damp-proof courses | Acoustic floating system-to FAHU | 9 | m² | AED | 500 | 4500 | 5.06 | Space Heating & Air Treatment – Acoustic Floating System | Area (m²) | 76 | AI | ⚠ | Priced
| Citywalk Plot 5.11 Main Works Contract BOQ (1).xlsx | 3/G/4/G |  |  | NEW | CITYWALK PHASE-05, PLOT 5.11 | Residential | CITYWALK RESIDENTIAL 1 LLC |  | Q — Mechanical Engineering Installations | Q | Q03 | Q0301 | Q3 Ductwork | Acoustic floating system-to pump area | 7 | m² | AED | 500 | 3500 | 5.06 | Mechanical Engineering Installations | Length (m), Weight (t), Area (m²), Enumerated (nr), Item | 62 | Fuzzy | ⚠ | Priced
| Citywalk Plot 5.11 Main Works Contract BOQ (1).xlsx | 3/G/5/D |  |  | NEW | CITYWALK PHASE-05, PLOT 5.11 | Residential | CITYWALK RESIDENTIAL 1 LLC |  | F — Woodwork | F | F04 | F0401 | F4 Grounds and battens | to chiller base; 220mm height; vertical surfaces | 2 | m | AED | 133 | 266 | 3.01 | Woodwork – Cladding Panel | Area (m²) | 85 | Rule | ✓ | Priced
| Citywalk Plot 5.11 Main Works Contract BOQ (1).xlsx | 3/G/5/E |  |  | NEW | CITYWALK PHASE-05, PLOT 5.11 | Residential | CITYWALK RESIDENTIAL 1 LLC |  | F — Woodwork | F | F04 | F0401 | F4 Grounds and battens | to FAHU; 220mm height; vertical surfaces | 14 | m | AED | 133 | 1862 | 3.01 | Woodwork – Cladding Panel | Area (m²) | 85 | Rule | ✓ | Priced
| Citywalk Plot 5.11 Main Works Contract BOQ (1).xlsx | 3/G/5/F |  |  | NEW | CITYWALK PHASE-05, PLOT 5.11 | Residential | CITYWALK RESIDENTIAL 1 LLC |  | F — Woodwork | F | F04 | F0401 | F4 Grounds and battens | to pump base; 220mm height; vertical surfaces | 19 | m | AED | 133 | 2527 | 3.01 | Woodwork – Cladding Panel | Area (m²) | 85 | Rule | ✓ | Priced
| Citywalk Plot 5.11 Main Works Contract BOQ (1).xlsx | 3/G/5/G |  |  | NEW | CITYWALK PHASE-05, PLOT 5.11 | Residential | CITYWALK RESIDENTIAL 1 LLC |  | C — Concrete Work | C | C04 | C0401 | C4 Shuttering | 50mm thick; To MEP Zone / MEP attic slab soffit | 447 | m² | AED | 245 | 109515 | 2.01 | Frame / Concrete Work | Volume (m³), Weight (t), Area (m²), Length (m), Enumerated (nr) | 65 | Fuzzy | ⚠ | Priced
| Citywalk Plot 5.11 Main Works Contract BOQ (1).xlsx | A |  |  | NEW | CITYWALK PHASE-05, PLOT 5.11 | Residential | CITYWALK RESIDENTIAL 1 LLC |  | H — Doors And Windows | H | H02 | H0201 | H2 Windows | Type WD-01; size 1100mm wide x 2200mm high; 56mm thick single leaf swing door; FR 60min; AR 35DB; to entrance | 114 | Nr. | AED | 4034 | 459876 | 2.08 | Internal Doors – Timber Fire Rated | Number | 85 | AI | ✓ | Priced
| Citywalk Plot 5.11 Main Works Contract BOQ (1).xlsx | B |  |  | NEW | CITYWALK PHASE-05, PLOT 5.11 | Residential | CITYWALK RESIDENTIAL 1 LLC |  | H — Doors And Windows | H | H02 | H0201 | H2 Windows | Type WD-02; size 1050mm wide x 2200mm high; 44mm thick single leaf swing door; NFR; NAR; to bedroom | 184 | Nr. | AED | 2815 | 517960 | 2.08 | Internal Doors – Timber Standard | Number | 88 | AI | ✓ | Priced
| Citywalk Plot 5.11 Main Works Contract BOQ (1).xlsx | C |  |  | NEW | CITYWALK PHASE-05, PLOT 5.11 | Residential | CITYWALK RESIDENTIAL 1 LLC |  | H — Doors And Windows | H | H02 | H0201 | H2 Windows | Type WD-03; size 975mm wide x 2200mm high; 44mm thick single leaf swing door; NFR; NAR; to bathrooms | 231 | Nr. | AED | 2776 | 641256 | 2.08 | Internal Doors – Timber Standard | Number | 88 | AI | ✓ | Priced
| Citywalk Plot 5.11 Main Works Contract BOQ (1).xlsx | D |  |  | NEW | CITYWALK PHASE-05, PLOT 5.11 | Residential | CITYWALK RESIDENTIAL 1 LLC |  | H — Doors And Windows | H | H02 | H0201 | H2 Windows | Type WD-04; size 800mm wide x 2200mm high; 25mm thick MDF shutter panel double leaf door; NFR; NAR; to utility | 121 | Nr. | AED | 2973 | 359733 | 2.08 | Internal Doors – MDF Utility | Number | 82 | AI | ⚠ | Priced
| Citywalk Plot 5.11 Main Works Contract BOQ (1).xlsx | E |  |  | NEW | CITYWALK PHASE-05, PLOT 5.11 | Residential | CITYWALK RESIDENTIAL 1 LLC |  | H — Doors And Windows | H | H05 | H0500 | H5 Glass | Type WD-05; size 1490mm wide x 2200mm high; 44mm thick single leaf swing door including 364 x 1445mm vision glass panel; NFR; NAR; to maid's room | 34 | Nr. | AED | 3864 | 131376 | 2.06 | Windows and External Doors | Enumerated (nr), Area (m²), Length (m) | 79 | Fuzzy | ⚠ | Priced
| Citywalk Plot 5.11 Main Works Contract BOQ (1).xlsx | A |  |  | NEW | CITYWALK PHASE-05, PLOT 5.11 | Residential | CITYWALK RESIDENTIAL 1 LLC |  | H — Doors And Windows | H | H02 | H0201 | H2 Windows | Type WD-20; size 1100 x 2200mm high; single leaf door; NFR; AR 35DB | 1 | Nr. | AED | 3180 | 3180 | 2.08 | Internal Doors – Timber Acoustic | Number | 85 | AI | ✓ | Priced
| Citywalk Plot 5.11 Main Works Contract BOQ (1).xlsx | B |  |  | NEW | CITYWALK PHASE-05, PLOT 5.11 | Residential | CITYWALK RESIDENTIAL 1 LLC |  | H — Doors And Windows | H | H02 | H0201 | H2 Windows | Type WD-22; size 1100 x 2200mm high; single leaf door; NFR; AR 35DB | 8 | Nr. | AED | 3180 | 25440 | 2.08 | Internal Doors – Timber Acoustic | Number | 85 | AI | ✓ | Priced
| Citywalk Plot 5.11 Main Works Contract BOQ (1).xlsx | C |  |  | NEW | CITYWALK PHASE-05, PLOT 5.11 | Residential | CITYWALK RESIDENTIAL 1 LLC |  | H — Doors And Windows | H | H02 | H0201 | H2 Windows | Type WD-22; size 1100 x 2200mm high; single leaf door; NFR; NAR | 8 | Nr. | AED | 3124 | 24992 | 2.08 | Internal Doors – Timber Standard | Number | 88 | AI | ✓ | Priced
| Citywalk Plot 5.11 Main Works Contract BOQ (1).xlsx | D |  |  | NEW | CITYWALK PHASE-05, PLOT 5.11 | Residential | CITYWALK RESIDENTIAL 1 LLC |  | H — Doors And Windows | H | H02 | H0201 | H2 Windows | Type WD-23; size 1100 x 2200mm high; single leaf door; FR 90min; NAR | 16 | Nr. | AED | 5194 | 83104 | 2.08 | Internal Doors – Timber Fire Rated | Number | 87 | AI | ✓ | Priced
| Citywalk Plot 5.11 Main Works Contract BOQ (1).xlsx | E |  |  | NEW | CITYWALK PHASE-05, PLOT 5.11 | Residential | CITYWALK RESIDENTIAL 1 LLC |  | H — Doors And Windows | H | H02 | H0201 | H2 Windows | Type WD-25; size 1100 x 2200mm high; single leaf door; NFR; NAR | 3 | Nr. | AED | 3124 | 9372 | 2.08 | Internal Doors – Timber Standard | Number | 88 | AI | ✓ | Priced
| Citywalk Plot 5.11 Main Works Contract BOQ (1).xlsx | F |  |  | NEW | CITYWALK PHASE-05, PLOT 5.11 | Residential | CITYWALK RESIDENTIAL 1 LLC |  | H — Doors And Windows | H | H02 | H0201 | H2 Windows | Type WD-27; size 1800 x 2200mm high; double leaf door; NFR; NAR | 2 | Nr. | AED | 0 | NOT SHOWN IN DRG | 2.08 | Internal Doors – Timber Double Leaf | Number | 86 | AI | ✓ | Unpriced
| Citywalk Plot 5.11 Main Works Contract BOQ (1).xlsx | G |  |  | NEW | CITYWALK PHASE-05, PLOT 5.11 | Residential | CITYWALK RESIDENTIAL 1 LLC |  | H — Doors And Windows | H | H02 | H0201 | H2 Windows | Type WD-21; size 1800 x 2200mm high; double leaf door; FR 60min; NAR | 8 | Nr. | AED | 7608 | 60864 | 2.08 | Internal Doors – Timber Fire Rated Double | Number | 87 | AI | ✓ | Priced
| Citywalk Plot 5.11 Main Works Contract BOQ (1).xlsx | H |  |  | NEW | CITYWALK PHASE-05, PLOT 5.11 | Residential | CITYWALK RESIDENTIAL 1 LLC |  | H — Doors And Windows | H | H01 | H0100 | H1 Doors | FHC door; size 900 x 2100 mm high; single leaf door | 24 | Nr. | AED | 5194 | 124656 | 2.06 | Windows and External Doors | Enumerated (nr), Area (m²), Length (m) | 62 | Fuzzy | ⚠ | Priced
| Citywalk Plot 5.11 Main Works Contract BOQ (1).xlsx | A |  |  | NEW | CITYWALK PHASE-05, PLOT 5.11 | Residential | CITYWALK RESIDENTIAL 1 LLC |  | H — Doors And Windows | H | H03 | H0301 | H3 Screens | Type MD-05; size 1100 x 2200mm high; single leaf door; FR 60min; NAR | 32 | Nr. | AED | 2938 | 94016 | 2.08 | Internal Doors – Steel Fire Rated | Number | 86 | AI | ✓ | Priced
| Citywalk Plot 5.11 Main Works Contract BOQ (1).xlsx | B |  |  | NEW | CITYWALK PHASE-05, PLOT 5.11 | Residential | CITYWALK RESIDENTIAL 1 LLC |  | H — Doors And Windows | H | H01 | H0102 | H1 Doors | Single leaf door; 90 minute fire rated; size 1100 x 2200mm high | 3 | Nr. | AED | 2938 | 8814 | 2.06 | External Doors – Fire Rated | Number | 84 | AI | ⚠ | Priced
| Citywalk Plot 5.11 Main Works Contract BOQ (1).xlsx | C |  |  | NEW | CITYWALK PHASE-05, PLOT 5.11 | Residential | CITYWALK RESIDENTIAL 1 LLC |  | H — Doors And Windows | H | H01 | H0102 | H1 Doors | Single leaf door; 60 minute fire rated; size 1100 x 2200mm high | 3 | Nr. | AED | 2938 | 8814 | 2.06 | External Doors – Fire Rated | Number | 84 | AI | ⚠ | Priced
| Citywalk Plot 5.11 Main Works Contract BOQ (1).xlsx | D |  |  | NEW | CITYWALK PHASE-05, PLOT 5.11 | Residential | CITYWALK RESIDENTIAL 1 LLC |  | H — Doors And Windows | H | H01 | H0102 | H1 Doors | Double leaf door; 60 minute fire rated; size 2200 x 2200mm high | 1 | Nr. | AED | 4969 | 4969 | 2.06 | External Doors – Fire Rated Double | Number | 85 | AI | ✓ | Priced
| Citywalk Plot 5.11 Main Works Contract BOQ (1).xlsx | A |  |  | NEW | CITYWALK PHASE-05, PLOT 5.11 | Residential | CITYWALK RESIDENTIAL 1 LLC |  | H — Doors And Windows | H | H03 | H0301 | H3 Screens | Curtain wall | 3629 | m² | AED | 1171 | 4249559 | 3.01 | Doors & Windows – Curtain Wall | Area (m²) | 95 | Rule | ✓ | Priced
| Citywalk Plot 5.11 Main Works Contract BOQ (1).xlsx | B |  |  | NEW | CITYWALK PHASE-05, PLOT 5.11 | Residential | CITYWALK RESIDENTIAL 1 LLC |  | H — Doors And Windows | H | H04 | H0402 | H4 Ironmongery | Sprandel Panels | 362 | m² | AED | 1799 | 651238 | 2.06 | Windows & Glass Panels – Spandrel | Area (m²) | 75 | AI | ⚠ | Priced
| Citywalk Plot 5.11 Main Works Contract BOQ (1).xlsx | C |  |  | NEW | CITYWALK PHASE-05, PLOT 5.11 | Residential | CITYWALK RESIDENTIAL 1 LLC |  | H — Doors And Windows | H | H04 | H0402 | H4 Ironmongery | Extra over for 1 leaf hinged door (1L HD); overall size 1130 x 2370mm | 2 | Nr. | AED | 6820 | 13640 | 2.06 | Windows & Glass Doors – Hinged Leaf | Number | 78 | AI | ⚠ | Priced
| Citywalk Plot 5.11 Main Works Contract BOQ (1).xlsx | D |  |  | NEW | CITYWALK PHASE-05, PLOT 5.11 | Residential | CITYWALK RESIDENTIAL 1 LLC |  | H — Doors And Windows | H | H04 | H0402 | H4 Ironmongery | Extra over for 2 leaf hinged door (2L HD); overall size 2525 x 2370mm | 1 | Nr. | AED | 15238 | 15238 | 2.06 | Windows & Glass Doors – Double Hinged | Number | 78 | AI | ⚠ | Priced
| Citywalk Plot 5.11 Main Works Contract BOQ (1).xlsx | E |  |  | NEW | CITYWALK PHASE-05, PLOT 5.11 | Residential | CITYWALK RESIDENTIAL 1 LLC |  | H — Doors And Windows | H | H04 | H0402 | H4 Ironmongery | Extra over for 2 leaf sliding door (2L SD); overall size 2600 x 2370mm | 215 | Nr. | AED | 8990 | 1932850 | 2.06 | Windows & Glass Doors – Sliding | Number | 78 | AI | ⚠ | Priced
| Citywalk Plot 5.11 Main Works Contract BOQ (1).xlsx | F |  |  | NEW | CITYWALK PHASE-05, PLOT 5.11 | Residential | CITYWALK RESIDENTIAL 1 LLC |  | H — Doors And Windows | H | H04 | H0402 | H4 Ironmongery | Extra over for 3 leaf sliding door (3L SD); overall size 2800 x 2370mm | 57 | Nr. | AED | 9681 | 551817 | 2.06 | Windows & Glass Doors – Sliding | Number | 78 | AI | ⚠ | Priced
| Citywalk Plot 5.11 Main Works Contract BOQ (1).xlsx | G |  |  | NEW | CITYWALK PHASE-05, PLOT 5.11 | Residential | CITYWALK RESIDENTIAL 1 LLC |  | H — Doors And Windows | H | H04 | H0402 | H4 Ironmongery | Sliding folding door; 4 leaf sliding folding door (4L FD); overall size 7550 x 2370mm | 1 | Nr. | AED | 60045 | 60045 | 2.06 | Windows & Glass Doors – Sliding Folding | Number | 79 | AI | ⚠ | Priced
| Citywalk Plot 5.11 Main Works Contract BOQ (1).xlsx | A |  |  | NEW | CITYWALK PHASE-05, PLOT 5.11 | Residential | CITYWALK RESIDENTIAL 1 LLC |  | H — Doors And Windows | H | H03 | H0300 | H3 Screens | Screen (1610 mmH) | 12 | m | AED | 4895 | 58740 | 2.06 | Windows and External Doors | Enumerated (nr), Area (m²), Length (m) | 67 | Fuzzy | ⚠ | Priced
| Citywalk Plot 5.11 Main Works Contract BOQ (1).xlsx | B |  |  | NEW | CITYWALK PHASE-05, PLOT 5.11 | Residential | CITYWALK RESIDENTIAL 1 LLC |  | C — Concrete Work | C | C04 | C0405 | C4 Shuttering | GRC fascia band cladding; 220mm high; 680mm girth; to slab edges | 1053 | m | AED | 625 | 658125 | 2.01 | Frame / Concrete Work | Volume (m³), Weight (t), Area (m²), Length (m), Enumerated (nr) | 61 | Fuzzy | ⚠ | Priced
| Citywalk Plot 5.11 Main Works Contract BOQ (1).xlsx | C |  |  | NEW | CITYWALK PHASE-05, PLOT 5.11 | Residential | CITYWALK RESIDENTIAL 1 LLC |  | C — Concrete Work | C | C04 | C0405 | C4 Shuttering | GRC fascia band cladding; 600mm high; 1020mm girth; to slab edges | 220 | m | AED | 956 | 210320 | 2.01 | Frame / Concrete Work | Volume (m³), Weight (t), Area (m²), Length (m), Enumerated (nr) | 61 | Fuzzy | ⚠ | Priced
| Citywalk Plot 5.11 Main Works Contract BOQ (1).xlsx | D |  |  | NEW | CITYWALK PHASE-05, PLOT 5.11 | Residential | CITYWALK RESIDENTIAL 1 LLC |  | C — Concrete Work | C | C04 | C0405 | C4 Shuttering | GRC fascia band cladding; 220mm high; 1640mm girth; to slab edges | 77 | m | AED | 1463 | 112651 | 2.01 | Frame / Concrete Work | Volume (m³), Weight (t), Area (m²), Length (m), Enumerated (nr) | 61 | Fuzzy | ⚠ | Priced
| Citywalk Plot 5.11 Main Works Contract BOQ (1).xlsx | E |  |  | NEW | CITYWALK PHASE-05, PLOT 5.11 | Residential | CITYWALK RESIDENTIAL 1 LLC |  | C — Concrete Work | C | C02 | C0201 | C2 Poured concrete | GRC fascia band cladding; 600mm high; 1190mm girth; to slab edges; including foil faced mineral wool insulation, fire cavity barrier and cementitious vapour retarder | 68 | m | AED | 1075 | 73100 | 2.01 | Frame / Concrete Work | Volume (m³), Weight (t), Area (m²), Length (m), Enumerated (nr) | 65 | Fuzzy | ⚠ | Priced
| Citywalk Plot 5.11 Main Works Contract BOQ (1).xlsx | F |  |  | NEW | CITYWALK PHASE-05, PLOT 5.11 | Residential | CITYWALK RESIDENTIAL 1 LLC |  | C — Concrete Work | C | C02 | C0201 | C2 Poured concrete | GRC fascia band cladding; 600mm high; 1080mm girth; to slab edges; including foil faced mineral wool insulation, fire cavity barrier and cementitious vapour retarder | 431 | m | AED | 900 | 387900 | 2.01 | Frame / Concrete Work | Volume (m³), Weight (t), Area (m²), Length (m), Enumerated (nr) | 65 | Fuzzy | ⚠ | Priced
| Citywalk Plot 5.11 Main Works Contract BOQ (1).xlsx | G |  |  | NEW | CITYWALK PHASE-05, PLOT 5.11 | Residential | CITYWALK RESIDENTIAL 1 LLC |  | C — Concrete Work | C | C02 | C0201 | C2 Poured concrete | GRC fascia band cladding; 600mm high; 1140mm girth; to slab edges; including foil faced mineral wool insulation, fire cavity barrier and cementitious vapour retarder | 205 | m | AED | 1056 | 216480 | 2.01 | Frame / Concrete Work | Volume (m³), Weight (t), Area (m²), Length (m), Enumerated (nr) | 65 | Fuzzy | ⚠ | Priced
| Citywalk Plot 5.11 Main Works Contract BOQ (1).xlsx | A |  |  | NEW | CITYWALK PHASE-05, PLOT 5.11 | Residential | CITYWALK RESIDENTIAL 1 LLC |  | F — Woodwork | F | F04 | F0401 | F4 Grounds and battens | GRC cladding fascia vertical band; 640mm wide; 940mm girth; 2nr sets; to decorative feature column | 68 | m | AED | 838 | 56984 | 3.01 | Woodwork – Cladding Panel | Area (m²) | 85 | Rule | ✓ | Priced
| Citywalk Plot 5.11 Main Works Contract BOQ (1).xlsx | B |  |  | NEW | CITYWALK PHASE-05, PLOT 5.11 | Residential | CITYWALK RESIDENTIAL 1 LLC |  | J — Finishes | J | J03 | J0302 | J3 Finishings | GRC fascia band cladding; 600mm high; to roof area | 34 | m | AED | 0 | Included | 3.01 | Internal Finishes | Area (m²), Length (m) | 61 | Fuzzy | ⚠ | Unpriced
| Citywalk Plot 5.11 Main Works Contract BOQ (1).xlsx | C |  |  | NEW | CITYWALK PHASE-05, PLOT 5.11 | Residential | CITYWALK RESIDENTIAL 1 LLC |  | J — Finishes | J | J03 | J0302 | J3 Finishings | GRC fascia band cladding; 600mm high; 2020mm girth; to void location | 8 | m | AED | 1806 | 14448 | 3.01 | Internal Finishes | Area (m²), Length (m) | 60 | Fuzzy | ⚠ | Priced
| Citywalk Plot 5.11 Main Works Contract BOQ (1).xlsx | D |  |  | NEW | CITYWALK PHASE-05, PLOT 5.11 | Residential | CITYWALK RESIDENTIAL 1 LLC |  | J — Finishes | J | J03 | J0302 | J3 Finishings | GRC cladding top; to areas between balconies | 23 | m² | AED | 6676 | 153548 | 3.01 | Internal Finishes | Area (m²), Length (m) | 65 | Fuzzy | ⚠ | Priced
| Citywalk Plot 5.11 Main Works Contract BOQ (1).xlsx | E |  |  | NEW | CITYWALK PHASE-05, PLOT 5.11 | Residential | CITYWALK RESIDENTIAL 1 LLC |  | H — Doors And Windows | H | H05 | H0501 | H5 Glass | Powder coated aluminium decorative privacy screen | 239 | m² | AED | 3041 | 726799 | 2.05 | External Walls – Screens & Cladding | Area (m²) | 72 | AI | ⚠ | Priced
| Citywalk Plot 5.11 Main Works Contract BOQ (1).xlsx | A |  |  | NEW | CITYWALK PHASE-05, PLOT 5.11 | Residential | CITYWALK RESIDENTIAL 1 LLC |  | H — Doors And Windows | H | H05 | H0501 | H5 Glass | Fixed louver panel; size 4550 x 2050mm high | 2 | Nr. | AED | 12520 | 25040 | 2.05 | External Walls – Fixed Louver Panels | Number | 75 | AI | ⚠ | Priced
| Citywalk Plot 5.11 Main Works Contract BOQ (1).xlsx | B |  |  | NEW | CITYWALK PHASE-05, PLOT 5.11 | Residential | CITYWALK RESIDENTIAL 1 LLC |  | G — Thermal And Moisture Protection | G | G04 | G0400 | G4 Insulation | Fiber cement board fascia band cladding; 600mm high; 840mm girth; to slab edges; including foil faced mineral wool insulation | 8 | m | AED | 0 | N/A | 2.03 | Roof / Thermal & Moisture Protection | Area (m²), Length (m), Enumerated (nr) | 79 | Fuzzy | ⚠ | Unpriced
| Citywalk Plot 5.11 Main Works Contract BOQ (1).xlsx | C |  |  | NEW | CITYWALK PHASE-05, PLOT 5.11 | Residential | CITYWALK RESIDENTIAL 1 LLC |  | H — Doors And Windows | H | H05 | H0501 | H5 Glass | Fiber Cement board cladding; 800mm girth; to lower roof pergola roofing system edges; refer drawing no DHRE0017-KP-XX-XX-DWG-AR- 109021 | 34 | m | AED | 315 | 10710 | 2.05 | External Walls – Fiber Cement Cladding | Length (m) | 76 | AI | ⚠ | Priced
| Citywalk Plot 5.11 Main Works Contract BOQ (1).xlsx | D |  |  | NEW | CITYWALK PHASE-05, PLOT 5.11 | Residential | CITYWALK RESIDENTIAL 1 LLC |  | H — Doors And Windows | H | H03 | H0300 | H3 Screens | To typical floor levels; | 2656 | m2 | AED | 890 | 2363840 | 2.06 | Windows and External Doors | Enumerated (nr), Area (m²), Length (m) | 79 | Fuzzy | ⚠ | Priced
| Citywalk Plot 5.11 Main Works Contract BOQ (1).xlsx | A |  |  | NEW | CITYWALK PHASE-05, PLOT 5.11 | Residential | CITYWALK RESIDENTIAL 1 LLC |  | K — Accessories | K | K01 | K0101 | K1 Generally | Hardware Set 01 (HW-01); to entrance | 114 | Nr. | AED | 3441 | 392274 | 4.01 | Accessories – Door Hardware | Set | 82 | AI | ⚠ | Priced
| Citywalk Plot 5.11 Main Works Contract BOQ (1).xlsx | B |  |  | NEW | CITYWALK PHASE-05, PLOT 5.11 | Residential | CITYWALK RESIDENTIAL 1 LLC |  | K — Accessories | K | K01 | K0101 | K1 Generally | Hardware Set 12 (HW-12); to bedroom | 184 | Nr. | AED | 2220 | 408480 | 4.01 | Accessories – Door Hardware | Set | 82 | AI | ⚠ | Priced
| Citywalk Plot 5.11 Main Works Contract BOQ (1).xlsx | C |  |  | NEW | CITYWALK PHASE-05, PLOT 5.11 | Residential | CITYWALK RESIDENTIAL 1 LLC |  | K — Accessories | K | K01 | K0101 | K1 Generally | Hardware Set 11(HW-11); to bathroom | 231 | Nr. | AED | 2214 | 511434 | 4.01 | Accessories – Door Hardware | Set | 82 | AI | ⚠ | Priced
| Citywalk Plot 5.11 Main Works Contract BOQ (1).xlsx | D |  |  | NEW | CITYWALK PHASE-05, PLOT 5.11 | Residential | CITYWALK RESIDENTIAL 1 LLC |  | K — Accessories | K | K01 | K0101 | K1 Generally | Hardware Set 13(HW-13); to utility | 121 | Nr. | AED | 1483 | 179443 | 4.01 | Accessories – Door Hardware | Set | 82 | AI | ⚠ | Priced
| Citywalk Plot 5.11 Main Works Contract BOQ (1).xlsx | A |  |  | NEW | CITYWALK PHASE-05, PLOT 5.11 | Residential | CITYWALK RESIDENTIAL 1 LLC |  | K — Accessories | K | K01 | K0101 | K1 Generally | Hardware Set 12 (HW-12); to maid's room | 34 | Nr. | AED | 2220 | 75480 | 4.01 | Accessories – Door Hardware | Set | 82 | AI | ⚠ | Priced
| Citywalk Plot 5.11 Main Works Contract BOQ (1).xlsx | B |  |  | NEW | CITYWALK PHASE-05, PLOT 5.11 | Residential | CITYWALK RESIDENTIAL 1 LLC |  | K — Accessories | K | K01 | K0101 | K1 Generally | Hardware Set 03 (HW-03) | 1 | Nr. | AED | 6709 | 6709 | 4.01 | Accessories – Door Hardware | Set | 82 | AI | ⚠ | Priced
| Citywalk Plot 5.11 Main Works Contract BOQ (1).xlsx | C |  |  | NEW | CITYWALK PHASE-05, PLOT 5.11 | Residential | CITYWALK RESIDENTIAL 1 LLC |  | K — Accessories | K | K01 | K0101 | K1 Generally | Hardware Set 04 (HW-04) | 16 | Nr. | AED | 2729 | 43664 | 4.01 | Accessories – Door Hardware | Set | 82 | AI | ⚠ | Priced
| Citywalk Plot 5.11 Main Works Contract BOQ (1).xlsx | D |  |  | NEW | CITYWALK PHASE-05, PLOT 5.11 | Residential | CITYWALK RESIDENTIAL 1 LLC |  | K — Accessories | K | K01 | K0101 | K1 Generally | Hardware Set 16 (HW-16) | 16 | Nr. | AED | 2611 | 41776 | 4.01 | Accessories – Door Hardware | Set | 82 | AI | ⚠ | Priced
| Citywalk Plot 5.11 Main Works Contract BOQ (1).xlsx | E |  |  | NEW | CITYWALK PHASE-05, PLOT 5.11 | Residential | CITYWALK RESIDENTIAL 1 LLC |  | K — Accessories | K | K01 | K0101 | K1 Generally | Hardware Set 17 (HW-17) | 2 | Nr. | AED | 1170 | 2340 | 4.01 | Accessories – Door Hardware | Set | 82 | AI | ⚠ | Priced
| Citywalk Plot 5.11 Main Works Contract BOQ (1).xlsx | F |  |  | NEW | CITYWALK PHASE-05, PLOT 5.11 | Residential | CITYWALK RESIDENTIAL 1 LLC |  | K — Accessories | K | K01 | K0101 | K1 Generally | Hardware Set 18 (HW-18) | 1 | Nr. | AED | 2586 | 2586 | 4.01 | Accessories – Door Hardware | Set | 82 | AI | ⚠ | Priced
| Citywalk Plot 5.11 Main Works Contract BOQ (1).xlsx | G |  |  | NEW | CITYWALK PHASE-05, PLOT 5.11 | Residential | CITYWALK RESIDENTIAL 1 LLC |  | K — Accessories | K | K01 | K0101 | K1 Generally | Hardware Set 17 (HW-17); to FHC | 24 | Nr. | AED | 1170 | 28080 | 4.01 | Accessories – Door Hardware | Set | 82 | AI | ⚠ | Priced
| Citywalk Plot 5.11 Main Works Contract BOQ (1).xlsx | H |  |  | NEW | CITYWALK PHASE-05, PLOT 5.11 | Residential | CITYWALK RESIDENTIAL 1 LLC |  | K — Accessories | K | K01 | K0101 | K1 Generally | Hardware Set 02 (HW-02) | 8 | Nr. | AED | 5828 | 46624 | 4.01 | Accessories – Door Hardware | Set | 82 | AI | ⚠ | Priced
| Citywalk Plot 5.11 Main Works Contract BOQ (1).xlsx | J |  |  | NEW | CITYWALK PHASE-05, PLOT 5.11 | Residential | CITYWALK RESIDENTIAL 1 LLC |  | K — Accessories | K | K01 | K0101 | K1 Generally | Hardware Set 04 (HW-04) | 2 | Nr. | AED | 2729 | 5458 | 4.01 | Accessories – Door Hardware | Set | 82 | AI | ⚠ | Priced
| Citywalk Plot 5.11 Main Works Contract BOQ (1).xlsx | K |  |  | NEW | CITYWALK PHASE-05, PLOT 5.11 | Residential | CITYWALK RESIDENTIAL 1 LLC |  | K — Accessories | K | K01 | K0101 | K1 Generally | Hardware Set 05 (HW-05) | 16 | Nr. | AED | 0 | NOT SHOWN IN DRG | 4.01 | Accessories – Door Hardware | Set | 82 | AI | ⚠ | Unpriced
| Citywalk Plot 5.11 Main Works Contract BOQ (1).xlsx | L |  |  | NEW | CITYWALK PHASE-05, PLOT 5.11 | Residential | CITYWALK RESIDENTIAL 1 LLC |  | K — Accessories | K | K01 | K0101 | K1 Generally | Hardware Set 07 (HW-07) | 16 | Nr. | AED | 6198 | 99168 | 4.01 | Accessories – Door Hardware | Set | 82 | AI | ⚠ | Priced
| Citywalk Plot 5.11 Main Works Contract BOQ (1).xlsx | A |  |  | NEW | CITYWALK PHASE-05, PLOT 5.11 | Residential | CITYWALK RESIDENTIAL 1 LLC |  | H — Doors And Windows | H | H02 | H0201 | H2 Windows | Ironmongery; to single leaf doors (HW-05) | 3 | Nr. | AED | 0 | NOT SHOWN IN DRG | 3.01 | Doors & Windows – Ironmongery | Enumerated (nr) | 95 | Rule | ✓ | Unpriced
| Citywalk Plot 5.11 Main Works Contract BOQ (1).xlsx | B |  |  | NEW | CITYWALK PHASE-05, PLOT 5.11 | Residential | CITYWALK RESIDENTIAL 1 LLC |  | H — Doors And Windows | H | H02 | H0201 | H2 Windows | Ironmongery; to single leaf doors (HW-06) | 3 | Nr. | AED | 2349 | 7047 | 3.01 | Doors & Windows – Ironmongery | Enumerated (nr) | 95 | Rule | ✓ | Priced
| Citywalk Plot 5.11 Main Works Contract BOQ (1).xlsx | C |  |  | NEW | CITYWALK PHASE-05, PLOT 5.11 | Residential | CITYWALK RESIDENTIAL 1 LLC |  | H — Doors And Windows | H | H02 | H0201 | H2 Windows | Ironmongery; to double leaf doors (HW-08) | 1 | Nr. | AED | 6010 | 6010 | 3.01 | Doors & Windows – Ironmongery | Enumerated (nr) | 95 | Rule | ✓ | Priced
| Citywalk Plot 5.11 Main Works Contract BOQ (1).xlsx | A |  |  | NEW | CITYWALK PHASE-05, PLOT 5.11 | Residential | CITYWALK RESIDENTIAL 1 LLC |  | A — General Requirements | A | A01 | A0101 | Conditions of contract | Allow for any other works which are not included above and which are required to complete the Doors and Windows in accordance with the Specification and the Drawings (Tenderer to list below) |  | Item | AED |  | 0 | 9.01 | Preliminaries – Contingency | Item | 90 | Rule | ✓ | Unpriced
| Citywalk Plot 5.11 Main Works Contract BOQ (1).xlsx | 1 |  |  | NEW | CITYWALK PHASE-05, PLOT 5.11 | Residential | CITYWALK RESIDENTIAL 1 LLC |  | H — Doors And Windows | H | H01 | H0100 | H1 Doors | Hardware Set 07 (HW-07), to external single leaf door | 1 | Nr. | AED | 6198 | 6198 | 2.06 | Windows and External Doors | Enumerated (nr), Area (m²), Length (m) | 62 | Fuzzy | ⚠ | Priced
| Citywalk Plot 5.11 Main Works Contract BOQ (1).xlsx | 3/H/3/B |  |  | NEW | CITYWALK PHASE-05, PLOT 5.11 | Residential | CITYWALK RESIDENTIAL 1 LLC |  | H — Doors And Windows | H | H02 | H0201 | H2 Windows | Type WD-22; size 1100 x 2200mm high; single leaf door; NFR; AR 35DB | 1 | Nr. | AED | 3180 | 3180 | 2.08 | Internal Doors – Timber Door | Number | 78 | AI | ⚠ | Priced
| Citywalk Plot 5.11 Main Works Contract BOQ (1).xlsx | 3/H/4/B |  |  | NEW | CITYWALK PHASE-05, PLOT 5.11 | Residential | CITYWALK RESIDENTIAL 1 LLC |  | H — Doors And Windows | H | H02 | H0202 | H2 Windows | Single leaf door; 90 minute fire rated; size 1100 x 2200mm high | -2 | Nr. | AED | 2938 | -5876 | 5.11 | Fire & Lightning Protection – Fire Rated Doors | Number | 85 | AI | ✓ | Priced
| Citywalk Plot 5.11 Main Works Contract BOQ (1).xlsx | 3/H/5/A |  |  | NEW | CITYWALK PHASE-05, PLOT 5.11 | Residential | CITYWALK RESIDENTIAL 1 LLC |  | H — Doors And Windows | H | H03 | H0301 | H3 Screens | Curtain wall | -244 | m² | AED | 1171 | -285724 | 3.01 | Doors & Windows – Curtain Wall | Area (m²) | 95 | Rule | ✓ | Priced
| Citywalk Plot 5.11 Main Works Contract BOQ (1).xlsx | 3/H/5/B |  |  | NEW | CITYWALK PHASE-05, PLOT 5.11 | Residential | CITYWALK RESIDENTIAL 1 LLC |  | K — Accessories | K | K01 | K0101 | K1 Generally | Sprandel Panels | 127 | m² | AED | 1799 | 228473 | 3.01 | Finishes – Wall Panels/Cladding | Area (m²) | 72 | AI | ⚠ | Priced
| Citywalk Plot 5.11 Main Works Contract BOQ (1).xlsx | 3/H/6/B |  |  | NEW | CITYWALK PHASE-05, PLOT 5.11 | Residential | CITYWALK RESIDENTIAL 1 LLC |  | C — Concrete Work | C | C04 | C0405 | C4 Shuttering | GRC fascia band cladding; 220mm high; 680mm girth; to slab edges | 121 | m | AED | 625 | 75625 | 2.01 | Frame / Concrete Work | Volume (m³), Weight (t), Area (m²), Length (m), Enumerated (nr) | 61 | Fuzzy | ⚠ | Priced
| Citywalk Plot 5.11 Main Works Contract BOQ (1).xlsx | 3/H/3/- |  |  | NEW | CITYWALK PHASE-05, PLOT 5.11 | Residential | CITYWALK RESIDENTIAL 1 LLC |  | C — Concrete Work | C | C04 | C0405 | C4 Shuttering | GRC fascia band cladding; 600mm high; 880mm girth; to slab edges | 31 | m | AED | 788 | 24428 | 2.01 | Frame / Concrete Work | Volume (m³), Weight (t), Area (m²), Length (m), Enumerated (nr) | 61 | Fuzzy | ⚠ | Priced
| Citywalk Plot 5.11 Main Works Contract BOQ (1).xlsx | 3/H/3/C |  |  | NEW | CITYWALK PHASE-05, PLOT 5.11 | Residential | CITYWALK RESIDENTIAL 1 LLC |  | C — Concrete Work | C | C04 | C0405 | C4 Shuttering | GRC fascia band cladding; 600mm high; 1020mm girth; to slab edges | -9 | m | AED | 956 | -8604 | 2.01 | Frame / Concrete Work | Volume (m³), Weight (t), Area (m²), Length (m), Enumerated (nr) | 61 | Fuzzy | ⚠ | Priced
| Citywalk Plot 5.11 Main Works Contract BOQ (1).xlsx | 3/H/3/- |  |  | NEW | CITYWALK PHASE-05, PLOT 5.11 | Residential | CITYWALK RESIDENTIAL 1 LLC |  | C — Concrete Work | C | C04 | C0405 | C4 Shuttering | GRC fascia band cladding; 600mm high; 1095mm girth; to slab edges | 9 | m | AED | 975 | 8775 | 2.01 | Frame / Concrete Work | Volume (m³), Weight (t), Area (m²), Length (m), Enumerated (nr) | 61 | Fuzzy | ⚠ | Priced
| Citywalk Plot 5.11 Main Works Contract BOQ (1).xlsx | 3/H/3/D |  |  | NEW | CITYWALK PHASE-05, PLOT 5.11 | Residential | CITYWALK RESIDENTIAL 1 LLC |  | C — Concrete Work | C | C04 | C0405 | C4 Shuttering | GRC fascia band cladding; 220mm high; 1640mm girth; to slab edges | -8 | m | AED | 1463 | -11704 | 2.01 | Frame / Concrete Work | Volume (m³), Weight (t), Area (m²), Length (m), Enumerated (nr) | 61 | Fuzzy | ⚠ | Priced
| Citywalk Plot 5.11 Main Works Contract BOQ (1).xlsx | 3/H/3/E |  |  | NEW | CITYWALK PHASE-05, PLOT 5.11 | Residential | CITYWALK RESIDENTIAL 1 LLC |  | C — Concrete Work | C | C02 | C0201 | C2 Poured concrete | GRC fascia band cladding; 600mm high; 1190mm girth; to slab edges; including foil faced mineral wool insulation, fire cavity barrier and cementitious vapour retarder | -22 | m | AED | 1075 | -23650 | 2.01 | Frame / Concrete Work | Volume (m³), Weight (t), Area (m²), Length (m), Enumerated (nr) | 65 | Fuzzy | ⚠ | Priced
| Citywalk Plot 5.11 Main Works Contract BOQ (1).xlsx | 3/H/3/F |  |  | NEW | CITYWALK PHASE-05, PLOT 5.11 | Residential | CITYWALK RESIDENTIAL 1 LLC |  | C — Concrete Work | C | C02 | C0201 | C2 Poured concrete | GRC fascia band cladding; 600mm high; 1080mm girth; to slab edges; including foil faced mineral wool insulation, fire cavity barrier and cementitious vapour retarder | -11 | m | AED | 900 | -9900 | 2.01 | Frame / Concrete Work | Volume (m³), Weight (t), Area (m²), Length (m), Enumerated (nr) | 65 | Fuzzy | ⚠ | Priced
| Citywalk Plot 5.11 Main Works Contract BOQ (1).xlsx | 3/H/3/G |  |  | NEW | CITYWALK PHASE-05, PLOT 5.11 | Residential | CITYWALK RESIDENTIAL 1 LLC |  | C — Concrete Work | C | C02 | C0201 | C2 Poured concrete | GRC fascia band cladding; 600mm high; 1140mm girth; to slab edges; including foil faced mineral wool insulation, fire cavity barrier and cementitious vapour retarder | -15 | m | AED | 1056 | -15840 | 2.01 | Frame / Concrete Work | Volume (m³), Weight (t), Area (m²), Length (m), Enumerated (nr) | 65 | Fuzzy | ⚠ | Priced
| Citywalk Plot 5.11 Main Works Contract BOQ (1).xlsx | A |  |  | NEW | CITYWALK PHASE-05, PLOT 5.11 | Residential | CITYWALK RESIDENTIAL 1 LLC |  | A — General Requirements | A | A01 | A0101 | Conditions of contract | Allow for any other works which are not included above and which are required to complete the Doors and Windows in accordance with the Specification and the Drawings (Tenderer to list below) |  | Item | AED |  | 0 | 9.01 | Preliminaries – Contingency | Item | 90 | Rule | ✓ | Unpriced
| Citywalk Plot 5.11 Main Works Contract BOQ (1).xlsx | 3/H/7/A |  |  | NEW | CITYWALK PHASE-05, PLOT 5.11 | Residential | CITYWALK RESIDENTIAL 1 LLC |  | F — Woodwork | F | F04 | F0401 | F4 Grounds and battens | GRC cladding fascia vertical band; 640mm wide; 940mm girth; 2nr sets; to decorative feature column | 1 | m | AED | 838 | 838 | 3.01 | Woodwork – Cladding Panel | Area (m²) | 85 | Rule | ✓ | Priced
| Citywalk Plot 5.11 Main Works Contract BOQ (1).xlsx | 3/H/7/C |  |  | NEW | CITYWALK PHASE-05, PLOT 5.11 | Residential | CITYWALK RESIDENTIAL 1 LLC |  | J — Finishes | J | J03 | J0302 | J3 Finishings | GRC fascia band cladding; 600mm high; 2020mm girth; to void location | 17 | m | AED | 1806 | 30702 | 3.01 | Internal Finishes | Area (m²), Length (m) | 60 | Fuzzy | ⚠ | Priced
| Citywalk Plot 5.11 Main Works Contract BOQ (1).xlsx | 3/H/7/D |  |  | NEW | CITYWALK PHASE-05, PLOT 5.11 | Residential | CITYWALK RESIDENTIAL 1 LLC |  | J — Finishes | J | J03 | J0302 | J3 Finishings | GRC cladding top; to areas between balconies | 50 | m² | AED | 6676 | 333800 | 3.01 | Internal Finishes | Area (m²), Length (m) | 65 | Fuzzy | ⚠ | Priced
| Citywalk Plot 5.11 Main Works Contract BOQ (1).xlsx | 3/H/7/E |  |  | NEW | CITYWALK PHASE-05, PLOT 5.11 | Residential | CITYWALK RESIDENTIAL 1 LLC |  | K — Accessories | K | K01 | K0102 | K1 Generally | Powder coated aluminium decorative privacy screen | -58 | m² | AED | 3041 | -176378 | 3.01 | Finishes – Decorative Screens | Area (m²) | 75 | AI | ⚠ | Priced
| Citywalk Plot 5.11 Main Works Contract BOQ (1).xlsx | 3/H/8/C |  |  | NEW | CITYWALK PHASE-05, PLOT 5.11 | Residential | CITYWALK RESIDENTIAL 1 LLC |  | G — Thermal And Moisture Protection | G | G04 | G0400 | G4 Insulation | Fiber cement board fascia band cladding; 600mm high; 840mm girth; to slab edges; including foil faced mineral wool insulation | -8 | m | AED | 315 | -2520 | 2.03 | Roof / Thermal & Moisture Protection | Area (m²), Length (m), Enumerated (nr) | 79 | Fuzzy | ⚠ | Priced
| Citywalk Plot 5.11 Main Works Contract BOQ (1).xlsx | 3/H/8/D |  |  | NEW | CITYWALK PHASE-05, PLOT 5.11 | Residential | CITYWALK RESIDENTIAL 1 LLC |  | D — Masonry | D | D04 | D0403 | D4 Reinforcement | Ribbed GRC Panel to typical floors | 1114 | m2 | AED | 890 | 991460 | 2.05 | External Walls – Cladding/Panels | Area (m²) | 82 | AI | ⚠ | Priced
| Citywalk Plot 5.11 Main Works Contract BOQ (1).xlsx | 3/H/8/E |  |  | NEW | CITYWALK PHASE-05, PLOT 5.11 | Residential | CITYWALK RESIDENTIAL 1 LLC |  | H — Doors And Windows | H | H02 | H0201 | H2 Windows | Ironmongery set to single leaf door, Hardware Set 07 (HW-07) | 16 | Nr. | AED | 6198 | 99168 | 3.01 | Doors & Windows – Ironmongery | Enumerated (nr) | 95 | Rule | ✓ | Priced
| Citywalk Plot 5.11 Main Works Contract BOQ (1).xlsx | A |  |  | NEW | CITYWALK PHASE-05, PLOT 5.11 | Residential | CITYWALK RESIDENTIAL 1 LLC |  | J — Finishes | J | J03 | J0301 | J3 Finishings | Floors; 50mm thick; to receive tiles | 10738 | m² | AED | 66 | 708708 | 3.01 | Finishes – Floor Screeds/Backgrounds | Area (m²) | 85 | AI | ✓ | Priced
| Citywalk Plot 5.11 Main Works Contract BOQ (1).xlsx | B |  |  | NEW | CITYWALK PHASE-05, PLOT 5.11 | Residential | CITYWALK RESIDENTIAL 1 LLC |  | J — Finishes | J | J03 | J0301 | J3 Finishings | Floors; 50mm thick; to receive rubber | 162 | m² | AED | 66 | 10692 | 3.01 | Finishes – Floor Screeds/Backgrounds | Area (m²) | 85 | AI | ✓ | Priced
| Citywalk Plot 5.11 Main Works Contract BOQ (1).xlsx | C |  |  | NEW | CITYWALK PHASE-05, PLOT 5.11 | Residential | CITYWALK RESIDENTIAL 1 LLC |  | J — Finishes | J | J03 | J0301 | J3 Finishings | Floors; 50mm thick; to receive Epoxy paint | 568 | m² | AED | 66 | 37488 | 3.01 | Finishes – Floor Screeds/Backgrounds | Area (m²) | 85 | AI | ✓ | Priced
| Citywalk Plot 5.11 Main Works Contract BOQ (1).xlsx | D |  |  | NEW | CITYWALK PHASE-05, PLOT 5.11 | Residential | CITYWALK RESIDENTIAL 1 LLC |  | B — Site Work | B | B09 | B0901 | B9 Excavation | Plaster; to receive tiles | 603 | m² | AED | 48 | 28944 | 8.01 | Site Works, Drainage, External Services & Landscaping | Volume (m³), Length (m), Area (m²), Enumerated (nr), Item | 65 | Fuzzy | ⚠ | Priced
| Citywalk Plot 5.11 Main Works Contract BOQ (1).xlsx | E |  |  | NEW | CITYWALK PHASE-05, PLOT 5.11 | Residential | CITYWALK RESIDENTIAL 1 LLC |  | B — Site Work | B | B09 | B0901 | B9 Excavation | Plaster; to receive paint | 6309 | m² | AED | 48 | 302832 | 8.01 | Site Works, Drainage, External Services & Landscaping | Volume (m³), Length (m), Area (m²), Enumerated (nr), Item | 65 | Fuzzy | ⚠ | Priced
| Citywalk Plot 5.11 Main Works Contract BOQ (1).xlsx | F |  |  | NEW | CITYWALK PHASE-05, PLOT 5.11 | Residential | CITYWALK RESIDENTIAL 1 LLC |  | J — Finishes | J | J02 | J0201 | J2 Backgrounds | Plaster; to receive wood paneling | 157 | m² | AED | 48 | 7536 | 3.01 | Finishes – Wall Plaster/Backgrounds | Area (m²) | 88 | AI | ✓ | Priced
| Citywalk Plot 5.11 Main Works Contract BOQ (1).xlsx | A |  |  | NEW | CITYWALK PHASE-05, PLOT 5.11 | Residential | CITYWALK RESIDENTIAL 1 LLC |  | C — Concrete Work | C | C02 | C0201 | C2 Poured concrete | To walls; to receive porcelain tiles; to apartments | 4891 | m² | AED | 48 | 234768 | 2.01 | Upper Floors / Walls | Volume (m³) | 93 | Rule | ✓ | Priced
| Citywalk Plot 5.11 Main Works Contract BOQ (1).xlsx | B |  |  | NEW | CITYWALK PHASE-05, PLOT 5.11 | Residential | CITYWALK RESIDENTIAL 1 LLC |  | J — Finishes | J | J02 | J0201 | J2 Backgrounds | Plaster; to receive stone; to apartment | 397 | m² | AED | 48 | 19056 | 3.01 | Finishes – Wall Plaster/Backgrounds | Area (m²) | 88 | AI | ✓ | Priced
| Citywalk Plot 5.11 Main Works Contract BOQ (1).xlsx | C |  |  | NEW | CITYWALK PHASE-05, PLOT 5.11 | Residential | CITYWALK RESIDENTIAL 1 LLC |  | C — Concrete Work | C | C02 | C0201 | C2 Poured concrete | To walls; to receive paint; to apartment | 18410 | m² | AED | 48 | 883680 | 2.01 | Upper Floors / Walls | Volume (m³) | 93 | Rule | ✓ | Priced
| Citywalk Plot 5.11 Main Works Contract BOQ (1).xlsx | D |  |  | NEW | CITYWALK PHASE-05, PLOT 5.11 | Residential | CITYWALK RESIDENTIAL 1 LLC |  | J — Finishes | J | J03 | J0301 | J3 Finishings | Floors; 50mm thick; to receive tiles | 2242 | m² | AED | 69 | 154698 | 3.01 | Finishes – Floor Screeds/Backgrounds | Area (m²) | 85 | AI | ✓ | Priced
| Citywalk Plot 5.11 Main Works Contract BOQ (1).xlsx | E |  |  | NEW | CITYWALK PHASE-05, PLOT 5.11 | Residential | CITYWALK RESIDENTIAL 1 LLC |  | J — Finishes | J | J03 | J0301 | J3 Finishings | To typical floor levels; | 2647 | m² | AED | 0 | N/A as per TQR 195 | 3.01 | Finishes – Floor Screeds/Backgrounds | Area (m²) | 85 | AI | ✓ | Unpriced
| Citywalk Plot 5.11 Main Works Contract BOQ (1).xlsx | F |  |  | NEW | CITYWALK PHASE-05, PLOT 5.11 | Residential | CITYWALK RESIDENTIAL 1 LLC |  | F — Woodwork | F | F02 | F0201 | F2 Structural timbers | To Lower roof walls | 1369 | m² | AED | 64 | 87616 | 2.01 | Frame / Woodwork | Length (m), Area (m²), Enumerated (nr) | 79 | Fuzzy | ⚠ | Priced
| Citywalk Plot 5.11 Main Works Contract BOQ (1).xlsx | G |  |  | NEW | CITYWALK PHASE-05, PLOT 5.11 | Residential | CITYWALK RESIDENTIAL 1 LLC |  | J — Finishes | J | J02 | J0201 | J2 Backgrounds | To walls in podium balcony area | 38 | m² | AED | 64 | 2432 | 3.01 | Finishes – Wall | Area (m²) | 88 | Rule | ✓ | Priced
| Citywalk Plot 5.11 Main Works Contract BOQ (1).xlsx | H |  |  | NEW | CITYWALK PHASE-05, PLOT 5.11 | Residential | CITYWALK RESIDENTIAL 1 LLC |  | J — Finishes | J | J02 | J0201 | J2 Backgrounds | To wall in L05 balcony | 29 | m² | AED | 64 | 1856 | 3.01 | Finishes – Wall Plaster/Backgrounds | Area (m²) | 85 | AI | ✓ | Priced
| Citywalk Plot 5.11 Main Works Contract BOQ (1).xlsx | J |  |  | NEW | CITYWALK PHASE-05, PLOT 5.11 | Residential | CITYWALK RESIDENTIAL 1 LLC |  | C — Concrete Work | C | C02 | C0201 | C2 Poured concrete | To walls in decorative columns | 231 | m² | AED | 64 | 14784 | 2.01 | Frame | Volume (m³) | 95 | Rule | ✓ | Priced
| Citywalk Plot 5.11 Main Works Contract BOQ (1).xlsx | A |  |  | NEW | CITYWALK PHASE-05, PLOT 5.11 | Residential | CITYWALK RESIDENTIAL 1 LLC |  | A — General Requirements | A | A07 | A0701 | Contractor's facilities | To water tank base | 15 | m² | AED | 62 | 930 | 9.01 | Preliminaries / General Requirements | Item | 65 | Fuzzy | ⚠ | Priced
| Citywalk Plot 5.11 Main Works Contract BOQ (1).xlsx | B |  |  | NEW | CITYWALK PHASE-05, PLOT 5.11 | Residential | CITYWALK RESIDENTIAL 1 LLC |  | C — Concrete Work | C | C02 | C0201 | C2 Poured concrete | To stepped planter walls; type-W01 | 24 | m² | AED | 62 | 1488 | 2.01 | Upper Floors / Walls | Volume (m³) | 93 | Rule | ✓ | Priced
| Citywalk Plot 5.11 Main Works Contract BOQ (1).xlsx | C |  |  | NEW | CITYWALK PHASE-05, PLOT 5.11 | Residential | CITYWALK RESIDENTIAL 1 LLC |  | J — Finishes | J | J02 | J0201 | J2 Backgrounds | to Upper roof; parapet wall | 1372 | m² | AED | 62 | 85064 | 3.01 | Finishes – Wall Plaster/Backgrounds | Area (m²) | 85 | AI | ✓ | Priced
| Citywalk Plot 5.11 Main Works Contract BOQ (1).xlsx | D |  |  | NEW | CITYWALK PHASE-05, PLOT 5.11 | Residential | CITYWALK RESIDENTIAL 1 LLC |  | C — Concrete Work | C | C02 | C0201 | C2 Poured concrete | to Upstand below parapet walls; upper roof area | 90 | m² | AED | 62 | 5580 | 2.01 | Frame | Volume (m³) | 90 | Rule | ✓ | Priced
| Citywalk Plot 5.11 Main Works Contract BOQ (1).xlsx | E |  |  | NEW | CITYWALK PHASE-05, PLOT 5.11 | Residential | CITYWALK RESIDENTIAL 1 LLC |  | J — Finishes | J | J03 | J0301 | J3 Finishings | to MEP roof; water tank base | 16 | m² | AED | 62 | 992 | 3.01 | Finishes – Floor Screeds/Backgrounds | Area (m²) | 85 | AI | ✓ | Priced
| Citywalk Plot 5.11 Main Works Contract BOQ (1).xlsx | F |  |  | NEW | CITYWALK PHASE-05, PLOT 5.11 | Residential | CITYWALK RESIDENTIAL 1 LLC |  | Q — Mechanical Engineering Installations | Q | Q04 | Q0400 | Q4 Equipment | to MEP roof; FAHU equipment base | 14 | m² | AED | 62 | 868 | 5.06 | Mechanical Engineering Installations | Length (m), Weight (t), Area (m²), Enumerated (nr), Item | 79 | Fuzzy | ⚠ | Priced
| Citywalk Plot 5.11 Main Works Contract BOQ (1).xlsx | A |  |  | NEW | CITYWALK PHASE-05, PLOT 5.11 | Residential | CITYWALK RESIDENTIAL 1 LLC |  | J — Finishes | J | J03 | J0311 | J3 Finishings | Type A-FL-01; size 200 x 1200 x 9mm thk. | 7710 | m² | AED | 104 | 801840 | 3.01 | Finishes – Floor Tiles | Area (m²) | 82 | AI | ⚠ | Priced
| Citywalk Plot 5.11 Main Works Contract BOQ (1).xlsx | A |  |  | NEW | CITYWALK PHASE-05, PLOT 5.11 | Residential | CITYWALK RESIDENTIAL 1 LLC |  | J — Finishes | J | J03 | J0311 | J3 Finishings | Type A-FL-02; size 600 x 600 x 9mm thk | 1292 | m² | AED | 79 | 102068 | 3.01 | Finishes – Floor Tiles | Area (m²) | 82 | AI | ⚠ | Priced
| Citywalk Plot 5.11 Main Works Contract BOQ (1).xlsx | B |  |  | NEW | CITYWALK PHASE-05, PLOT 5.11 | Residential | CITYWALK RESIDENTIAL 1 LLC |  | J — Finishes | J | J03 | J0311 | J3 Finishings | Type A-FL-03; size 600 x 600 x 9mm thk. | 59 | m² | AED | 79 | 4661 | 3.01 | Finishes – Floor Tiles | Area (m²) | 82 | AI | ⚠ | Priced
| Citywalk Plot 5.11 Main Works Contract BOQ (1).xlsx | C |  |  | NEW | CITYWALK PHASE-05, PLOT 5.11 | Residential | CITYWALK RESIDENTIAL 1 LLC |  | J — Finishes | J | J03 | J0311 | J3 Finishings | Type FF01b; size 300 x 300 x 10mm; to wet area | 32 | m² | AED | 45 | 1440 | 3.01 | Finishes – Floor Tiles | Area (m²) | 82 | AI | ⚠ | Priced
| Citywalk Plot 5.11 Main Works Contract BOQ (1).xlsx | D |  |  | NEW | CITYWALK PHASE-05, PLOT 5.11 | Residential | CITYWALK RESIDENTIAL 1 LLC |  | J — Finishes | J | J03 | J0311 | J3 Finishings | Type FF07; size 300 x 300 x 10mm; to BOH toilet and Garbage Room | 60 | m² | AED | 45 | 2700 | 3.01 | Finishes – Floor Tiles | Area (m²) | 82 | AI | ⚠ | Priced
| Citywalk Plot 5.11 Main Works Contract BOQ (1).xlsx | A |  |  | NEW | CITYWALK PHASE-05, PLOT 5.11 | Residential | CITYWALK RESIDENTIAL 1 LLC |  | J — Finishes | J | J03 | J0311 | J3 Finishings | Type FF17; size 300 x 300 x 13mm; to Service lobby | 57 | m² | AED | 45 | 2565 | 3.01 | Finishes – Floor Tiles | Area (m²) | 82 | AI | ⚠ | Priced
| Citywalk Plot 5.11 Main Works Contract BOQ (1).xlsx | B |  |  | NEW | CITYWALK PHASE-05, PLOT 5.11 | Residential | CITYWALK RESIDENTIAL 1 LLC |  | J — Finishes | J | J03 | J0311 | J3 Finishings | Type C-FL-05; size 600x1200mm ; to Corridors | 1338 | m² | AED | 148 | 198024 | 3.01 | Finishes – Floor Tiles | Area (m²) | 82 | AI | ⚠ | Priced
| Citywalk Plot 5.11 Main Works Contract BOQ (1).xlsx | C |  |  | NEW | CITYWALK PHASE-05, PLOT 5.11 | Residential | CITYWALK RESIDENTIAL 1 LLC |  | J — Finishes | J | J03 | J0311 | J3 Finishings | Type C-FL-03;size 600x600mm; to Changing room | 48 | m² | AED | 93 | 4464 | 3.01 | Finishes – Floor Tiles | Area (m²) | 82 | AI | ⚠ | Priced
| Citywalk Plot 5.11 Main Works Contract BOQ (1).xlsx | D |  |  | NEW | CITYWALK PHASE-05, PLOT 5.11 | Residential | CITYWALK RESIDENTIAL 1 LLC |  | J — Finishes | J | J03 | J0311 | J3 Finishings | Type C-FL-04;to Changing room | 1 | m² | AED | 93 | 93 | 3.01 | Finishes – Floor Tiles | Area (m²) | 82 | AI | ⚠ | Priced
| Citywalk Plot 5.11 Main Works Contract BOQ (1).xlsx | E |  |  | NEW | CITYWALK PHASE-05, PLOT 5.11 | Residential | CITYWALK RESIDENTIAL 1 LLC |  | J — Finishes | J | J03 | J0311 | J3 Finishings | Type C-FL-01A;to lift lobby | 140 | m² | AED | 143 | 20020 | 3.01 | Finishes – Floor Tiles | Area (m²) | 82 | AI | ⚠ | Priced
| Citywalk Plot 5.11 Main Works Contract BOQ (1).xlsx | F |  |  | NEW | CITYWALK PHASE-05, PLOT 5.11 | Residential | CITYWALK RESIDENTIAL 1 LLC |  | J — Finishes | J | J03 | J0311 | J3 Finishings | Type C-FL-02;to Gym | 162 | m² | AED | 1183 | 191646 | 3.01 | Finishes – Floor Tiles | Area (m²) | 82 | AI | ⚠ | Priced
| Citywalk Plot 5.11 Main Works Contract BOQ (1).xlsx | G |  |  | NEW | CITYWALK PHASE-05, PLOT 5.11 | Residential | CITYWALK RESIDENTIAL 1 LLC |  | J — Finishes | J | J03 | J0321 | J3 Finishings | Type A-FL-01; 130mm wide; to apartment | 461 | m | AED | 15 | 6915 | 3.01 | Finishes – Skirting/Trim | Length (m) | 85 | AI | ✓ | Priced
| Citywalk Plot 5.11 Main Works Contract BOQ (1).xlsx | H |  |  | NEW | CITYWALK PHASE-05, PLOT 5.11 | Residential | CITYWALK RESIDENTIAL 1 LLC |  | J — Finishes | J | J03 | J0321 | J3 Finishings | Type A-FL-02; 130mm wide; to apartment | 295 | m | AED | 0 | Not Shown in Dwg | 3.01 | Finishes – Skirting/Trim | Length (m) | 85 | AI | ✓ | Unpriced
| Citywalk Plot 5.11 Main Works Contract BOQ (1).xlsx | A |  |  | NEW | CITYWALK PHASE-05, PLOT 5.11 | Residential | CITYWALK RESIDENTIAL 1 LLC |  | J — Finishes | J | J03 | J0321 | J3 Finishings | Type A-TH-01; 130mm wide; to apartment | 116 | m | AED | 0 | Not Shown in Dwg | 3.01 | Finishes – Skirting/Trim | Length (m) | 85 | AI | ✓ | Unpriced
| Citywalk Plot 5.11 Main Works Contract BOQ (1).xlsx | B |  |  | NEW | CITYWALK PHASE-05, PLOT 5.11 | Residential | CITYWALK RESIDENTIAL 1 LLC |  | J — Finishes | J | J03 | J0321 | J3 Finishings | Type A-TH-02; 130mm wide; to apartment | 30 | m | AED | 0 | Not Shown in Dwg | 3.01 | Finishes – Skirting/Trim | Length (m) | 85 | AI | ✓ | Unpriced
| Citywalk Plot 5.11 Main Works Contract BOQ (1).xlsx | C |  |  | NEW | CITYWALK PHASE-05, PLOT 5.11 | Residential | CITYWALK RESIDENTIAL 1 LLC |  | J — Finishes | J | J03 | J0321 | J3 Finishings | Type A-TH-01; 150mm wide; to changing room | 7 | m | AED | 251 | 1757 | 3.01 | Finishes – Skirting/Trim | Length (m) | 85 | AI | ✓ | Priced
| Citywalk Plot 5.11 Main Works Contract BOQ (1).xlsx | D |  |  | NEW | CITYWALK PHASE-05, PLOT 5.11 | Residential | CITYWALK RESIDENTIAL 1 LLC |  | P — Conveying Systems | P | P03 | P0301 | P3 Work incidental to conveying systems | Type C-TH-01; 200mm wide; to service and lift lobbies | 47 | m | AED | 136 | 6392 | 5.10 | Lift and Conveyor Installations | Enumerated (nr), Item | 65 | Fuzzy | ⚠ | Priced
| Citywalk Plot 5.11 Main Works Contract BOQ (1).xlsx | E |  |  | NEW | CITYWALK PHASE-05, PLOT 5.11 | Residential | CITYWALK RESIDENTIAL 1 LLC |  | J — Finishes | J | J03 | J0321 | J3 Finishings | Type A-SK-01; 100mm high to apartment | 1901 | m | AED | 23 | 43723 | 3.01 | Finishes – Skirting/Trim | Length (m) | 85 | AI | ✓ | Priced
| Citywalk Plot 5.11 Main Works Contract BOQ (1).xlsx | F |  |  | NEW | CITYWALK PHASE-05, PLOT 5.11 | Residential | CITYWALK RESIDENTIAL 1 LLC |  | J — Finishes | J | J03 | J0321 | J3 Finishings | Type A-SK-02; 100mm high to apartment Bathrooms | 578 | m | AED | 18 | 10404 | 3.01 | Finishes – Skirting/Trim | Length (m) | 85 | AI | ✓ | Priced
| Citywalk Plot 5.11 Main Works Contract BOQ (1).xlsx | G |  |  | NEW | CITYWALK PHASE-05, PLOT 5.11 | Residential | CITYWALK RESIDENTIAL 1 LLC |  | J — Finishes | J | J03 | J0321 | J3 Finishings | Type A-SK-03; 100mm high to apartment Bathrooms | 2712 | m | AED | 23 | 62376 | 3.01 | Finishes – Skirting/Trim | Length (m) | 85 | AI | ✓ | Priced
| Citywalk Plot 5.11 Main Works Contract BOQ (1).xlsx | H |  |  | NEW | CITYWALK PHASE-05, PLOT 5.11 | Residential | CITYWALK RESIDENTIAL 1 LLC |  | J — Finishes | J | J03 | J0321 | J3 Finishings | Type A-SK-05; 100mm high to apartment Bathrooms | 51 | m | AED | 18 | 918 | 3.01 | Finishes – Skirting/Trim | Length (m) | 85 | AI | ✓ | Priced
| Citywalk Plot 5.11 Main Works Contract BOQ (1).xlsx | A |  |  | NEW | CITYWALK PHASE-05, PLOT 5.11 | Residential | CITYWALK RESIDENTIAL 1 LLC |  | J — Finishes | J | J03 | J0321 | J3 Finishings | Type A-SK-04; 100mm high to apartment kitchen | 163 | m | AED | 0 | Included | 3.01 | Finishes – Skirting/Trim | Length (m) | 85 | AI | ✓ | Unpriced
| Citywalk Plot 5.11 Main Works Contract BOQ (1).xlsx | B |  |  | NEW | CITYWALK PHASE-05, PLOT 5.11 | Residential | CITYWALK RESIDENTIAL 1 LLC |  | C — Concrete Work | C | C04 | C0401 | C4 Shuttering | Type A-SK-06; 20mm high to round column | 54 | m | AED | 55 | 2970 | 2.01 | Frame / Concrete Work | Volume (m³), Weight (t), Area (m²), Length (m), Enumerated (nr) | 62 | Fuzzy | ⚠ | Priced
| Citywalk Plot 5.11 Main Works Contract BOQ (1).xlsx | C |  |  | NEW | CITYWALK PHASE-05, PLOT 5.11 | Residential | CITYWALK RESIDENTIAL 1 LLC |  | J — Finishes | J | J03 | J0321 | J3 Finishings | Type SK-01; 100mm high | 119 | m | AED | 11 | 1309 | 3.01 | Finishes – Skirting/Trim | Length (m) | 85 | AI | ✓ | Priced
| Citywalk Plot 5.11 Main Works Contract BOQ (1).xlsx | D |  |  | NEW | CITYWALK PHASE-05, PLOT 5.11 | Residential | CITYWALK RESIDENTIAL 1 LLC |  | J — Finishes | J | J03 | J0321 | J3 Finishings | Type C-SK-01; to Lift Lobby | 86 | m | AED | 44 | 3784 | 3.01 | Finishes – Skirting/Trim | Length (m) | 85 | AI | ✓ | Priced
| Citywalk Plot 5.11 Main Works Contract BOQ (1).xlsx | E |  |  | NEW | CITYWALK PHASE-05, PLOT 5.11 | Residential | CITYWALK RESIDENTIAL 1 LLC |  | J — Finishes | J | J03 | J0321 | J3 Finishings | Type C-SK-02; 100mm high | 1188 | m | AED | 42 | 49896 | 3.01 | Finishes – Skirting/Trim | Length (m) | 85 | AI | ✓ | Priced
| Citywalk Plot 5.11 Main Works Contract BOQ (1).xlsx | A |  |  | NEW | CITYWALK PHASE-05, PLOT 5.11 | Residential | CITYWALK RESIDENTIAL 1 LLC |  | J — Finishes | J | J03 | J0321 | J3 Finishings | Type C-SK-03; to Gym | 42 | m | AED | 57 | 2394 | 3.01 | Finishes – Skirting/Trim | Length (m) | 85 | AI | ✓ | Priced
| Citywalk Plot 5.11 Main Works Contract BOQ (1).xlsx | B |  |  | NEW | CITYWALK PHASE-05, PLOT 5.11 | Residential | CITYWALK RESIDENTIAL 1 LLC |  | J — Finishes | J | J04 | J0402 | J4 Sundries | Type C-PT-06 | 62 | m | AED | 20 | 1240 | 3.01 | Finishes – Paint Finishes | Area (m²) | 80 | AI | ⚠ | Priced
| Citywalk Plot 5.11 Main Works Contract BOQ (1).xlsx | C |  |  | NEW | CITYWALK PHASE-05, PLOT 5.11 | Residential | CITYWALK RESIDENTIAL 1 LLC |  | P — Conveying Systems | P | P03 | P0301 | P3 Work incidental to conveying systems | Type C-MT-06; to Lift lobby and corridors | 36 | m | AED | 83 | 2988 | 5.10 | Lift and Conveyor Installations | Enumerated (nr), Item | 63 | Fuzzy | ⚠ | Priced
| Citywalk Plot 5.11 Main Works Contract BOQ (1).xlsx | D |  |  | NEW | CITYWALK PHASE-05, PLOT 5.11 | Residential | CITYWALK RESIDENTIAL 1 LLC |  | J — Finishes | J | J03 | J0311 | J3 Finishings | Type A-FL-01; size 200 x 1200 x 9mm thk. | 7710 | m² | AED | 66 | 508860 | 3.01 | Finishes – Floor Tiles | Area (m²) | 82 | AI | ⚠ | Priced
| Citywalk Plot 5.11 Main Works Contract BOQ (1).xlsx | E |  |  | NEW | CITYWALK PHASE-05, PLOT 5.11 | Residential | CITYWALK RESIDENTIAL 1 LLC |  | J — Finishes | J | J03 | J0311 | J3 Finishings | Type A-FL-02; size 600 x 600 x 9mm thk | 1292 | m² | AED | 56 | 72352 | 3.01 | Finishes – Floor Tiles | Area (m²) | 82 | AI | ⚠ | Priced
| Citywalk Plot 5.11 Main Works Contract BOQ (1).xlsx | F |  |  | NEW | CITYWALK PHASE-05, PLOT 5.11 | Residential | CITYWALK RESIDENTIAL 1 LLC |  | J — Finishes | J | J03 | J0311 | J3 Finishings | Type A-FL-03; size 600 x 600 x 9mm thk. | 59 | m² | AED | 56 | 3304 | 3.01 | Finishes – Floor Tiles | Area (m²) | 82 | AI | ⚠ | Priced
| Citywalk Plot 5.11 Main Works Contract BOQ (1).xlsx | A |  |  | NEW | CITYWALK PHASE-05, PLOT 5.11 | Residential | CITYWALK RESIDENTIAL 1 LLC |  | J — Finishes | J | J03 | J0311 | J3 Finishings | Type FF01b; size 300 x 300 x 10mm; to wet area | 32 | m² | AED | 56 | 1792 | 3.01 | Finishes – Floor Tiles | Area (m²) | 82 | AI | ⚠ | Priced
| Citywalk Plot 5.11 Main Works Contract BOQ (1).xlsx | B |  |  | NEW | CITYWALK PHASE-05, PLOT 5.11 | Residential | CITYWALK RESIDENTIAL 1 LLC |  | J — Finishes | J | J03 | J0301 | J3 Finishings | Type FF07; size 300 x 300 x 10mm; to BOH toilet and Garbage Room | 60 | m² | AED | 56 | 3360 | 3.01 | Finishes – Floor Tiles | Area (m²) | 85 | AI | ✓ | Priced
| Citywalk Plot 5.11 Main Works Contract BOQ (1).xlsx | C |  |  | NEW | CITYWALK PHASE-05, PLOT 5.11 | Residential | CITYWALK RESIDENTIAL 1 LLC |  | J — Finishes | J | J03 | J0301 | J3 Finishings | Type FF17; size 300 x 300 x 13mm; to Service lobby | 57 | m² | AED | 51 | 2907 | 3.01 | Finishes – Floor Tiles | Area (m²) | 85 | AI | ✓ | Priced
| Citywalk Plot 5.11 Main Works Contract BOQ (1).xlsx | D |  |  | NEW | CITYWALK PHASE-05, PLOT 5.11 | Residential | CITYWALK RESIDENTIAL 1 LLC |  | J — Finishes | J | J03 | J0301 | J3 Finishings | Type C-FL-05; size 600x1200mm ; to Corridors | 1338 | m² | AED | 51 | 68238 | 3.01 | Finishes – Floor Tiles | Area (m²) | 85 | AI | ✓ | Priced
| Citywalk Plot 5.11 Main Works Contract BOQ (1).xlsx | E |  |  | NEW | CITYWALK PHASE-05, PLOT 5.11 | Residential | CITYWALK RESIDENTIAL 1 LLC |  | J — Finishes | J | J03 | J0301 | J3 Finishings | Type C-FL-03;size 600x600mm; to Changing room | 48 | m² | AED | 51 | 2448 | 3.01 | Finishes – Floor Tiles | Area (m²) | 85 | AI | ✓ | Priced
| Citywalk Plot 5.11 Main Works Contract BOQ (1).xlsx | F |  |  | NEW | CITYWALK PHASE-05, PLOT 5.11 | Residential | CITYWALK RESIDENTIAL 1 LLC |  | J — Finishes | J | J03 | J0301 | J3 Finishings | Type C-FL-04;to Changing room | 1 | m² | AED | 51 | 51 | 3.01 | Finishes – Floor Tiles | Area (m²) | 80 | AI | ⚠ | Priced
| Citywalk Plot 5.11 Main Works Contract BOQ (1).xlsx | G |  |  | NEW | CITYWALK PHASE-05, PLOT 5.11 | Residential | CITYWALK RESIDENTIAL 1 LLC |  | J — Finishes | J | J03 | J0301 | J3 Finishings | Type C-FL-01A;to lift lobby | 140 | m² | AED | 51 | 7140 | 3.01 | Finishes – Floor Tiles | Area (m²) | 85 | AI | ✓ | Priced
| Citywalk Plot 5.11 Main Works Contract BOQ (1).xlsx | A |  |  | NEW | CITYWALK PHASE-05, PLOT 5.11 | Residential | CITYWALK RESIDENTIAL 1 LLC |  | J — Finishes | J | J03 | J0301 | J3 Finishings | Type C-FL-02;to Gym | 162 | m² | AED | 0 | Included | 3.01 | Finishes – Floor Tiles | Area (m²) | 85 | AI | ✓ | Unpriced
| Citywalk Plot 5.11 Main Works Contract BOQ (1).xlsx | B |  |  | NEW | CITYWALK PHASE-05, PLOT 5.11 | Residential | CITYWALK RESIDENTIAL 1 LLC |  | J — Finishes | J | J03 | J0302 | J3 Finishings | Type A-FL-01; 130mm wide; to apartment | 461 | m | AED | 75 | 34575 | 3.01 | Finishes – Skirtings/Trims | Linear (m) | 80 | AI | ⚠ | Priced
| Citywalk Plot 5.11 Main Works Contract BOQ (1).xlsx | C |  |  | NEW | CITYWALK PHASE-05, PLOT 5.11 | Residential | CITYWALK RESIDENTIAL 1 LLC |  | J — Finishes | J | J03 | J0302 | J3 Finishings | Type A-FL-02; 130mm wide; to apartment | 295 | m | AED | 0 | Not shown in Dwg | 3.01 | Finishes – Skirtings/Trims | Linear (m) | 80 | AI | ⚠ | Unpriced
| Citywalk Plot 5.11 Main Works Contract BOQ (1).xlsx | D |  |  | NEW | CITYWALK PHASE-05, PLOT 5.11 | Residential | CITYWALK RESIDENTIAL 1 LLC |  | J — Finishes | J | J03 | J0303 | J3 Finishings | Type A-TH-01; 130mm wide; to apartment | 116 | m | AED | 0 | Not shown in Dwg | 3.01 | Finishes – Wall Trims | Linear (m) | 75 | AI | ⚠ | Unpriced
| Citywalk Plot 5.11 Main Works Contract BOQ (1).xlsx | E |  |  | NEW | CITYWALK PHASE-05, PLOT 5.11 | Residential | CITYWALK RESIDENTIAL 1 LLC |  | J — Finishes | J | J03 | J0303 | J3 Finishings | Type A-TH-02; 130mm wide; to apartment | 30 | m | AED | 0 | Not shown in Dwg | 3.01 | Finishes – Wall Trims | Linear (m) | 75 | AI | ⚠ | Unpriced
| Citywalk Plot 5.11 Main Works Contract BOQ (1).xlsx | F |  |  | NEW | CITYWALK PHASE-05, PLOT 5.11 | Residential | CITYWALK RESIDENTIAL 1 LLC |  | J — Finishes | J | J03 | J0303 | J3 Finishings | Type A-TH-01; 150mm wide; to changing room | 7 | m | AED | 75 | 525 | 3.01 | Finishes – Wall Trims | Linear (m) | 75 | AI | ⚠ | Priced
| Citywalk Plot 5.11 Main Works Contract BOQ (1).xlsx | G |  |  | NEW | CITYWALK PHASE-05, PLOT 5.11 | Residential | CITYWALK RESIDENTIAL 1 LLC |  | P — Conveying Systems | P | P03 | P0301 | P3 Work incidental to conveying systems | Type C-TH-01; 200mm wide; to service and lift lobbies | 47 | m | AED | 75 | 3525 | 5.10 | Lift and Conveyor Installations | Enumerated (nr), Item | 65 | Fuzzy | ⚠ | Priced
| Citywalk Plot 5.11 Main Works Contract BOQ (1).xlsx | H |  |  | NEW | CITYWALK PHASE-05, PLOT 5.11 | Residential | CITYWALK RESIDENTIAL 1 LLC |  | J — Finishes | J | J03 | J0302 | J3 Finishings | Type A-SK-01; 100mm high to apartment | 1901 | m | AED | 13 | 24713 | 3.01 | Finishes – Skirtings | Linear (m) | 85 | AI | ✓ | Priced
| Citywalk Plot 5.11 Main Works Contract BOQ (1).xlsx | J |  |  | NEW | CITYWALK PHASE-05, PLOT 5.11 | Residential | CITYWALK RESIDENTIAL 1 LLC |  | J — Finishes | J | J03 | J0302 | J3 Finishings | Type A-SK-02; 100mm high to apartment Bathrooms | 578 | m | AED | 13 | 7514 | 3.01 | Finishes – Skirtings | Linear (m) | 85 | AI | ✓ | Priced
| Citywalk Plot 5.11 Main Works Contract BOQ (1).xlsx | K |  |  | NEW | CITYWALK PHASE-05, PLOT 5.11 | Residential | CITYWALK RESIDENTIAL 1 LLC |  | J — Finishes | J | J03 | J0302 | J3 Finishings | Type A-SK-03; 100mm high to apartment Bathrooms | 2712 | m | AED | 13 | 35256 | 3.01 | Finishes – Skirtings | Linear (m) | 85 | AI | ✓ | Priced
| Citywalk Plot 5.11 Main Works Contract BOQ (1).xlsx | L |  |  | NEW | CITYWALK PHASE-05, PLOT 5.11 | Residential | CITYWALK RESIDENTIAL 1 LLC |  | J — Finishes | J | J03 | J0302 | J3 Finishings | Type A-SK-05; 100mm high to apartment Bathrooms | 51 | m | AED | 13 | 663 | 3.01 | Finishes – Skirtings | Linear (m) | 85 | AI | ✓ | Priced
| Citywalk Plot 5.11 Main Works Contract BOQ (1).xlsx | A |  |  | NEW | CITYWALK PHASE-05, PLOT 5.11 | Residential | CITYWALK RESIDENTIAL 1 LLC |  | J — Finishes | J | J03 | J0302 | J3 Finishings | Type A-SK-04; 100mm high to apartment kitchen | 163 | m | AED | 0 | Included | 3.01 | Finishes – Skirtings | Linear (m) | 85 | AI | ✓ | Unpriced
| Citywalk Plot 5.11 Main Works Contract BOQ (1).xlsx | B |  |  | NEW | CITYWALK PHASE-05, PLOT 5.11 | Residential | CITYWALK RESIDENTIAL 1 LLC |  | C — Concrete Work | C | C04 | C0401 | C4 Shuttering | Type A-SK-06; 20mm high to round column | 54 | m | AED | 20 | 1080 | 2.01 | Frame / Concrete Work | Volume (m³), Weight (t), Area (m²), Length (m), Enumerated (nr) | 62 | Fuzzy | ⚠ | Priced
| Citywalk Plot 5.11 Main Works Contract BOQ (1).xlsx | C |  |  | NEW | CITYWALK PHASE-05, PLOT 5.11 | Residential | CITYWALK RESIDENTIAL 1 LLC |  | J — Finishes | J | J03 | J0302 | J3 Finishings | Type SK-01; 100mm high | 111 | m | AED | 13 | 1443 | 3.01 | Finishes – Skirtings | Linear (m) | 80 | AI | ⚠ | Priced
| Citywalk Plot 5.11 Main Works Contract BOQ (1).xlsx | D |  |  | NEW | CITYWALK PHASE-05, PLOT 5.11 | Residential | CITYWALK RESIDENTIAL 1 LLC |  | J — Finishes | J | J03 | J0302 | J3 Finishings | Type C-SK-01; to Lift Lobby | 171 | m | AED | 31 | 5301 | 3.01 | Finishes – Skirtings | Linear (m) | 85 | AI | ✓ | Priced
| Citywalk Plot 5.11 Main Works Contract BOQ (1).xlsx | E |  |  | NEW | CITYWALK PHASE-05, PLOT 5.11 | Residential | CITYWALK RESIDENTIAL 1 LLC |  | J — Finishes | J | J03 | J0302 | J3 Finishings | Type C-SK-02; 100mm high | 1188 | m | AED | 13 | 15444 | 3.01 | Finishes – Skirtings | Linear (m) | 85 | AI | ✓ | Priced
| Citywalk Plot 5.11 Main Works Contract BOQ (1).xlsx | F |  |  | NEW | CITYWALK PHASE-05, PLOT 5.11 | Residential | CITYWALK RESIDENTIAL 1 LLC |  | J — Finishes | J | J03 | J0302 | J3 Finishings | Type C-SK-03; to Gym | 42 | m | AED | 20 | 840 | 3.01 | Finishes – Skirtings | Linear (m) | 85 | AI | ✓ | Priced
| Citywalk Plot 5.11 Main Works Contract BOQ (1).xlsx | G |  |  | NEW | CITYWALK PHASE-05, PLOT 5.11 | Residential | CITYWALK RESIDENTIAL 1 LLC |  | P — Conveying Systems | P | P03 | P0301 | P3 Work incidental to conveying systems | Type C-MT-06; to Lift lobby and corridors | 36 | m | AED | 25 | 900 | 5.10 | Lift and Conveyor Installations | Enumerated (nr), Item | 63 | Fuzzy | ⚠ | Priced
| Citywalk Plot 5.11 Main Works Contract BOQ (1).xlsx | A |  |  | NEW | CITYWALK PHASE-05, PLOT 5.11 | Residential | CITYWALK RESIDENTIAL 1 LLC |  | K — Accessories | K | K02 | K0201 | K2 Partitions | To lift lobby; C-TL-01 | 285 | m² | AED | 135 | 38475 | 4.01 | FF&E – Fittings & Furnishings (Supply Only) | Item | 75 | AI | ⚠ | Priced
| Citywalk Plot 5.11 Main Works Contract BOQ (1).xlsx | B |  |  | NEW | CITYWALK PHASE-05, PLOT 5.11 | Residential | CITYWALK RESIDENTIAL 1 LLC |  | K — Accessories | K | K02 | K0201 | K2 Partitions | To changing rooms; C-TL-02 | 185 | m² | AED | 159 | 29415 | 4.01 | FF&E – Fittings & Furnishings (Supply Only) | Item | 75 | AI | ⚠ | Priced
| Citywalk Plot 5.11 Main Works Contract BOQ (1).xlsx | C |  |  | NEW | CITYWALK PHASE-05, PLOT 5.11 | Residential | CITYWALK RESIDENTIAL 1 LLC |  | K — Accessories | K | K02 | K0201 | K2 Partitions | To changing rooms; C-TL-03 | 15 | m² | AED | 465 | 6975 | 4.01 | FF&E – Fittings & Furnishings (Supply Only) | Item | 75 | AI | ⚠ | Priced
| Citywalk Plot 5.11 Main Works Contract BOQ (1).xlsx | D |  |  | NEW | CITYWALK PHASE-05, PLOT 5.11 | Residential | CITYWALK RESIDENTIAL 1 LLC |  | K — Accessories | K | K02 | K0201 | K2 Partitions | To garbage room; public area; WF-06 | 117 | m² | AED | 43 | 5031 | 4.01 | FF&E – Fittings & Furnishings (Supply Only) | Item | 70 | AI | ⚠ | Priced
| Citywalk Plot 5.11 Main Works Contract BOQ (1).xlsx | E |  |  | NEW | CITYWALK PHASE-05, PLOT 5.11 | Residential | CITYWALK RESIDENTIAL 1 LLC |  | K — Accessories | K | K02 | K0201 | K2 Partitions | Type T01; size 600 x 600mm; to apartment | 3489 | m² | AED | 79 | 275631 | 4.01 | FF&E – Fittings & Furnishings (Supply Only) | Item | 70 | AI | ⚠ | Priced
| Citywalk Plot 5.11 Main Works Contract BOQ (1).xlsx | A |  |  | NEW | CITYWALK PHASE-05, PLOT 5.11 | Residential | CITYWALK RESIDENTIAL 1 LLC |  | J — Finishes | J | J03 | J0303 | J3 Finishings | Type T02; size 600 x 1200mm; to apartments | 1362 | m² | AED | 101 | 137562 | 3.01 | Finishes – Wall Trims | Area (m²) | 75 | AI | ⚠ | Priced
| Citywalk Plot 5.11 Main Works Contract BOQ (1).xlsx | B |  |  | NEW | CITYWALK PHASE-05, PLOT 5.11 | Residential | CITYWALK RESIDENTIAL 1 LLC |  | J — Finishes | J | J03 | J0303 | J3 Finishings | Type T03; size 600 x 600mm; to apartments | 40 | m² | AED | 79 | 3160 | 3.01 | Finishes – Wall Trims | Area (m²) | 75 | AI | ⚠ | Priced
| Citywalk Plot 5.11 Main Works Contract BOQ (1).xlsx | C |  |  | NEW | CITYWALK PHASE-05, PLOT 5.11 | Residential | CITYWALK RESIDENTIAL 1 LLC |  | K — Accessories | K | K02 | K0201 | K2 Partitions | To lift lobby; C-TL-01 | 285 | m² | AED | 58 | 16530 | 4.01 | FF&E – Installation Only | Item | 75 | AI | ⚠ | Priced
| Citywalk Plot 5.11 Main Works Contract BOQ (1).xlsx | D |  |  | NEW | CITYWALK PHASE-05, PLOT 5.11 | Residential | CITYWALK RESIDENTIAL 1 LLC |  | K — Accessories | K | K02 | K0201 | K2 Partitions | To changing rooms; C-TL-02 | 172 | m² | AED | 63 | 10836 | 4.01 | FF&E – Installation Only | Item | 75 | AI | ⚠ | Priced
| Citywalk Plot 5.11 Main Works Contract BOQ (1).xlsx | E |  |  | NEW | CITYWALK PHASE-05, PLOT 5.11 | Residential | CITYWALK RESIDENTIAL 1 LLC |  | K — Accessories | K | K02 | K0201 | K2 Partitions | To changing rooms; C-TL-03 | 15 | m² | AED | 63 | 945 | 4.01 | FF&E – Installation Only | Item | 75 | AI | ⚠ | Priced
| Citywalk Plot 5.11 Main Works Contract BOQ (1).xlsx | A |  |  | NEW | CITYWALK PHASE-05, PLOT 5.11 | Residential | CITYWALK RESIDENTIAL 1 LLC |  | J — Finishes | J | J03 | J0303 | J3 Finishings | To garbage room; public area; WF-06 | 117 | m² | AED | 63 | 7371 | 3.01 | Finishes – Wall Trims | Area (m²) | 70 | AI | ⚠ | Priced
| Citywalk Plot 5.11 Main Works Contract BOQ (1).xlsx | B |  |  | NEW | CITYWALK PHASE-05, PLOT 5.11 | Residential | CITYWALK RESIDENTIAL 1 LLC |  | J — Finishes | J | J03 | J0303 | J3 Finishings | Type T01; size 600 x 600mm; to apartment | 3489 | m² | AED | 63 | 219807 | 3.01 | Finishes – Wall Trims | Area (m²) | 75 | AI | ⚠ | Priced
| Citywalk Plot 5.11 Main Works Contract BOQ (1).xlsx | C |  |  | NEW | CITYWALK PHASE-05, PLOT 5.11 | Residential | CITYWALK RESIDENTIAL 1 LLC |  | J — Finishes | J | J03 | J0303 | J3 Finishings | Type T02; size 600 x 1200mm; to apartments | 1362 | m² | AED | 63 | 85806 | 3.01 | Finishes – Wall Trims | Area (m²) | 75 | AI | ⚠ | Priced
| Citywalk Plot 5.11 Main Works Contract BOQ (1).xlsx | D |  |  | NEW | CITYWALK PHASE-05, PLOT 5.11 | Residential | CITYWALK RESIDENTIAL 1 LLC |  | J — Finishes | J | J03 | J0303 | J3 Finishings | Type T03; size 600 x 600mm; to apartments | 40 | m² | AED | 63 | 2520 | 3.01 | Finishes – Wall Trims | Area (m²) | 75 | AI | ⚠ | Priced
| Citywalk Plot 5.11 Main Works Contract BOQ (1).xlsx | E |  |  | NEW | CITYWALK PHASE-05, PLOT 5.11 | Residential | CITYWALK RESIDENTIAL 1 LLC |  | H — Doors And Windows | H | H00 | H0000 |  | To door top board and side panel fixed to the wall | 157 | m² | AED | 715 | 112255 | 2.06 | Windows and External Doors | Enumerated (nr), Area (m²), Length (m) | 72 | Fuzzy | ⚠ | Priced
| Citywalk Plot 5.11 Main Works Contract BOQ (1).xlsx | A |  |  | NEW | CITYWALK PHASE-05, PLOT 5.11 | Residential | CITYWALK RESIDENTIAL 1 LLC |  | H — Doors And Windows | H | H05 | H0501 | H5 Glass | To basement; including (1200 x 410mm type C-MI-03 panel to the top of the lift door) | 16 | Nr. | AED | 1560 | 24960 | 2.06 | Windows and External Doors | Enumerated (nr), Area (m²), Length (m) | 60 | Fuzzy | ⚠ | Priced
| Citywalk Plot 5.11 Main Works Contract BOQ (1).xlsx | B |  |  | NEW | CITYWALK PHASE-05, PLOT 5.11 | Residential | CITYWALK RESIDENTIAL 1 LLC |  | J — Finishes | J | J02 | J0201 | J2 Backgrounds | Porcelain tile to bathtub wall surround; to apartments | 1 | Item | AED | 8276 | 8276 | 3.01 | Internal Finishes | Area (m²), Length (m) | 65 | Fuzzy | ⚠ | Priced
| Citywalk Plot 5.11 Main Works Contract BOQ (1).xlsx | C |  |  | NEW | CITYWALK PHASE-05, PLOT 5.11 | Residential | CITYWALK RESIDENTIAL 1 LLC |  | J — Finishes | J | J03 | J0301 | J3 Finishings | 300 x 150 x height varies | 177 | Nr. | AED | 368 | 65136 | 3.01 | Finishes – Wall Tiles | Area (m²) | 80 | AI | ⚠ | Priced
| Citywalk Plot 5.11 Main Works Contract BOQ (1).xlsx | D |  |  | NEW | CITYWALK PHASE-05, PLOT 5.11 | Residential | CITYWALK RESIDENTIAL 1 LLC |  | J — Finishes | J | J03 | J0302 | J3 Finishings | Type A-FL-04; size 600 x 600 x 9mm thk.; Floor Tile, Cream RT finish to balcony | 2242 | m² | AED | 99 | 221958 | 3.01 | Internal Finishes | Area (m²), Length (m) | 60 | Fuzzy | ⚠ | Priced
| Citywalk Plot 5.11 Main Works Contract BOQ (1).xlsx | E |  |  | NEW | CITYWALK PHASE-05, PLOT 5.11 | Residential | CITYWALK RESIDENTIAL 1 LLC |  | J — Finishes | J | J03 | J0302 | J3 Finishings | Type A-FL-04; size 600 x 600 x 9mm thk.; Floor Tile, Cream RT finish to balcony | 2242 | m² | AED | 56 | 125552 | 3.01 | Internal Finishes | Area (m²), Length (m) | 60 | Fuzzy | ⚠ | Priced
| Citywalk Plot 5.11 Main Works Contract BOQ (1).xlsx | A |  |  | NEW | CITYWALK PHASE-05, PLOT 5.11 | Residential | CITYWALK RESIDENTIAL 1 LLC |  | J — Finishes | J | J05 | J0501 | J5 Suspended ceilings | To ceilings; drop not exceeding 500mm | 4641 | m² | AED | 98 | 454818 | 3.01 | Internal Finishes | Area (m²), Length (m) | 76 | Fuzzy | ⚠ | Priced
| Citywalk Plot 5.11 Main Works Contract BOQ (1).xlsx | B |  |  | NEW | CITYWALK PHASE-05, PLOT 5.11 | Residential | CITYWALK RESIDENTIAL 1 LLC |  | J — Finishes | J | J05 | J0501 | J5 Suspended ceilings | To ceilings; ceiling drop over 500mm but not exceeding 1000mm | 2092 | m² | AED | 100 | 209200 | 3.01 | Internal Finishes | Area (m²), Length (m) | 77 | Fuzzy | ⚠ | Priced
| Citywalk Plot 5.11 Main Works Contract BOQ (1).xlsx | C |  |  | NEW | CITYWALK PHASE-05, PLOT 5.11 | Residential | CITYWALK RESIDENTIAL 1 LLC |  | J — Finishes | J | J03 | J0303 | J3 Finishings | Bulkhead; 150mm high | 520 | m | AED | 23 | 11960 | 3.01 | Finishes – Wall Trims | Linear (m) | 75 | AI | ⚠ | Priced
| Citywalk Plot 5.11 Main Works Contract BOQ (1).xlsx | D |  |  | NEW | CITYWALK PHASE-05, PLOT 5.11 | Residential | CITYWALK RESIDENTIAL 1 LLC |  | J — Finishes | J | J03 | J0303 | J3 Finishings | Bulkhead; 195mm high | 2000 | m | AED | 25 | 50000 | 3.01 | Finishes – Wall Trims | Linear (m) | 75 | AI | ⚠ | Priced
| Citywalk Plot 5.11 Main Works Contract BOQ (1).xlsx | A |  |  | NEW | CITYWALK PHASE-05, PLOT 5.11 | Residential | CITYWALK RESIDENTIAL 1 LLC |  | J — Finishes | J | J05 | J0501 | J5 Suspended ceilings | Bulkhead; 300mm high | 888 | m | AED | 38 | 33744 | 3.01 | Finishes – Gypsum Bulkhead | Length (m) | 95 | Rule | ✓ | Priced
| Citywalk Plot 5.11 Main Works Contract BOQ (1).xlsx | B |  |  | NEW | CITYWALK PHASE-05, PLOT 5.11 | Residential | CITYWALK RESIDENTIAL 1 LLC |  | M — Furnishings | M | M02 | M0200 | M2 Curtain track | Curtain cove; 325mm high | 1304 | m | AED | 153 | 199512 | 4.01 | Furnishings | Enumerated (nr), Length (m), Item | 69 | Fuzzy | ⚠ | Priced
| Citywalk Plot 5.11 Main Works Contract BOQ (1).xlsx | C |  |  | NEW | CITYWALK PHASE-05, PLOT 5.11 | Residential | CITYWALK RESIDENTIAL 1 LLC |  | J — Finishes | J | J04 | J0402 | J4 Sundries | Cove light; 65 x 100mm | 4711 | m | AED | 63 | 296793 | 3.01 | Finishes – Ceiling Elements | Linear (m) | 80 | AI | ⚠ | Priced
| Citywalk Plot 5.11 Main Works Contract BOQ (1).xlsx | D |  |  | NEW | CITYWALK PHASE-05, PLOT 5.11 | Residential | CITYWALK RESIDENTIAL 1 LLC |  | J — Finishes | J | J05 | J0501 | J5 Suspended ceilings | To ceilings; drop not exceeding 500mm | 57 | m² | AED | 106 | 6042 | 3.01 | Internal Finishes | Area (m²), Length (m) | 76 | Fuzzy | ⚠ | Priced
| Citywalk Plot 5.11 Main Works Contract BOQ (1).xlsx | E |  |  | NEW | CITYWALK PHASE-05, PLOT 5.11 | Residential | CITYWALK RESIDENTIAL 1 LLC |  | J — Finishes | J | J05 | J0501 | J5 Suspended ceilings | To ceilings; ceiling drop over 500mm but not exceeding 1000mm | 2003 | m² | AED | 109 | 218327 | 3.01 | Internal Finishes | Area (m²), Length (m) | 77 | Fuzzy | ⚠ | Priced
| Citywalk Plot 5.11 Main Works Contract BOQ (1).xlsx | F |  |  | NEW | CITYWALK PHASE-05, PLOT 5.11 | Residential | CITYWALK RESIDENTIAL 1 LLC |  | J — Finishes | J | J05 | J0501 | J5 Suspended ceilings | Bulkhead; 200mm high | 379 | m | AED | 26 | 9854 | 3.01 | Finishes – Gypsum Bulkhead | Length (m) | 95 | Rule | ✓ | Priced
| Citywalk Plot 5.11 Main Works Contract BOQ (1).xlsx | G |  |  | NEW | CITYWALK PHASE-05, PLOT 5.11 | Residential | CITYWALK RESIDENTIAL 1 LLC |  | J — Finishes | J | J04 | J0402 | J4 Sundries | Cove light; 65 x 100mm | 379 | m | AED | 63 | 23877 | 3.01 | Finishes – Ceiling Elements | Linear (m) | 80 | AI | ⚠ | Priced
| Citywalk Plot 5.11 Main Works Contract BOQ (1).xlsx | H |  |  | NEW | CITYWALK PHASE-05, PLOT 5.11 | Residential | CITYWALK RESIDENTIAL 1 LLC |  | J — Finishes | J | J04 | J0402 | J4 Sundries | Extra over for access panel; 300 x 300mm | 21 | Nr. | AED | 0 | Included | 3.01 | Finishes – Suspended Ceiling Accessories | Item | 75 | AI | ⚠ | Unpriced
| Citywalk Plot 5.11 Main Works Contract BOQ (1).xlsx | J |  |  | NEW | CITYWALK PHASE-05, PLOT 5.11 | Residential | CITYWALK RESIDENTIAL 1 LLC |  | J — Finishes | J | J04 | J0402 | J4 Sundries | Extra over for access panel; 400 x 400mm | 211 | Nr. | AED | 0 | Included | 3.01 | Finishes – Suspended Ceiling Accessories | Item | 75 | AI | ⚠ | Unpriced
| Citywalk Plot 5.11 Main Works Contract BOQ (1).xlsx | K |  |  | NEW | CITYWALK PHASE-05, PLOT 5.11 | Residential | CITYWALK RESIDENTIAL 1 LLC |  | J — Finishes | J | J04 | J0402 | J4 Sundries | Extra over for access panel; 470 x 470mm | 14 | Nr. | AED | 0 | Included | 3.01 | Finishes – Suspended Ceiling Accessories | Item | 75 | AI | ⚠ | Unpriced
| Citywalk Plot 5.11 Main Works Contract BOQ (1).xlsx | L |  |  | NEW | CITYWALK PHASE-05, PLOT 5.11 | Residential | CITYWALK RESIDENTIAL 1 LLC |  | J — Finishes | J | J04 | J0402 | J4 Sundries | Extra over for access panel; 600 x 600mm | 177 | Nr. | AED | 0 | Included | 3.01 | Finishes – Suspended Ceiling Accessories | Item | 75 | AI | ⚠ | Unpriced
| Citywalk Plot 5.11 Main Works Contract BOQ (1).xlsx | M |  |  | NEW | CITYWALK PHASE-05, PLOT 5.11 | Residential | CITYWALK RESIDENTIAL 1 LLC |  | J — Finishes | J | J05 | J0501 | J5 Suspended ceilings | To ceilings; drop not exceeding 500mm | 1420 | m² | AED | 98 | 139160 | 3.01 | Internal Finishes | Area (m²), Length (m) | 76 | Fuzzy | ⚠ | Priced
| Citywalk Plot 5.11 Main Works Contract BOQ (1).xlsx | A |  |  | NEW | CITYWALK PHASE-05, PLOT 5.11 | Residential | CITYWALK RESIDENTIAL 1 LLC |  | J — Finishes | J | J05 | J0501 | J5 Suspended ceilings | To bulkhead; 200mm high | 874 | m | AED | 25 | 21850 | 3.01 | Finishes – Gypsum Bulkhead | Length (m) | 95 | Rule | ✓ | Priced
| Citywalk Plot 5.11 Main Works Contract BOQ (1).xlsx | B |  |  | NEW | CITYWALK PHASE-05, PLOT 5.11 | Residential | CITYWALK RESIDENTIAL 1 LLC |  | J — Finishes | J | J04 | J0404 | J4 Sundries | Cove light; 65 x 100mm | 874 | m | AED | 63 | 55062 | 3.01 | Finishes – Suspended Ceiling Accessories | Linear (m) | 78 | AI | ⚠ | Priced
| Citywalk Plot 5.11 Main Works Contract BOQ (1).xlsx | C |  |  | NEW | CITYWALK PHASE-05, PLOT 5.11 | Residential | CITYWALK RESIDENTIAL 1 LLC |  | J — Finishes | J | J04 | J0402 | J4 Sundries | Extra over for access panel; 400 x 400mm | 7 | Nr. | AED | 0 | Included | 3.01 | Finishes – Suspended Ceiling Accessories | Item | 75 | AI | ⚠ | Unpriced
| Citywalk Plot 5.11 Main Works Contract BOQ (1).xlsx | D |  |  | NEW | CITYWALK PHASE-05, PLOT 5.11 | Residential | CITYWALK RESIDENTIAL 1 LLC |  | J — Finishes | J | J04 | J0402 | J4 Sundries | Extra over for access panel; 600 x 600mm | 37 | Nr. | AED | 0 | Included | 3.01 | Finishes – Suspended Ceiling Accessories | Item | 75 | AI | ⚠ | Unpriced
| Citywalk Plot 5.11 Main Works Contract BOQ (1).xlsx | E |  |  | NEW | CITYWALK PHASE-05, PLOT 5.11 | Residential | CITYWALK RESIDENTIAL 1 LLC |  | J — Finishes | J | J05 | J0501 | J5 Suspended ceilings | To ceilings; drop not exceeding 500mm | 34 | m² | AED | 98 | 3332 | 3.01 | Internal Finishes | Area (m²), Length (m) | 76 | Fuzzy | ⚠ | Priced
| Citywalk Plot 5.11 Main Works Contract BOQ (1).xlsx | F |  |  | NEW | CITYWALK PHASE-05, PLOT 5.11 | Residential | CITYWALK RESIDENTIAL 1 LLC |  | J — Finishes | J | J04 | J0401 | J4 Sundries | To bulkhead; 325mm high | 21 | m | AED | 43 | 903 | 3.01 | Finishes – Suspended Ceiling | Area (m²) | 80 | AI | ⚠ | Priced
| Citywalk Plot 5.11 Main Works Contract BOQ (1).xlsx | G |  |  | NEW | CITYWALK PHASE-05, PLOT 5.11 | Residential | CITYWALK RESIDENTIAL 1 LLC |  | J — Finishes | J | J04 | J0402 | J4 Sundries | Extra over for access panel; 600 x 600mm | 1 | Nr. | AED | 0 | Included | 3.01 | Finishes – Suspended Ceiling Accessories | Item | 75 | AI | ⚠ | Unpriced
| Citywalk Plot 5.11 Main Works Contract BOQ (1).xlsx | H |  |  | NEW | CITYWALK PHASE-05, PLOT 5.11 | Residential | CITYWALK RESIDENTIAL 1 LLC |  | J — Finishes | J | J04 | J0401 | J4 Sundries | To 2200 x 1935mm size panel | 12 | Nr. | AED | 7555 | 90660 | 3.01 | Finishes – Suspended Ceiling | Area (m²) | 82 | AI | ⚠ | Priced
| Citywalk Plot 5.11 Main Works Contract BOQ (1).xlsx | J |  |  | NEW | CITYWALK PHASE-05, PLOT 5.11 | Residential | CITYWALK RESIDENTIAL 1 LLC |  | J — Finishes | J | J04 | J0401 | J4 Sundries | To 2200 x 1455mm size panel | 1 | Nr. | AED | 5681 | 5681 | 3.01 | Finishes – Suspended Ceiling | Area (m²) | 82 | AI | ⚠ | Priced
| Citywalk Plot 5.11 Main Works Contract BOQ (1).xlsx | K |  |  | NEW | CITYWALK PHASE-05, PLOT 5.11 | Residential | CITYWALK RESIDENTIAL 1 LLC |  | J — Finishes | J | J04 | J0401 | J4 Sundries | To 2200 x 1455/1055mm size panel | 1 | Nr. | AED | 5681 | 5681 | 3.01 | Finishes – Suspended Ceiling | Area (m²) | 82 | AI | ⚠ | Priced
| Citywalk Plot 5.11 Main Works Contract BOQ (1).xlsx | L |  |  | NEW | CITYWALK PHASE-05, PLOT 5.11 | Residential | CITYWALK RESIDENTIAL 1 LLC |  | J — Finishes | J | J04 | J0401 | J4 Sundries | To 5745 x 2200mm size panel | 2 | Nr. | AED | 22430 | 44860 | 3.01 | Finishes – Suspended Ceiling | Area (m²) | 82 | AI | ⚠ | Priced
| Citywalk Plot 5.11 Main Works Contract BOQ (1).xlsx | A |  |  | NEW | CITYWALK PHASE-05, PLOT 5.11 | Residential | CITYWALK RESIDENTIAL 1 LLC |  | J — Finishes | J | J05 | J0501 | J5 Suspended ceilings | To ceilings; drop not exceeding 500mm | 2 | m² | AED | 98 | 196 | 3.01 | Internal Finishes | Area (m²), Length (m) | 76 | Fuzzy | ⚠ | Priced
| Citywalk Plot 5.11 Main Works Contract BOQ (1).xlsx | B |  |  | NEW | CITYWALK PHASE-05, PLOT 5.11 | Residential | CITYWALK RESIDENTIAL 1 LLC |  | J — Finishes | J | J05 | J0501 | J5 Suspended ceilings | To ceilings; ceiling drop over 500mm but not exceeding 1000mm | 48 | m² | AED | 103 | 4944 | 3.01 | Internal Finishes | Area (m²), Length (m) | 77 | Fuzzy | ⚠ | Priced
| Citywalk Plot 5.11 Main Works Contract BOQ (1).xlsx | C |  |  | NEW | CITYWALK PHASE-05, PLOT 5.11 | Residential | CITYWALK RESIDENTIAL 1 LLC |  | J — Finishes | J | J04 | J0401 | J4 Sundries | To bulkhead; 325mm high | 10 | m | AED | 43 | 430 | 3.01 | Finishes – Suspended Ceiling | Area (m²) | 80 | AI | ⚠ | Priced
| Citywalk Plot 5.11 Main Works Contract BOQ (1).xlsx | D |  |  | NEW | CITYWALK PHASE-05, PLOT 5.11 | Residential | CITYWALK RESIDENTIAL 1 LLC |  | J — Finishes | J | J04 | J0404 | J4 Sundries | Cove light; 65 x 100mm | 10 | m | AED | 63 | 630 | 3.01 | Finishes – Suspended Ceiling Accessories | Linear (m) | 78 | AI | ⚠ | Priced
| Citywalk Plot 5.11 Main Works Contract BOQ (1).xlsx | E |  |  | NEW | CITYWALK PHASE-05, PLOT 5.11 | Residential | CITYWALK RESIDENTIAL 1 LLC |  | J — Finishes | J | J04 | J0402 | J4 Sundries | Extra over for access panel; 400 x 400mm | 3 | Nr. | AED | 0 | Included | 3.01 | Finishes – Suspended Ceiling Accessories | Item | 75 | AI | ⚠ | Unpriced
| Citywalk Plot 5.11 Main Works Contract BOQ (1).xlsx | F |  |  | NEW | CITYWALK PHASE-05, PLOT 5.11 | Residential | CITYWALK RESIDENTIAL 1 LLC |  | J — Finishes | J | J04 | J0402 | J4 Sundries | Extra over for access panel; 600 x 600mm | 3 | Nr. | AED | 0 | Included | 3.01 | Finishes – Suspended Ceiling Accessories | Item | 75 | AI | ⚠ | Unpriced
| Citywalk Plot 5.11 Main Works Contract BOQ (1).xlsx | G |  |  | NEW | CITYWALK PHASE-05, PLOT 5.11 | Residential | CITYWALK RESIDENTIAL 1 LLC |  | J — Finishes | J | J05 | J0501 | J5 Suspended ceilings | To Ceilings; drop not exceeding 500mm | 50 | m² | AED | 300 | 15000 | 3.01 | Internal Finishes | Area (m²), Length (m) | 76 | Fuzzy | ⚠ | Priced
| Citywalk Plot 5.11 Main Works Contract BOQ (1).xlsx | H |  |  | NEW | CITYWALK PHASE-05, PLOT 5.11 | Residential | CITYWALK RESIDENTIAL 1 LLC |  | J — Finishes | J | J05 | J0501 | J5 Suspended ceilings | To Ceilings; drop not exceeding 500mm | 1621 | m² | AED | 183 | 296643 | 3.01 | Internal Finishes | Area (m²), Length (m) | 76 | Fuzzy | ⚠ | Priced
| Citywalk Plot 5.11 Main Works Contract BOQ (1).xlsx | A |  |  | NEW | CITYWALK PHASE-05, PLOT 5.11 | Residential | CITYWALK RESIDENTIAL 1 LLC |  | J — Finishes | J | J03 | J0301 | J3 Finishings | Type FF10; to BOH area | 147 | m² | AED | 73 | 10731 | 3.01 | Finishes – Floor Finish | Area (m²) | 85 | AI | ✓ | Priced
| Citywalk Plot 5.11 Main Works Contract BOQ (1).xlsx | B |  |  | NEW | CITYWALK PHASE-05, PLOT 5.11 | Residential | CITYWALK RESIDENTIAL 1 LLC |  | B — Site Work | B | B09 | B0901 | B9 Excavation | Type FF12 | 52 | m² | AED | 73 | 3796 | 8.01 | Site Works, Drainage, External Services & Landscaping | Volume (m³), Length (m), Area (m²), Enumerated (nr), Item | 62 | Fuzzy | ⚠ | Priced
| Citywalk Plot 5.11 Main Works Contract BOQ (1).xlsx | C |  |  | NEW | CITYWALK PHASE-05, PLOT 5.11 | Residential | CITYWALK RESIDENTIAL 1 LLC |  | J — Finishes | J | J03 | J0301 | J3 Finishings | Type FF13 ; to Pump room | 8 | m² | AED | 73 | 584 | 3.01 | Finishes – Floor Finish | Area (m²) | 85 | AI | ✓ | Priced
| Citywalk Plot 5.11 Main Works Contract BOQ (1).xlsx | D |  |  | NEW | CITYWALK PHASE-05, PLOT 5.11 | Residential | CITYWALK RESIDENTIAL 1 LLC |  | J — Finishes | J | J03 | J0301 | J3 Finishings | Type FF16; to Stairs | 366 | m² | AED | 73 | 26718 | 3.01 | Finishes – Floor Finish | Area (m²) | 85 | AI | ✓ | Priced
| Citywalk Plot 5.11 Main Works Contract BOQ (1).xlsx | E |  |  | NEW | CITYWALK PHASE-05, PLOT 5.11 | Residential | CITYWALK RESIDENTIAL 1 LLC |  | J — Finishes | J | J03 | J0302 | J3 Finishings | Type SK-04; 100mm high | 274 | m | AED | 24 | 6576 | 3.01 | Finishes – Floor Accessories | Linear (m) | 80 | AI | ⚠ | Priced
| Citywalk Plot 5.11 Main Works Contract BOQ (1).xlsx | F |  |  | NEW | CITYWALK PHASE-05, PLOT 5.11 | Residential | CITYWALK RESIDENTIAL 1 LLC |  | J — Finishes | J | J03 | J0302 | J3 Finishings | Type SK-06; 100mm high | 35 | m | AED | 26 | 910 | 3.01 | Finishes – Floor Accessories | Linear (m) | 80 | AI | ⚠ | Priced
| Citywalk Plot 5.11 Main Works Contract BOQ (1).xlsx | A |  |  | NEW | CITYWALK PHASE-05, PLOT 5.11 | Residential | CITYWALK RESIDENTIAL 1 LLC |  | J — Finishes | J | J02 | J0201 | J2 Backgrounds | Type PT-01; to apartments | 16861 | m² | AED | 23 | 387803 | 3.01 | Finishes – Wall Finish | Area (m²) | 85 | AI | ✓ | Priced
| Citywalk Plot 5.11 Main Works Contract BOQ (1).xlsx | B |  |  | NEW | CITYWALK PHASE-05, PLOT 5.11 | Residential | CITYWALK RESIDENTIAL 1 LLC |  | J — Finishes | J | J02 | J0201 | J2 Backgrounds | Type PT02; to apartments | 1001 | m² | AED | 20 | 20020 | 3.01 | Finishes – Wall Finish | Area (m²) | 85 | AI | ✓ | Priced
| Citywalk Plot 5.11 Main Works Contract BOQ (1).xlsx | C |  |  | NEW | CITYWALK PHASE-05, PLOT 5.11 | Residential | CITYWALK RESIDENTIAL 1 LLC |  | J — Finishes | J | J02 | J0201 | J2 Backgrounds | Type PT02; to apartments | 548 | m² | AED | 20 | 10960 | 3.01 | Finishes – Wall Finish | Area (m²) | 85 | AI | ✓ | Priced
| Citywalk Plot 5.11 Main Works Contract BOQ (1).xlsx | D |  |  | NEW | CITYWALK PHASE-05, PLOT 5.11 | Residential | CITYWALK RESIDENTIAL 1 LLC |  | J — Finishes | J | J02 | J0201 | J2 Backgrounds | To changing | 11 | m² | AED | 150 | 1650 | 3.01 | Finishes – Wall Finish | Area (m²) | 82 | AI | ⚠ | Priced
| Citywalk Plot 5.11 Main Works Contract BOQ (1).xlsx | E |  |  | NEW | CITYWALK PHASE-05, PLOT 5.11 | Residential | CITYWALK RESIDENTIAL 1 LLC |  | J — Finishes | J | J02 | J0201 | J2 Backgrounds | To changing | 40 | m² | AED | 150 | 6000 | 3.01 | Finishes – Wall Finish | Area (m²) | 82 | AI | ⚠ | Priced
| Citywalk Plot 5.11 Main Works Contract BOQ (1).xlsx | F |  |  | NEW | CITYWALK PHASE-05, PLOT 5.11 | Residential | CITYWALK RESIDENTIAL 1 LLC |  | J — Finishes | J | J02 | J0201 | J2 Backgrounds | To gym | 74 | m² | AED | 150 | 11100 | 3.01 | Finishes – Wall Finish | Area (m²) | 82 | AI | ⚠ | Priced
| Citywalk Plot 5.11 Main Works Contract BOQ (1).xlsx | A |  |  | NEW | CITYWALK PHASE-05, PLOT 5.11 | Residential | CITYWALK RESIDENTIAL 1 LLC |  | J — Finishes | J | J05 | J0501 | J5 Suspended ceilings | To corridor; C-PA-03 | 3289 | m² | AED | 0 | Not Shown in Dwg | 3.01 | Finishes – Decoration/Painting | Area (m²) | 84 | AI | ⚠ | Unpriced
| Citywalk Plot 5.11 Main Works Contract BOQ (1).xlsx | B |  |  | NEW | CITYWALK PHASE-05, PLOT 5.11 | Residential | CITYWALK RESIDENTIAL 1 LLC |  | H — Doors And Windows | H | H00 | H0000 |  | To door top board and side panel fixed to the wall | 157 | m² | AED | 81 | 12717 | 2.06 | Windows and External Doors | Enumerated (nr), Area (m²), Length (m) | 72 | Fuzzy | ⚠ | Priced
| Citywalk Plot 5.11 Main Works Contract BOQ (1).xlsx | C |  |  | NEW | CITYWALK PHASE-05, PLOT 5.11 | Residential | CITYWALK RESIDENTIAL 1 LLC |  | J — Finishes | J | J05 | J0501 | J5 Suspended ceilings | To garbage room; WF-06 | 47 | m² | AED | 4 | 188 | 3.01 | Finishes – Decoration/Painting | Area (m²) | 84 | AI | ⚠ | Priced
| Citywalk Plot 5.11 Main Works Contract BOQ (1).xlsx | D |  |  | NEW | CITYWALK PHASE-05, PLOT 5.11 | Residential | CITYWALK RESIDENTIAL 1 LLC |  | J — Finishes | J | J05 | J0501 | J5 Suspended ceilings | To service lobby; WF-16 | 201 | m² | AED | 4 | 804 | 3.01 | Finishes – Decoration/Painting | Area (m²) | 84 | AI | ⚠ | Priced
| Citywalk Plot 5.11 Main Works Contract BOQ (1).xlsx | E |  |  | NEW | CITYWALK PHASE-05, PLOT 5.11 | Residential | CITYWALK RESIDENTIAL 1 LLC |  | J — Finishes | J | J05 | J0501 | J5 Suspended ceilings | To WM room; WF-19 | 196 | m² | AED | 4 | 784 | 3.01 | Finishes – Decoration/Painting | Area (m²) | 84 | AI | ⚠ | Priced
| Citywalk Plot 5.11 Main Works Contract BOQ (1).xlsx | F |  |  | NEW | CITYWALK PHASE-05, PLOT 5.11 | Residential | CITYWALK RESIDENTIAL 1 LLC |  | J — Finishes | J | J05 | J0501 | J5 Suspended ceilings | To stair; WF-18 | 403 | m² | AED | 38 | 15314 | 3.01 | Finishes – Decoration/Painting | Area (m²) | 84 | AI | ⚠ | Priced
| Citywalk Plot 5.11 Main Works Contract BOQ (1).xlsx | G |  |  | NEW | CITYWALK PHASE-05, PLOT 5.11 | Residential | CITYWALK RESIDENTIAL 1 LLC |  | C — Concrete Work | C | C02 | C0201 | C2 Poured concrete | To staircases; WF-18 | 612 | m² | AED | 23 | 14076 | 2.01 | Frame | Volume (m³) | 93 | Rule | ✓ | Priced
| Citywalk Plot 5.11 Main Works Contract BOQ (1).xlsx | H |  |  | NEW | CITYWALK PHASE-05, PLOT 5.11 | Residential | CITYWALK RESIDENTIAL 1 LLC |  | B — Site Work | B | B09 | B0902 | B9 Excavation | To service areas and corridors; WF-20 | 733 | m² | AED | 23 | 16859 | 8.01 | Site Works, Drainage, External Services & Landscaping | Volume (m³), Length (m), Area (m²), Enumerated (nr), Item | 60 | Fuzzy | ⚠ | Priced
| Citywalk Plot 5.11 Main Works Contract BOQ (1).xlsx | J |  |  | NEW | CITYWALK PHASE-05, PLOT 5.11 | Residential | CITYWALK RESIDENTIAL 1 LLC |  | J — Finishes | J | J05 | J0501 | J5 Suspended ceilings | To BOH corridors; WF-20 | 416 | m² | AED | 23 | 9568 | 3.01 | Finishes – Decoration/Painting | Area (m²) | 84 | AI | ⚠ | Priced
| Citywalk Plot 5.11 Main Works Contract BOQ (1).xlsx | K |  |  | NEW | CITYWALK PHASE-05, PLOT 5.11 | Residential | CITYWALK RESIDENTIAL 1 LLC |  | P — Conveying Systems | P | P03 | P0300 | P3 Work incidental to conveying systems | To FHC | 56 | m² | AED | 0 | Included | 5.10 | Lift and Conveyor Installations | Enumerated (nr), Item | 62 | Fuzzy | ⚠ | Unpriced
| Citywalk Plot 5.11 Main Works Contract BOQ (1).xlsx | A |  |  | NEW | CITYWALK PHASE-05, PLOT 5.11 | Residential | CITYWALK RESIDENTIAL 1 LLC |  | J — Finishes | J | J05 | J0501 | J5 Suspended ceilings | To F/S lift; WF-23 | 264 | m² | AED | 29 | 7656 | 3.01 | Finishes – Decoration/Painting | Area (m²) | 84 | AI | ⚠ | Priced
| Citywalk Plot 5.11 Main Works Contract BOQ (1).xlsx | B |  |  | NEW | CITYWALK PHASE-05, PLOT 5.11 | Residential | CITYWALK RESIDENTIAL 1 LLC |  | J — Finishes | J | J02 | J0201 | J2 Backgrounds | To gypsum board ceiling | 6734 | m² | AED | 23 | 154882 | 3.01 | Internal Finishes | Area (m²), Length (m) | 72 | Fuzzy | ⚠ | Priced
| Citywalk Plot 5.11 Main Works Contract BOQ (1).xlsx | C |  |  | NEW | CITYWALK PHASE-05, PLOT 5.11 | Residential | CITYWALK RESIDENTIAL 1 LLC |  | J — Finishes | J | J05 | J0501 | J5 Suspended ceilings | To bulkheads and lightcoves | 2381 | m² | AED | 23 | 54763 | 3.01 | Internal Finishes | Area (m²), Length (m) | 68 | Fuzzy | ⚠ | Priced
| Citywalk Plot 5.11 Main Works Contract BOQ (1).xlsx | D |  |  | NEW | CITYWALK PHASE-05, PLOT 5.11 | Residential | CITYWALK RESIDENTIAL 1 LLC |  | J — Finishes | J | J02 | J0201 | J2 Backgrounds | To ceiling soffits | 273 | m² | AED | 23 | 6279 | 3.01 | Internal Finishes | Area (m²), Length (m) | 79 | Fuzzy | ⚠ | Priced
| Citywalk Plot 5.11 Main Works Contract BOQ (1).xlsx | E |  |  | NEW | CITYWALK PHASE-05, PLOT 5.11 | Residential | CITYWALK RESIDENTIAL 1 LLC |  | J — Finishes | J | J02 | J0201 | J2 Backgrounds | To gypsum board ceiling | 2060 | m² | AED | 23 | 47380 | 3.01 | Internal Finishes | Area (m²), Length (m) | 72 | Fuzzy | ⚠ | Priced
| Citywalk Plot 5.11 Main Works Contract BOQ (1).xlsx | F |  |  | NEW | CITYWALK PHASE-05, PLOT 5.11 | Residential | CITYWALK RESIDENTIAL 1 LLC |  | J — Finishes | J | J05 | J0501 | J5 Suspended ceilings | To bulkheads and lightcoves | 171 | m² | AED | 23 | 3933 | 3.01 | Internal Finishes | Area (m²), Length (m) | 68 | Fuzzy | ⚠ | Priced
| Citywalk Plot 5.11 Main Works Contract BOQ (1).xlsx | A |  |  | NEW | CITYWALK PHASE-05, PLOT 5.11 | Residential | CITYWALK RESIDENTIAL 1 LLC |  | J — Finishes | J | J02 | J0201 | J2 Backgrounds | To gypsum board ceiling | 1420 | m² | AED | 23 | 32660 | 3.01 | Internal Finishes | Area (m²), Length (m) | 72 | Fuzzy | ⚠ | Priced
| Citywalk Plot 5.11 Main Works Contract BOQ (1).xlsx | B |  |  | NEW | CITYWALK PHASE-05, PLOT 5.11 | Residential | CITYWALK RESIDENTIAL 1 LLC |  | J — Finishes | J | J05 | J0501 | J5 Suspended ceilings | To bulkheads and lightcoves | 395 | m² | AED | 23 | 9085 | 3.01 | Internal Finishes | Area (m²), Length (m) | 68 | Fuzzy | ⚠ | Priced
| Citywalk Plot 5.11 Main Works Contract BOQ (1).xlsx | C |  |  | NEW | CITYWALK PHASE-05, PLOT 5.11 | Residential | CITYWALK RESIDENTIAL 1 LLC |  | J — Finishes | J | J02 | J0201 | J2 Backgrounds | To gypsum board ceiling | 34 | m² | AED | 150 | 5100 | 3.01 | Internal Finishes | Area (m²), Length (m) | 72 | Fuzzy | ⚠ | Priced
| Citywalk Plot 5.11 Main Works Contract BOQ (1).xlsx | D |  |  | NEW | CITYWALK PHASE-05, PLOT 5.11 | Residential | CITYWALK RESIDENTIAL 1 LLC |  | J — Finishes | J | J05 | J0501 | J5 Suspended ceilings | To bulkheads and lightcoves | 7 | m² | AED | 150 | 1050 | 3.01 | Internal Finishes | Area (m²), Length (m) | 68 | Fuzzy | ⚠ | Priced
| Citywalk Plot 5.11 Main Works Contract BOQ (1).xlsx | E |  |  | NEW | CITYWALK PHASE-05, PLOT 5.11 | Residential | CITYWALK RESIDENTIAL 1 LLC |  | J — Finishes | J | J02 | J0201 | J2 Backgrounds | To ceiling soffits | 146 | m² | AED | 150 | 21900 | 3.01 | Internal Finishes | Area (m²), Length (m) | 79 | Fuzzy | ⚠ | Priced
| Citywalk Plot 5.11 Main Works Contract BOQ (1).xlsx | F |  |  | NEW | CITYWALK PHASE-05, PLOT 5.11 | Residential | CITYWALK RESIDENTIAL 1 LLC |  | N — Special Construction | N | N02 | N0200 | N2 Enclosures | To gypsum enclosure | 10 | m² | AED | 150 | 1500 | 5.13 | Specialist Installations | Enumerated (nr), Item | 74 | Fuzzy | ⚠ | Priced
| Citywalk Plot 5.11 Main Works Contract BOQ (1).xlsx | G |  |  | NEW | CITYWALK PHASE-05, PLOT 5.11 | Residential | CITYWALK RESIDENTIAL 1 LLC |  | J — Finishes | J | J02 | J0201 | J2 Backgrounds | To gypsum board ceiling | 49 | m² | AED | 23 | 1127 | 3.01 | Internal Finishes | Area (m²), Length (m) | 72 | Fuzzy | ⚠ | Priced
| Citywalk Plot 5.11 Main Works Contract BOQ (1).xlsx | H |  |  | NEW | CITYWALK PHASE-05, PLOT 5.11 | Residential | CITYWALK RESIDENTIAL 1 LLC |  | J — Finishes | J | J05 | J0501 | J5 Suspended ceilings | To bulkheads and lightcoves | 4 | m² | AED | 23 | 92 | 3.01 | Internal Finishes | Area (m²), Length (m) | 68 | Fuzzy | ⚠ | Priced
| Citywalk Plot 5.11 Main Works Contract BOQ (1).xlsx | J |  |  | NEW | CITYWALK PHASE-05, PLOT 5.11 | Residential | CITYWALK RESIDENTIAL 1 LLC |  | J — Finishes | J | J02 | J0201 | J2 Backgrounds | To ceiling soffit | 33 | m² | AED | 30 | 990 | 3.01 | Internal Finishes | Area (m²), Length (m) | 79 | Fuzzy | ⚠ | Priced
| Citywalk Plot 5.11 Main Works Contract BOQ (1).xlsx | A |  |  | NEW | CITYWALK PHASE-05, PLOT 5.11 | Residential | CITYWALK RESIDENTIAL 1 LLC |  | J — Finishes | J | J02 | J0201 | J2 Backgrounds | To ceiling soffits | 61 | m² | AED | 35 | 2135 | 3.01 | Internal Finishes | Area (m²), Length (m) | 79 | Fuzzy | ⚠ | Priced
| Citywalk Plot 5.11 Main Works Contract BOQ (1).xlsx | B |  |  | NEW | CITYWALK PHASE-05, PLOT 5.11 | Residential | CITYWALK RESIDENTIAL 1 LLC |  | J — Finishes | J | J02 | J0201 | J2 Backgrounds | To ceiling soffit | 301 | m² | AED | 35 | 10535 | 3.01 | Internal Finishes | Area (m²), Length (m) | 79 | Fuzzy | ⚠ | Priced
| Citywalk Plot 5.11 Main Works Contract BOQ (1).xlsx | C |  |  | NEW | CITYWALK PHASE-05, PLOT 5.11 | Residential | CITYWALK RESIDENTIAL 1 LLC |  | J — Finishes | J | J05 | J0501 | J5 Suspended ceilings | To stair soffit | 289 | m² | AED | 35 | 10115 | 3.01 | Finishes – Decoration/Painting | Area (m²) | 82 | AI | ⚠ | Priced
| Citywalk Plot 5.11 Main Works Contract BOQ (1).xlsx | D |  |  | NEW | CITYWALK PHASE-05, PLOT 5.11 | Residential | CITYWALK RESIDENTIAL 1 LLC |  | J — Finishes | J | J02 | J0201 | J2 Backgrounds | To walls of typical floor levels; Grey colour | 2647 | m² | AED | 0 | N/A | 3.01 | Finishes – Wall | Area (m²) | 88 | Rule | ✓ | Unpriced
| Citywalk Plot 5.11 Main Works Contract BOQ (1).xlsx | E |  |  | NEW | CITYWALK PHASE-05, PLOT 5.11 | Residential | CITYWALK RESIDENTIAL 1 LLC |  | F — Woodwork | F | F02 | F0201 | F2 Structural timbers | To lower roof walls | 1369 | m² | AED | 45 | 61605 | 2.01 | Frame / Woodwork | Length (m), Area (m²), Enumerated (nr) | 79 | Fuzzy | ⚠ | Priced
| Citywalk Plot 5.11 Main Works Contract BOQ (1).xlsx | F |  |  | NEW | CITYWALK PHASE-05, PLOT 5.11 | Residential | CITYWALK RESIDENTIAL 1 LLC |  | J — Finishes | J | J02 | J0201 | J2 Backgrounds | To walls in L01 podium | 38 | m² | AED | 45 | 1710 | 3.01 | Finishes – Wall | Area (m²) | 88 | Rule | ✓ | Priced
| Citywalk Plot 5.11 Main Works Contract BOQ (1).xlsx | G |  |  | NEW | CITYWALK PHASE-05, PLOT 5.11 | Residential | CITYWALK RESIDENTIAL 1 LLC |  | J — Finishes | J | J02 | J0201 | J2 Backgrounds | To wall in L05 balcony | 29 | m² | AED | 45 | 1305 | 3.01 | Finishes – Wall Finish | Area (m²) | 82 | AI | ⚠ | Priced
| Citywalk Plot 5.11 Main Works Contract BOQ (1).xlsx | H |  |  | NEW | CITYWALK PHASE-05, PLOT 5.11 | Residential | CITYWALK RESIDENTIAL 1 LLC |  | C — Concrete Work | C | C02 | C0201 | C2 Poured concrete | To walls in decorative columns | 231 | m² | AED | 45 | 10395 | 2.01 | Frame | Volume (m³) | 95 | Rule | ✓ | Priced
| Citywalk Plot 5.11 Main Works Contract BOQ (1).xlsx | J |  |  | NEW | CITYWALK PHASE-05, PLOT 5.11 | Residential | CITYWALK RESIDENTIAL 1 LLC |  | C — Concrete Work | C | C02 | C0201 | C2 Poured concrete | To stepped planter walls; type-W01 | 25 | m² | AED | 45 | 1125 | 2.01 | Upper Floors / Walls | Volume (m³) | 93 | Rule | ✓ | Priced
| Citywalk Plot 5.11 Main Works Contract BOQ (1).xlsx | A |  |  | NEW | CITYWALK PHASE-05, PLOT 5.11 | Residential | CITYWALK RESIDENTIAL 1 LLC |  | J — Finishes | J | J02 | J0201 | J2 Backgrounds | To cement board ceiling | 1621 | m² | AED | 45 | 72945 | 3.01 | Internal Finishes | Area (m²), Length (m) | 72 | Fuzzy | ⚠ | Priced
| Citywalk Plot 5.11 Main Works Contract BOQ (1).xlsx | A |  |  | NEW | CITYWALK PHASE-05, PLOT 5.11 | Residential | CITYWALK RESIDENTIAL 1 LLC |  | A — General Requirements | A | A01 | A0101 | Conditions of contract | Allow for any other works which are not included above and which are required to complete the Finishes in accordance with the Specification and the Drawings (Tenderer to list below) | 0 | Item | AED | 0 | 0 | 9.01 | Preliminaries – Contingency | Item | 90 | Rule | ✓ | Unpriced
| Citywalk Plot 5.11 Main Works Contract BOQ (1).xlsx | 1 |  |  | NEW | CITYWALK PHASE-05, PLOT 5.11 | Residential | CITYWALK RESIDENTIAL 1 LLC |  | J — Finishes | J | J03 | J0302 | J3 Finishings | 100mm high tile skirting to match balcony floor tile AFL04 | 445 | m | AED | 46 | 20470 | 3.01 | Internal Finishes | Area (m²), Length (m) | 66 | Fuzzy | ⚠ | Priced
| Citywalk Plot 5.11 Main Works Contract BOQ (1).xlsx | 2 |  |  | NEW | CITYWALK PHASE-05, PLOT 5.11 | Residential | CITYWALK RESIDENTIAL 1 LLC |  | J — Finishes | J | J02 | J0201 | J2 Backgrounds | Antifungal paint to walls and soffit above wet area ceiling | 3772 | m2 | AED | 4 | 15088 | 3.01 | Finishes – Wall | Area (m²) | 88 | Rule | ✓ | Priced
| Citywalk Plot 5.11 Main Works Contract BOQ (1).xlsx | 4 |  |  | NEW | CITYWALK PHASE-05, PLOT 5.11 | Residential | CITYWALK RESIDENTIAL 1 LLC |  | J — Finishes | J | J02 | J0201 | J2 Backgrounds | AST01-Kitchen backsplash | 483 | m2 | AED | 623 | 300909 | 3.01 | Finishes – Wall Finish | Area (m²) | 80 | AI | ⚠ | Priced
| Citywalk Plot 5.11 Main Works Contract BOQ (1).xlsx | 5 |  |  | NEW | CITYWALK PHASE-05, PLOT 5.11 | Residential | CITYWALK RESIDENTIAL 1 LLC |  | J — Finishes | J | J02 | J0203 | J2 Backgrounds | Metal transition profile to wet area tile thresolds | 382 | m | AED | 86 | 32852 | 3.01 | Internal Finishes | Area (m²), Length (m) | 65 | Fuzzy | ⚠ | Priced
| Citywalk Plot 5.11 Main Works Contract BOQ (1).xlsx | 7 |  |  | NEW | CITYWALK PHASE-05, PLOT 5.11 | Residential | CITYWALK RESIDENTIAL 1 LLC |  | J — Finishes | J | J05 | J0500 | J5 Suspended ceilings | Spray plaster to exposed ceiling | 938 | m² | AED | 30 | 28140 | 3.01 | Internal Finishes | Area (m²), Length (m) | 71 | Fuzzy | ⚠ | Priced
| Citywalk Plot 5.11 Main Works Contract BOQ (1).xlsx | 8 |  |  | NEW | CITYWALK PHASE-05, PLOT 5.11 | Residential | CITYWALK RESIDENTIAL 1 LLC |  | J — Finishes | J | J05 | J0501 | J5 Suspended ceilings | Wall paint to corridor-C-PT-04 | 4734 | m² | AED | 23 | 108882 | 3.01 | Finishes – Decoration/Painting | Area (m²) | 85 | AI | ✓ | Priced
| Citywalk Plot 5.11 Main Works Contract BOQ (1).xlsx | 9 |  |  | NEW | CITYWALK PHASE-05, PLOT 5.11 | Residential | CITYWALK RESIDENTIAL 1 LLC |  | A — General Requirements | A | A03 | A0301 | Restrictions | Access panel | 1 | Item | AED | 438606 | 438606 | 9.01 | Preliminaries / General Requirements | Item | 73 | Fuzzy | ⚠ | Priced
| Citywalk Plot 5.11 Main Works Contract BOQ (1).xlsx | 10 |  |  | NEW | CITYWALK PHASE-05, PLOT 5.11 | Residential | CITYWALK RESIDENTIAL 1 LLC |  | J — Finishes | J | J03 | J0302 | J3 Finishings | A-TH-01-230mm threshold | 126 | m | AED | 350 | 44100 | 3.01 | Finishes – Floor Accessories | Linear (m) | 82 | AI | ⚠ | Priced
| Citywalk Plot 5.11 Main Works Contract BOQ (1).xlsx | 11 |  |  | NEW | CITYWALK PHASE-05, PLOT 5.11 | Residential | CITYWALK RESIDENTIAL 1 LLC |  | J — Finishes | J | J03 | J0303 | J3 Finishings | A-TH-02-150mm threshold | 32 | m | AED | 254 | 8128 | 3.01 | Finishes – Thresholds | Length (m) | 85 | AI | ✓ | Priced
| Citywalk Plot 5.11 Main Works Contract BOQ (1).xlsx | 12 |  |  | NEW | CITYWALK PHASE-05, PLOT 5.11 | Residential | CITYWALK RESIDENTIAL 1 LLC |  | J — Finishes | J | J03 | J0303 | J3 Finishings | A-FL-01-150mm threshold | 281 | m | AED | 94 | 26414 | 3.01 | Finishes – Thresholds | Length (m) | 85 | AI | ✓ | Priced
| Citywalk Plot 5.11 Main Works Contract BOQ (1).xlsx | 13 |  |  | NEW | CITYWALK PHASE-05, PLOT 5.11 | Residential | CITYWALK RESIDENTIAL 1 LLC |  | J — Finishes | J | J03 | J0303 | J3 Finishings | A-FL-02-150mm threshold | 159 | m | AED | 94 | 14946 | 3.01 | Finishes – Thresholds | Length (m) | 85 | AI | ✓ | Priced
| Citywalk Plot 5.11 Main Works Contract BOQ (1).xlsx | 14 |  |  | NEW | CITYWALK PHASE-05, PLOT 5.11 | Residential | CITYWALK RESIDENTIAL 1 LLC |  | J — Finishes | J | J03 | J0303 | J3 Finishings | Transition trim | 22 | m | AED | 81 | 1782 | 3.01 | Finishes – Trim & Edge Protection | Length (m) | 80 | AI | ⚠ | Priced
| Citywalk Plot 5.11 Main Works Contract BOQ (1).xlsx | 15 |  |  | NEW | CITYWALK PHASE-05, PLOT 5.11 | Residential | CITYWALK RESIDENTIAL 1 LLC |  | F — Woodwork | F | F02 | F0201 | F2 Structural timbers | End trim to Garbage room walls | 55 | m | AED | 61 | 3355 | 2.01 | Frame / Woodwork | Length (m), Area (m²), Enumerated (nr) | 79 | Fuzzy | ⚠ | Priced
| Citywalk Plot 5.11 Main Works Contract BOQ (1).xlsx | 3/J/1/A |  |  | NEW | CITYWALK PHASE-05, PLOT 5.11 | Residential | CITYWALK RESIDENTIAL 1 LLC |  | J — Finishes | J | J01 | J0104 | J1 Generally | Screed; 50mm thick; to receive tiles | 118 | m² | AED | 66 | 7788 | 3.01 | Finishes – Screeds | Area (m²) | 90 | AI | ✓ | Priced
| Citywalk Plot 5.11 Main Works Contract BOQ (1).xlsx | 3/J/1/B |  |  | NEW | CITYWALK PHASE-05, PLOT 5.11 | Residential | CITYWALK RESIDENTIAL 1 LLC |  | J — Finishes | J | J01 | J0104 | J1 Generally | Screed; 50mm thick; to receive rubber | 3 | m² | AED | 66 | 198 | 3.01 | Finishes – Screeds | Area (m²) | 90 | AI | ✓ | Priced
| Citywalk Plot 5.11 Main Works Contract BOQ (1).xlsx | 3/J/1/C |  |  | NEW | CITYWALK PHASE-05, PLOT 5.11 | Residential | CITYWALK RESIDENTIAL 1 LLC |  | J — Finishes | J | J01 | J0104 | J1 Generally | Screed; 50mm thick; to epoxy floor | -333 | m² | AED | 66 | -21978 | 3.01 | Finishes – Screeds | Area (m²) | 90 | AI | ✓ | Priced
| Citywalk Plot 5.11 Main Works Contract BOQ (1).xlsx | 3/J/1/D |  |  | NEW | CITYWALK PHASE-05, PLOT 5.11 | Residential | CITYWALK RESIDENTIAL 1 LLC |  | B — Site Work | B | B09 | B0901 | B9 Excavation | Plaster; to receive tiles | -51 | m² | AED | 48 | -2448 | 8.01 | Site Works, Drainage, External Services & Landscaping | Volume (m³), Length (m), Area (m²), Enumerated (nr), Item | 65 | Fuzzy | ⚠ | Priced
| Citywalk Plot 5.11 Main Works Contract BOQ (1).xlsx | 3/J/1/E |  |  | NEW | CITYWALK PHASE-05, PLOT 5.11 | Residential | CITYWALK RESIDENTIAL 1 LLC |  | B — Site Work | B | B09 | B0901 | B9 Excavation | Plaster; to receive paint | 431 | m² | AED | 48 | 20688 | 8.01 | Site Works, Drainage, External Services & Landscaping | Volume (m³), Length (m), Area (m²), Enumerated (nr), Item | 65 | Fuzzy | ⚠ | Priced
| Citywalk Plot 5.11 Main Works Contract BOQ (1).xlsx | 3/J/1/F |  |  | NEW | CITYWALK PHASE-05, PLOT 5.11 | Residential | CITYWALK RESIDENTIAL 1 LLC |  | J — Finishes | J | J02 | J0202 | J2 Backgrounds | Plaster; to receive wood paneling | 3 | m² | AED | 48 | 144 | 3.01 | Finishes – Plastering | Area (m²) | 88 | AI | ✓ | Priced
| Citywalk Plot 5.11 Main Works Contract BOQ (1).xlsx | 3/J/2/A |  |  | NEW | CITYWALK PHASE-05, PLOT 5.11 | Residential | CITYWALK RESIDENTIAL 1 LLC |  | C — Concrete Work | C | C02 | C0201 | C2 Poured concrete | To walls; to receive porcelain tiles; to apartments | 337 | m² | AED | 48 | 16176 | 2.01 | Upper Floors / Walls | Volume (m³) | 93 | Rule | ✓ | Priced
| Citywalk Plot 5.11 Main Works Contract BOQ (1).xlsx | 3/J/2/B |  |  | NEW | CITYWALK PHASE-05, PLOT 5.11 | Residential | CITYWALK RESIDENTIAL 1 LLC |  | J — Finishes | J | J02 | J0202 | J2 Backgrounds | Plaster; to receive stone; to apartment | 86 | m² | AED | 48 | 4128 | 3.01 | Finishes – Plastering | Area (m²) | 88 | AI | ✓ | Priced
| Citywalk Plot 5.11 Main Works Contract BOQ (1).xlsx | 3/J/2/C |  |  | NEW | CITYWALK PHASE-05, PLOT 5.11 | Residential | CITYWALK RESIDENTIAL 1 LLC |  | C — Concrete Work | C | C02 | C0201 | C2 Poured concrete | To walls; to receive paint; to apartment | 1983 | m² | AED | 48 | 95184 | 2.01 | Upper Floors / Walls | Volume (m³) | 93 | Rule | ✓ | Priced
| Citywalk Plot 5.11 Main Works Contract BOQ (1).xlsx | 3/J/2/D |  |  | NEW | CITYWALK PHASE-05, PLOT 5.11 | Residential | CITYWALK RESIDENTIAL 1 LLC |  | J — Finishes | J | J01 | J0104 | J1 Generally | External-Floors; 50mm thick; to receive tiles | 2 | m² | AED | 69 | 138 | 3.01 | Finishes – Screeds | Area (m²) | 85 | AI | ✓ | Priced
| Citywalk Plot 5.11 Main Works Contract BOQ (1).xlsx | 3/J/2/F |  |  | NEW | CITYWALK PHASE-05, PLOT 5.11 | Residential | CITYWALK RESIDENTIAL 1 LLC |  | F — Woodwork | F | F02 | F0201 | F2 Structural timbers | Cement and sand plaster:To Lower roof walls | 43 | m² | AED | 64 | 2752 | 2.01 | Frame / Woodwork | Length (m), Area (m²), Enumerated (nr) | 79 | Fuzzy | ⚠ | Priced
| Citywalk Plot 5.11 Main Works Contract BOQ (1).xlsx | 3/J/2/G |  |  | NEW | CITYWALK PHASE-05, PLOT 5.11 | Residential | CITYWALK RESIDENTIAL 1 LLC |  | J — Finishes | J | J02 | J0201 | J2 Backgrounds | To walls in podium balcony area | 5 | m² | AED | 64 | 320 | 3.01 | Finishes – Wall | Area (m²) | 88 | Rule | ✓ | Priced
| Citywalk Plot 5.11 Main Works Contract BOQ (1).xlsx | 3/J/2/H |  |  | NEW | CITYWALK PHASE-05, PLOT 5.11 | Residential | CITYWALK RESIDENTIAL 1 LLC |  | J — Finishes | J | J02 | J0202 | J2 Backgrounds | To wall in L05 balcony | 9 | m² | AED | 64 | 576 | 3.01 | Finishes – Plastering | Area (m²) | 85 | AI | ✓ | Priced
| Citywalk Plot 5.11 Main Works Contract BOQ (1).xlsx | 3/J/2/J |  |  | NEW | CITYWALK PHASE-05, PLOT 5.11 | Residential | CITYWALK RESIDENTIAL 1 LLC |  | C — Concrete Work | C | C02 | C0201 | C2 Poured concrete | To walls in decorative columns | 11 | m² | AED | 64 | 704 | 2.01 | Frame | Volume (m³) | 95 | Rule | ✓ | Priced
| Citywalk Plot 5.11 Main Works Contract BOQ (1).xlsx | A |  |  | NEW | CITYWALK PHASE-05, PLOT 5.11 | Residential | CITYWALK RESIDENTIAL 1 LLC |  | A — General Requirements | A | A01 | A0101 | Conditions of contract | Allow for any other works which are not included above and which are required to complete the Finishes in accordance with the Specification and the Drawings (Tenderer to list below) |  | Item | AED |  |  | 9.01 | Preliminaries – Contingency | Item | 90 | Rule | ✓ | Unpriced
| Citywalk Plot 5.11 Main Works Contract BOQ (1).xlsx | 3/J/3/B |  |  | NEW | CITYWALK PHASE-05, PLOT 5.11 | Residential | CITYWALK RESIDENTIAL 1 LLC |  | C — Concrete Work | C | C02 | C0201 | C2 Poured concrete | To stepped planter walls; type-W01 | 145 | m² | AED | 62 | 8990 | 2.01 | Upper Floors / Walls | Volume (m³) | 93 | Rule | ✓ | Priced
| Citywalk Plot 5.11 Main Works Contract BOQ (1).xlsx | 3/J/3/C |  |  | NEW | CITYWALK PHASE-05, PLOT 5.11 | Residential | CITYWALK RESIDENTIAL 1 LLC |  | J — Finishes | J | J06 | J0603 | J6 Decorations | Plaster to upper roof parapet wall | 272 | m² | AED | 62 | 16864 | 3.01 | Internal Finishes | Area (m²), Length (m) | 64 | Fuzzy | ⚠ | Priced
| Citywalk Plot 5.11 Main Works Contract BOQ (1).xlsx | 3/J/2/D |  |  | NEW | CITYWALK PHASE-05, PLOT 5.11 | Residential | CITYWALK RESIDENTIAL 1 LLC |  | C — Concrete Work | C | C02 | C0201 | C2 Poured concrete | Plaster to to Upstand below parapet walls | 9 | m² | AED | 62 | 558 | 2.01 | Frame | Volume (m³) | 90 | Rule | ✓ | Priced
| Citywalk Plot 5.11 Main Works Contract BOQ (1).xlsx | 3/J/4/A |  |  | NEW | CITYWALK PHASE-05, PLOT 5.11 | Residential | CITYWALK RESIDENTIAL 1 LLC |  | J — Finishes | J | J03 | J0301 | J3 Finishings | Type A-FL-01; size 200 x 1200 x 9mm thk. | 12 | m² | AED | 104 | 1248 | 3.01 | Finishes – Floor Tiles | Area (m²) | 90 | AI | ✓ | Priced
| Citywalk Plot 5.11 Main Works Contract BOQ (1).xlsx | 3/J/5/A |  |  | NEW | CITYWALK PHASE-05, PLOT 5.11 | Residential | CITYWALK RESIDENTIAL 1 LLC |  | J — Finishes | J | J03 | J0301 | J3 Finishings | Type A-FL-02; size 600 x 600 x 9mm thk | 64 | m² | AED | 79 | 5056 | 3.01 | Finishes – Floor Tiles | Area (m²) | 90 | AI | ✓ | Priced
| Citywalk Plot 5.11 Main Works Contract BOQ (1).xlsx | 3/J/5/B |  |  | NEW | CITYWALK PHASE-05, PLOT 5.11 | Residential | CITYWALK RESIDENTIAL 1 LLC |  | J — Finishes | J | J03 | J0301 | J3 Finishings | Type A-FL-03; size 600 x 600 x 9mm thk. | 8 | m² | AED | 79 | 632 | 3.01 | Finishes – Floor Tiles | Area (m²) | 90 | AI | ✓ | Priced
| Citywalk Plot 5.11 Main Works Contract BOQ (1).xlsx | 3/J/5/C |  |  | NEW | CITYWALK PHASE-05, PLOT 5.11 | Residential | CITYWALK RESIDENTIAL 1 LLC |  | J — Finishes | J | J03 | J0301 | J3 Finishings | Type FF01b; size 300 x 300 x 10mm; to wet area | 2 | m² | AED | 45 | 90 | 3.01 | Finishes – Floor Tiles | Area (m²) | 90 | AI | ✓ | Priced
| Citywalk Plot 5.11 Main Works Contract BOQ (1).xlsx | 3/J/5/E |  |  | NEW | CITYWALK PHASE-05, PLOT 5.11 | Residential | CITYWALK RESIDENTIAL 1 LLC |  | J — Finishes | J | J03 | J0301 | J3 Finishings | Type FF17; size 300 x 300 x 13mm; to Service lobby | 3 | m² | AED | 45 | 135 | 3.01 | Finishes – Floor Tiles | Area (m²) | 90 | AI | ✓ | Priced
| Citywalk Plot 5.11 Main Works Contract BOQ (1).xlsx | 3/J/6/A |  |  | NEW | CITYWALK PHASE-05, PLOT 5.11 | Residential | CITYWALK RESIDENTIAL 1 LLC |  | J — Finishes | J | J03 | J0301 | J3 Finishings | Type C-FL-05; size 600x1200mm ; to Corridors | 27 | m² | AED | 148 | 3996 | 3.01 | Finishes – Floor Tiles | Area (m²) | 90 | AI | ✓ | Priced
| Citywalk Plot 5.11 Main Works Contract BOQ (1).xlsx | 3/J/6/B |  |  | NEW | CITYWALK PHASE-05, PLOT 5.11 | Residential | CITYWALK RESIDENTIAL 1 LLC |  | J — Finishes | J | J03 | J0301 | J3 Finishings | Type C-FL-03;size 600x600mm; to Changing room | 3 | m² | AED | 93 | 279 | 3.01 | Finishes – Floor Tiles | Area (m²) | 90 | AI | ✓ | Priced
| Citywalk Plot 5.11 Main Works Contract BOQ (1).xlsx | 3/J/6/D |  |  | NEW | CITYWALK PHASE-05, PLOT 5.11 | Residential | CITYWALK RESIDENTIAL 1 LLC |  | J — Finishes | J | J03 | J0301 | J3 Finishings | Type C-FL-01A;to lift lobby | 16 | m² | AED | 143 | 2288 | 3.01 | Finishes – Floor Tiles | Area (m²) | 88 | AI | ✓ | Priced
| Citywalk Plot 5.11 Main Works Contract BOQ (1).xlsx | 3/J/6/E |  |  | NEW | CITYWALK PHASE-05, PLOT 5.11 | Residential | CITYWALK RESIDENTIAL 1 LLC |  | J — Finishes | J | J03 | J0301 | J3 Finishings | Type C-FL-02;to Gym | 3 | m² | AED | 1183 | 3549 | 3.01 | Finishes – Floor Tiles | Area (m²) | 88 | AI | ✓ | Priced
| Citywalk Plot 5.11 Main Works Contract BOQ (1).xlsx | 3/J/6/F |  |  | NEW | CITYWALK PHASE-05, PLOT 5.11 | Residential | CITYWALK RESIDENTIAL 1 LLC |  | J — Finishes | J | J03 | J0303 | J3 Finishings | Type A-FL-01; 130mm wide; to apartment | -232 | m | AED | 15 | -3480 | 3.01 | Finishes – Skirting & Trim | Length (m) | 85 | AI | ✓ | Priced
| Citywalk Plot 5.11 Main Works Contract BOQ (1).xlsx | 3/J/7/A |  |  | NEW | CITYWALK PHASE-05, PLOT 5.11 | Residential | CITYWALK RESIDENTIAL 1 LLC |  | J — Finishes | J | J03 | J0303 | J3 Finishings | Type A-SK-01; 100mm high to apartment | 32 | m | AED | 23 | 736 | 3.01 | Finishes – Skirting & Trim | Length (m) | 88 | AI | ✓ | Priced
| Citywalk Plot 5.11 Main Works Contract BOQ (1).xlsx | 3/J/7/B |  |  | NEW | CITYWALK PHASE-05, PLOT 5.11 | Residential | CITYWALK RESIDENTIAL 1 LLC |  | J — Finishes | J | J03 | J0303 | J3 Finishings | Type A-SK-02; 100mm high to apartment Bathrooms | 30 | m | AED | 18 | 540 | 3.01 | Finishes – Skirting & Trim | Length (m) | 88 | AI | ✓ | Priced
| Citywalk Plot 5.11 Main Works Contract BOQ (1).xlsx | 3/J/7/C |  |  | NEW | CITYWALK PHASE-05, PLOT 5.11 | Residential | CITYWALK RESIDENTIAL 1 LLC |  | J — Finishes | J | J03 | J0303 | J3 Finishings | Type A-SK-03; 100mm high to apartment Bathrooms | 317 | m | AED | 23 | 7291 | 3.01 | Finishes – Skirting & Trim | Length (m) | 88 | AI | ✓ | Priced
| Citywalk Plot 5.11 Main Works Contract BOQ (1).xlsx | 3/J/7/D |  |  | NEW | CITYWALK PHASE-05, PLOT 5.11 | Residential | CITYWALK RESIDENTIAL 1 LLC |  | J — Finishes | J | J03 | J0303 | J3 Finishings | Type A-SK-05; 100mm high to apartment Bathrooms | 20 | m | AED | 18 | 360 | 3.01 | Finishes – Skirting & Trim | Length (m) | 88 | AI | ✓ | Priced
| Citywalk Plot 5.11 Main Works Contract BOQ (1).xlsx | 3/J/7/F |  |  | NEW | CITYWALK PHASE-05, PLOT 5.11 | Residential | CITYWALK RESIDENTIAL 1 LLC |  | C — Concrete Work | C | C04 | C0401 | C4 Shuttering | Type A-SK-06; 20mm high to round column | 8 | m | AED | 55 | 440 | 2.01 | Frame / Concrete Work | Volume (m³), Weight (t), Area (m²), Length (m), Enumerated (nr) | 62 | Fuzzy | ⚠ | Priced
| Citywalk Plot 5.11 Main Works Contract BOQ (1).xlsx | 3/J/7/G |  |  | NEW | CITYWALK PHASE-05, PLOT 5.11 | Residential | CITYWALK RESIDENTIAL 1 LLC |  | J — Finishes | J | J03 | J0303 | J3 Finishings | Type SK-01; 100mm high | 18 | m | AED | 11 | 198 | 3.01 | Finishes – Skirting & Trim | Length (m) | 85 | AI | ✓ | Priced
| Citywalk Plot 5.11 Main Works Contract BOQ (1).xlsx | 3/J/7/H |  |  | NEW | CITYWALK PHASE-05, PLOT 5.11 | Residential | CITYWALK RESIDENTIAL 1 LLC |  | J — Finishes | J | J03 | J0303 | J3 Finishings | Type C-SK-01; to Lift Lobby | 24 | m | AED | 44 | 1056 | 3.01 | Finishes – Skirting & Trim | Length (m) | 85 | AI | ✓ | Priced
| Citywalk Plot 5.11 Main Works Contract BOQ (1).xlsx | 3/J/7/J |  |  | NEW | CITYWALK PHASE-05, PLOT 5.11 | Residential | CITYWALK RESIDENTIAL 1 LLC |  | J — Finishes | J | J03 | J0303 | J3 Finishings | Type C-SK-02; 100mm high | 256 | m | AED | 42 | 10752 | 3.01 | Finishes – Skirting & Trim | Length (m) | 88 | AI | ✓ | Priced
| Citywalk Plot 5.11 Main Works Contract BOQ (1).xlsx | 3/J/8/A |  |  | NEW | CITYWALK PHASE-05, PLOT 5.11 | Residential | CITYWALK RESIDENTIAL 1 LLC |  | J — Finishes | J | J03 | J0303 | J3 Finishings | Type C-SK-03; to Gym | -7 | m | AED | 57 | -399 | 3.01 | Finishes – Skirting & Trim | Length (m) | 85 | AI | ✓ | Priced
| Citywalk Plot 5.11 Main Works Contract BOQ (1).xlsx | 3/J/8/C |  |  | NEW | CITYWALK PHASE-05, PLOT 5.11 | Residential | CITYWALK RESIDENTIAL 1 LLC |  | P — Conveying Systems | P | P03 | P0301 | P3 Work incidental to conveying systems | Type C-MT-06; to Lift lobby and corridors | 4 | m | AED | 83 | 332 | 5.10 | Lift and Conveyor Installations | Enumerated (nr), Item | 63 | Fuzzy | ⚠ | Priced
| Citywalk Plot 5.11 Main Works Contract BOQ (1).xlsx | 3/J/8/D |  |  | NEW | CITYWALK PHASE-05, PLOT 5.11 | Residential | CITYWALK RESIDENTIAL 1 LLC |  | J — Finishes | J | J03 | J0301 | J3 Finishings | Type A-FL-01; size 200 x 1200 x 9mm thk. | 12 | m² | AED | 66 | 792 | 3.01 | Finishes – Floor Tiles | Area (m²) | 90 | AI | ✓ | Priced
| Citywalk Plot 5.11 Main Works Contract BOQ (1).xlsx | 3/J/8/E |  |  | NEW | CITYWALK PHASE-05, PLOT 5.11 | Residential | CITYWALK RESIDENTIAL 1 LLC |  | J — Finishes | J | J03 | J0301 | J3 Finishings | Type A-FL-02; size 600 x 600 x 9mm thk | 64 | m² | AED | 56 | 3584 | 3.01 | Finishes – Floor Tiles | Area (m²) | 90 | AI | ✓ | Priced
| Citywalk Plot 5.11 Main Works Contract BOQ (1).xlsx | 3/J/8/F |  |  | NEW | CITYWALK PHASE-05, PLOT 5.11 | Residential | CITYWALK RESIDENTIAL 1 LLC |  | J — Finishes | J | J03 | J0301 | J3 Finishings | Type A-FL-03; size 600 x 600 x 9mm thk. | 8 | m² | AED | 56 | 448 | 3.01 | Finishes – Floor Tiles | Area (m²) | 90 | AI | ✓ | Priced
| Citywalk Plot 5.11 Main Works Contract BOQ (1).xlsx | 3/J/9/A |  |  | NEW | CITYWALK PHASE-05, PLOT 5.11 | Residential | CITYWALK RESIDENTIAL 1 LLC |  | J — Finishes | J | J03 | J0301 | J3 Finishings | Type FF01b; size 300 x 300 x 10mm; to wet area | 2 | m² | AED | 56 | 112 | 3.01 | Finishes – Floor Tiles | Area (m²) | 90 | AI | ✓ | Priced
| Citywalk Plot 5.11 Main Works Contract BOQ (1).xlsx | 3/J/9/C |  |  | NEW | CITYWALK PHASE-05, PLOT 5.11 | Residential | CITYWALK RESIDENTIAL 1 LLC |  | J — Finishes | J | J03 | J0301 | J3 Finishings | Type FF17; size 300 x 300 x 13mm; to Service lobby | 3 | m² | AED | 51 | 153 | 3.01 | Finishes – Floor Tiles | Area (m²) | 90 | AI | ✓ | Priced
| Citywalk Plot 5.11 Main Works Contract BOQ (1).xlsx | 3/J/9/D |  |  | NEW | CITYWALK PHASE-05, PLOT 5.11 | Residential | CITYWALK RESIDENTIAL 1 LLC |  | J — Finishes | J | J03 | J0301 | J3 Finishings | Type C-FL-05; size 600x1200mm ; to Corridors | 27 | m² | AED | 51 | 1377 | 3.01 | Finishes – Floor Tiles | Area (m²) | 90 | AI | ✓ | Priced
| Citywalk Plot 5.11 Main Works Contract BOQ (1).xlsx | 3/J/9/E |  |  | NEW | CITYWALK PHASE-05, PLOT 5.11 | Residential | CITYWALK RESIDENTIAL 1 LLC |  | J — Finishes | J | J03 | J0301 | J3 Finishings | Type C-FL-03;size 600x600mm; to Changing room | 3 | m² | AED | 51 | 153 | 3.01 | Finishes – Floor Tiles | Area (m²) | 90 | AI | ✓ | Priced
| Citywalk Plot 5.11 Main Works Contract BOQ (1).xlsx | A |  |  | NEW | CITYWALK PHASE-05, PLOT 5.11 | Residential | CITYWALK RESIDENTIAL 1 LLC |  | A — General Requirements | A | A01 | A0101 | Conditions of contract | Allow for any other works which are not included above and which are required to complete the Finishes in accordance with the Specification and the Drawings (Tenderer to list below) |  | Item | AED |  |  | 9.01 | Preliminaries – Contingency | Item | 90 | Rule | ✓ | Unpriced
| Citywalk Plot 5.11 Main Works Contract BOQ (1).xlsx | 3/J/9/G |  |  | NEW | CITYWALK PHASE-05, PLOT 5.11 | Residential | CITYWALK RESIDENTIAL 1 LLC |  | J — Finishes | J | J03 | J0301 | J3 Finishings | Type C-FL-01A;to lift lobby | 16 | m² | AED | 51 | 816 | 3.01 | Finishes – Floor Tiles | Area (m²) | 88 | AI | ✓ | Priced
| Citywalk Plot 5.11 Main Works Contract BOQ (1).xlsx | 3/J/10/B |  |  | NEW | CITYWALK PHASE-05, PLOT 5.11 | Residential | CITYWALK RESIDENTIAL 1 LLC |  | J — Finishes | J | J03 | J0303 | J3 Finishings | Type A-FL-01; 130mm wide; to apartment | -232 | m | AED | 75 | -17400 | 3.01 | Finishes – Skirting & Trim | Length (m) | 85 | AI | ✓ | Priced
| Citywalk Plot 5.11 Main Works Contract BOQ (1).xlsx | 3/J/10/F |  |  | NEW | CITYWALK PHASE-05, PLOT 5.11 | Residential | CITYWALK RESIDENTIAL 1 LLC |  | J — Finishes | J | J03 | J0303 | J3 Finishings | Type A-TH-01; 150mm wide; to changing room | 2 | m | AED | 75 | 150 | 3.01 | Finishes – Thresholds | Length (m) | 85 | AI | ✓ | Priced
| Citywalk Plot 5.11 Main Works Contract BOQ (1).xlsx | 3/J/10/G |  |  | NEW | CITYWALK PHASE-05, PLOT 5.11 | Residential | CITYWALK RESIDENTIAL 1 LLC |  | P — Conveying Systems | P | P03 | P0301 | P3 Work incidental to conveying systems | Type C-TH-01; 200mm wide; to service and lift lobbies | 5 | m | AED | 75 | 375 | 5.10 | Lift and Conveyor Installations | Enumerated (nr), Item | 65 | Fuzzy | ⚠ | Priced
| Citywalk Plot 5.11 Main Works Contract BOQ (1).xlsx | 3/J/10/H |  |  | NEW | CITYWALK PHASE-05, PLOT 5.11 | Residential | CITYWALK RESIDENTIAL 1 LLC |  | J — Finishes | J | J03 | J0303 | J3 Finishings | Type A-SK-01; 100mm high to apartment | 32 | m | AED | 13 | 416 | 3.01 | Finishes – Skirting & Trim | Length (m) | 88 | AI | ✓ | Priced
| Citywalk Plot 5.11 Main Works Contract BOQ (1).xlsx | 3/J/10/J |  |  | NEW | CITYWALK PHASE-05, PLOT 5.11 | Residential | CITYWALK RESIDENTIAL 1 LLC |  | J — Finishes | J | J03 | J0303 | J3 Finishings | Type A-SK-02; 100mm high to apartment Bathrooms | 30 | m | AED | 13 | 390 | 3.01 | Finishes – Skirting & Trims | Length (m) | 75 | AI | ⚠ | Priced
| Citywalk Plot 5.11 Main Works Contract BOQ (1).xlsx | 3/J/10/K |  |  | NEW | CITYWALK PHASE-05, PLOT 5.11 | Residential | CITYWALK RESIDENTIAL 1 LLC |  | J — Finishes | J | J03 | J0303 | J3 Finishings | Type A-SK-03; 100mm high to apartment Bathrooms | 317 | m | AED | 13 | 4121 | 3.01 | Finishes – Skirting & Trims | Length (m) | 75 | AI | ⚠ | Priced
| Citywalk Plot 5.11 Main Works Contract BOQ (1).xlsx | 3/J/10/L |  |  | NEW | CITYWALK PHASE-05, PLOT 5.11 | Residential | CITYWALK RESIDENTIAL 1 LLC |  | J — Finishes | J | J03 | J0303 | J3 Finishings | Type A-SK-05; 100mm high to apartment Bathrooms | 20 | m | AED | 13 | 260 | 3.01 | Finishes – Skirting & Trims | Length (m) | 75 | AI | ⚠ | Priced
| Citywalk Plot 5.11 Main Works Contract BOQ (1).xlsx | 3/J/11/B |  |  | NEW | CITYWALK PHASE-05, PLOT 5.11 | Residential | CITYWALK RESIDENTIAL 1 LLC |  | C — Concrete Work | C | C04 | C0401 | C4 Shuttering | Type A-SK-06; 20mm high to round column | 8 | m | AED | 20 | 160 | 2.01 | Frame / Concrete Work | Volume (m³), Weight (t), Area (m²), Length (m), Enumerated (nr) | 62 | Fuzzy | ⚠ | Priced
| Citywalk Plot 5.11 Main Works Contract BOQ (1).xlsx | 3/J/11/C |  |  | NEW | CITYWALK PHASE-05, PLOT 5.11 | Residential | CITYWALK RESIDENTIAL 1 LLC |  | J — Finishes | J | J03 | J0303 | J3 Finishings | Type SK-01; 100mm high | 26 | m | AED | 13 | 338 | 3.01 | Finishes – Skirting & Trims | Length (m) | 75 | AI | ⚠ | Priced
| Citywalk Plot 5.11 Main Works Contract BOQ (1).xlsx | 3/J/11/D |  |  | NEW | CITYWALK PHASE-05, PLOT 5.11 | Residential | CITYWALK RESIDENTIAL 1 LLC |  | J — Finishes | J | J03 | J0303 | J3 Finishings | Type C-SK-01; to Lift Lobby | -61 | m | AED | 31 | -1891 | 3.01 | Finishes – Skirting & Trims | Length (m) | 75 | AI | ⚠ | Priced
| Citywalk Plot 5.11 Main Works Contract BOQ (1).xlsx | 3/J/11/E |  |  | NEW | CITYWALK PHASE-05, PLOT 5.11 | Residential | CITYWALK RESIDENTIAL 1 LLC |  | J — Finishes | J | J03 | J0303 | J3 Finishings | Type C-SK-02; 100mm high | 256 | m | AED | 13 | 3328 | 3.01 | Finishes – Skirting & Trims | Length (m) | 75 | AI | ⚠ | Priced
| Citywalk Plot 5.11 Main Works Contract BOQ (1).xlsx | 3/J/11/F |  |  | NEW | CITYWALK PHASE-05, PLOT 5.11 | Residential | CITYWALK RESIDENTIAL 1 LLC |  | J — Finishes | J | J03 | J0303 | J3 Finishings | Type C-SK-03; to Gym | -7 | m | AED | 20 | -140 | 3.01 | Finishes – Skirting & Trims | Length (m) | 75 | AI | ⚠ | Priced
| Citywalk Plot 5.11 Main Works Contract BOQ (1).xlsx | 3/J/11/G |  |  | NEW | CITYWALK PHASE-05, PLOT 5.11 | Residential | CITYWALK RESIDENTIAL 1 LLC |  | P — Conveying Systems | P | P03 | P0301 | P3 Work incidental to conveying systems | Type C-MT-06; to Lift lobby and corridors | 4 | m | AED | 25 | 100 | 5.10 | Lift and Conveyor Installations | Enumerated (nr), Item | 63 | Fuzzy | ⚠ | Priced
| Citywalk Plot 5.11 Main Works Contract BOQ (1).xlsx | 3/J/12/A |  |  | NEW | CITYWALK PHASE-05, PLOT 5.11 | Residential | CITYWALK RESIDENTIAL 1 LLC |  | J — Finishes | J | J03 | J0304 | J3 Finishings | To lift lobby; C-TL-01 | 22 | m² | AED | 135 | 2970 | 3.01 | Finishes – Wall Trim/Dado | Length (m) | 70 | AI | ⚠ | Priced
| Citywalk Plot 5.11 Main Works Contract BOQ (1).xlsx | 3/J/12/B |  |  | NEW | CITYWALK PHASE-05, PLOT 5.11 | Residential | CITYWALK RESIDENTIAL 1 LLC |  | J — Finishes | J | J03 | J0304 | J3 Finishings | To changing rooms; C-TL-02 | 14 | m² | AED | 159 | 2226 | 3.01 | Finishes – Wall Trim/Dado | Length (m) | 70 | AI | ⚠ | Priced
| Citywalk Plot 5.11 Main Works Contract BOQ (1).xlsx | 3/J/12/C |  |  | NEW | CITYWALK PHASE-05, PLOT 5.11 | Residential | CITYWALK RESIDENTIAL 1 LLC |  | J — Finishes | J | J03 | J0304 | J3 Finishings | To changing rooms; C-TL-03 | 32 | m² | AED | 465 | 14880 | 3.01 | Finishes – Wall Trim/Dado | Length (m) | 70 | AI | ⚠ | Priced
| Citywalk Plot 5.11 Main Works Contract BOQ (1).xlsx | 3/J/12/D |  |  | NEW | CITYWALK PHASE-05, PLOT 5.11 | Residential | CITYWALK RESIDENTIAL 1 LLC |  | J — Finishes | J | J03 | J0304 | J3 Finishings | To garbage room; public area; WF-06 | 4 | m² | AED | 43 | 172 | 3.01 | Finishes – Wall Trim/Dado | Length (m) | 70 | AI | ⚠ | Priced
| Citywalk Plot 5.11 Main Works Contract BOQ (1).xlsx | 3/J/12/E |  |  | NEW | CITYWALK PHASE-05, PLOT 5.11 | Residential | CITYWALK RESIDENTIAL 1 LLC |  | J — Finishes | J | J03 | J0301 | J3 Finishings | Type T01; size 600 x 600mm; to apartment | 220 | m² | AED | 79 | 17380 | 3.01 | Finishes – Floor Tile | Area (m²) | 80 | AI | ⚠ | Priced
| Citywalk Plot 5.11 Main Works Contract BOQ (1).xlsx | 3/J/13/A |  |  | NEW | CITYWALK PHASE-05, PLOT 5.11 | Residential | CITYWALK RESIDENTIAL 1 LLC |  | J — Finishes | J | J03 | J0301 | J3 Finishings | Type T02; size 600 x 1200mm; to apartments | 121 | m² | AED | 101 | 12221 | 3.01 | Finishes – Floor Tile | Area (m²) | 80 | AI | ⚠ | Priced
| Citywalk Plot 5.11 Main Works Contract BOQ (1).xlsx | 3/J/13/B |  |  | NEW | CITYWALK PHASE-05, PLOT 5.11 | Residential | CITYWALK RESIDENTIAL 1 LLC |  | J — Finishes | J | J03 | J0301 | J3 Finishings | Type T03; size 600 x 600mm; to apartments | -3 | m² | AED | 79 | -237 | 3.01 | Finishes – Floor Tile | Area (m²) | 80 | AI | ⚠ | Priced
| Citywalk Plot 5.11 Main Works Contract BOQ (1).xlsx | 3/J/13/C |  |  | NEW | CITYWALK PHASE-05, PLOT 5.11 | Residential | CITYWALK RESIDENTIAL 1 LLC |  | J — Finishes | J | J03 | J0304 | J3 Finishings | To lift lobby; C-TL-01 | 22 | m² | AED | 58 | 1276 | 3.01 | Finishes – Wall Trim/Dado | Length (m) | 70 | AI | ⚠ | Priced
| Citywalk Plot 5.11 Main Works Contract BOQ (1).xlsx | 3/J/13/D |  |  | NEW | CITYWALK PHASE-05, PLOT 5.11 | Residential | CITYWALK RESIDENTIAL 1 LLC |  | J — Finishes | J | J03 | J0304 | J3 Finishings | To changing rooms; C-TL-02 | 27 | m² | AED | 63 | 1701 | 3.01 | Finishes – Wall Trim/Dado | Length (m) | 70 | AI | ⚠ | Priced
| Citywalk Plot 5.11 Main Works Contract BOQ (1).xlsx | 3/J/13/E |  |  | NEW | CITYWALK PHASE-05, PLOT 5.11 | Residential | CITYWALK RESIDENTIAL 1 LLC |  | J — Finishes | J | J03 | J0304 | J3 Finishings | To changing rooms; C-TL-03 | 32 | m² | AED | 63 | 2016 | 3.01 | Finishes – Wall Trim/Dado | Length (m) | 70 | AI | ⚠ | Priced
| Citywalk Plot 5.11 Main Works Contract BOQ (1).xlsx | 3/J/14/A |  |  | NEW | CITYWALK PHASE-05, PLOT 5.11 | Residential | CITYWALK RESIDENTIAL 1 LLC |  | J — Finishes | J | J03 | J0304 | J3 Finishings | To garbage room; public area; WF-06 | 4 | m² | AED | 63 | 252 | 3.01 | Finishes – Wall Trim/Dado | Length (m) | 70 | AI | ⚠ | Priced
| Citywalk Plot 5.11 Main Works Contract BOQ (1).xlsx | 3/J/14/B |  |  | NEW | CITYWALK PHASE-05, PLOT 5.11 | Residential | CITYWALK RESIDENTIAL 1 LLC |  | J — Finishes | J | J03 | J0301 | J3 Finishings | Type T01; size 600 x 600mm; to apartment | 220 | m³ | AED | 63 | 13860 | 3.01 | Finishes – Floor Tile | Area (m²) | 80 | AI | ⚠ | Priced
| Citywalk Plot 5.11 Main Works Contract BOQ (1).xlsx | 3/J/14/C |  |  | NEW | CITYWALK PHASE-05, PLOT 5.11 | Residential | CITYWALK RESIDENTIAL 1 LLC |  | J — Finishes | J | J03 | J0301 | J3 Finishings | Type T02; size 600 x 1200mm; to apartments | 121 | m² | AED | 63 | 7623 | 3.01 | Finishes – Floor Tile | Area (m²) | 80 | AI | ⚠ | Priced
| Citywalk Plot 5.11 Main Works Contract BOQ (1).xlsx | A |  |  | NEW | CITYWALK PHASE-05, PLOT 5.11 | Residential | CITYWALK RESIDENTIAL 1 LLC |  | A — General Requirements | A | A01 | A0101 | Conditions of contract | Allow for any other works which are not included above and which are required to complete the Finishes in accordance with the Specification and the Drawings (Tenderer to list below) |  | Item | AED |  |  | 9.01 | Preliminaries – Contingency | Item | 90 | Rule | ✓ | Unpriced
| Citywalk Plot 5.11 Main Works Contract BOQ (1).xlsx | 3/J/14/D |  |  | NEW | CITYWALK PHASE-05, PLOT 5.11 | Residential | CITYWALK RESIDENTIAL 1 LLC |  | J — Finishes | J | J03 | J0301 | J3 Finishings | Type T03; size 600 x 600mm; to apartments | -3 | m² | AED | 63 | -189 | 3.01 | Finishes – Floor Tile | Area (m²) | 80 | AI | ⚠ | Priced
| Citywalk Plot 5.11 Main Works Contract BOQ (1).xlsx | 3/J/14/E |  |  | NEW | CITYWALK PHASE-05, PLOT 5.11 | Residential | CITYWALK RESIDENTIAL 1 LLC |  | H — Doors And Windows | H | H00 | H0000 |  | To door top board and side panel fixed to the wall | 20 | m² | AED | 715 | 14300 | 2.06 | Windows and External Doors | Enumerated (nr), Area (m²), Length (m) | 72 | Fuzzy | ⚠ | Priced
| Citywalk Plot 5.11 Main Works Contract BOQ (1).xlsx | 3/J/15/A |  |  | NEW | CITYWALK PHASE-05, PLOT 5.11 | Residential | CITYWALK RESIDENTIAL 1 LLC |  | J — Finishes | J | J03 | J0302 | J3 Finishings | Metal paneling type C-MT-04 | 4 | Nr. | AED | 1560 | 6240 | 3.01 | Finishes – Wall Finish | Area (m²) | 75 | AI | ⚠ | Priced
| Citywalk Plot 5.11 Main Works Contract BOQ (1).xlsx | 3/J/15/D |  |  | NEW | CITYWALK PHASE-05, PLOT 5.11 | Residential | CITYWALK RESIDENTIAL 1 LLC |  | J — Finishes | J | J03 | J0302 | J3 Finishings | Type A-FL-04; size 600 x 600 x 9mm thk.; Floor Tile, Cream RT finish to balcony | 3 | m² | AED | 99 | 297 | 3.01 | Internal Finishes | Area (m²), Length (m) | 60 | Fuzzy | ⚠ | Priced
| Citywalk Plot 5.11 Main Works Contract BOQ (1).xlsx | 3/J/15/E |  |  | NEW | CITYWALK PHASE-05, PLOT 5.11 | Residential | CITYWALK RESIDENTIAL 1 LLC |  | J — Finishes | J | J03 | J0302 | J3 Finishings | Type A-FL-04; size 600 x 600 x 9mm thk.; Floor Tile, Cream RT finish to balcony | 3 | m² | AED | 56 | 168 | 3.01 | Internal Finishes | Area (m²), Length (m) | 60 | Fuzzy | ⚠ | Priced
| Citywalk Plot 5.11 Main Works Contract BOQ (1).xlsx | 3/J/16/A |  |  | NEW | CITYWALK PHASE-05, PLOT 5.11 | Residential | CITYWALK RESIDENTIAL 1 LLC |  | J — Finishes | J | J05 | J0501 | J5 Suspended ceilings | A-PT-01To ceilings; drop not exceeding 500mm | -3428 | m² | AED | 98 | -335944 | 3.01 | Internal Finishes | Area (m²), Length (m) | 79 | Fuzzy | ⚠ | Priced
| Citywalk Plot 5.11 Main Works Contract BOQ (1).xlsx | 3/J/16/B |  |  | NEW | CITYWALK PHASE-05, PLOT 5.11 | Residential | CITYWALK RESIDENTIAL 1 LLC |  | J — Finishes | J | J05 | J0501 | J5 Suspended ceilings | To ceilings; ceiling drop over 500mm but not exceeding 1000mm | 4577 | m² | AED | 100 | 457700 | 3.01 | Internal Finishes | Area (m²), Length (m) | 77 | Fuzzy | ⚠ | Priced
| Citywalk Plot 5.11 Main Works Contract BOQ (1).xlsx | 3/J/16/C |  |  | NEW | CITYWALK PHASE-05, PLOT 5.11 | Residential | CITYWALK RESIDENTIAL 1 LLC |  | J — Finishes | J | J03 | J0305 | J3 Finishings | Bulkhead; 150mm high | -485 | m | AED | 23 | -11155 | 3.01 | Finishes – Ceiling Trim | Length (m) | 75 | AI | ⚠ | Priced
| Citywalk Plot 5.11 Main Works Contract BOQ (1).xlsx | 3/J/17/D |  |  | NEW | CITYWALK PHASE-05, PLOT 5.11 | Residential | CITYWALK RESIDENTIAL 1 LLC |  | J — Finishes | J | J03 | J0305 | J3 Finishings | Bulkhead; 195mm high | 671 | m | AED | 25 | 16775 | 3.01 | Finishes – Ceiling Trim | Length (m) | 75 | AI | ⚠ | Priced
| Citywalk Plot 5.11 Main Works Contract BOQ (1).xlsx | 3/J/16/A |  |  | NEW | CITYWALK PHASE-05, PLOT 5.11 | Residential | CITYWALK RESIDENTIAL 1 LLC |  | J — Finishes | J | J05 | J0501 | J5 Suspended ceilings | Bulkhead; 300mm high | 12 | m | AED | 38 | 456 | 3.01 | Finishes – Gypsum Bulkhead | Length (m) | 95 | Rule | ✓ | Priced
| Citywalk Plot 5.11 Main Works Contract BOQ (1).xlsx | 3/J/16/b |  |  | NEW | CITYWALK PHASE-05, PLOT 5.11 | Residential | CITYWALK RESIDENTIAL 1 LLC |  | J — Finishes | J | J03 | J0305 | J3 Finishings | Cove; 325mm high | 24 | m | AED | 153 | 3672 | 3.01 | Finishes – Ceiling Trim | Length (m) | 75 | AI | ⚠ | Priced
| Citywalk Plot 5.11 Main Works Contract BOQ (1).xlsx | 3/J/16/C |  |  | NEW | CITYWALK PHASE-05, PLOT 5.11 | Residential | CITYWALK RESIDENTIAL 1 LLC |  | J — Finishes | J | J03 | J0305 | J3 Finishings | Cove; 100x65h | -668 | m | AED | 63 | -42084 | 3.01 | Finishes – Ceiling Trim | Length (m) | 75 | AI | ⚠ | Priced
| Citywalk Plot 5.11 Main Works Contract BOQ (1).xlsx | 3/J/16/D |  |  | NEW | CITYWALK PHASE-05, PLOT 5.11 | Residential | CITYWALK RESIDENTIAL 1 LLC |  | J — Finishes | J | J05 | J0501 | J5 Suspended ceilings | A-PT-02To ceilings; drop not exceeding 500mm | -1 | m² | AED | 106 | -106 | 3.01 | Internal Finishes | Area (m²), Length (m) | 76 | Fuzzy | ⚠ | Priced
| Citywalk Plot 5.11 Main Works Contract BOQ (1).xlsx | 3/J/16/E |  |  | NEW | CITYWALK PHASE-05, PLOT 5.11 | Residential | CITYWALK RESIDENTIAL 1 LLC |  | J — Finishes | J | J05 | J0501 | J5 Suspended ceilings | To ceilings; ceiling drop over 500mm but not exceeding 1000mm | -767 | m² | AED | 109 | -83603 | 3.01 | Internal Finishes | Area (m²), Length (m) | 77 | Fuzzy | ⚠ | Priced
| Citywalk Plot 5.11 Main Works Contract BOQ (1).xlsx | 3/J/16/F |  |  | NEW | CITYWALK PHASE-05, PLOT 5.11 | Residential | CITYWALK RESIDENTIAL 1 LLC |  | J — Finishes | J | J05 | J0501 | J5 Suspended ceilings | Bulkhead; 200mm high | 35 | m | AED | 26 | 910 | 3.01 | Finishes – Gypsum Bulkhead | Length (m) | 95 | Rule | ✓ | Priced
| Citywalk Plot 5.11 Main Works Contract BOQ (1).xlsx | 3/J/16/G |  |  | NEW | CITYWALK PHASE-05, PLOT 5.11 | Residential | CITYWALK RESIDENTIAL 1 LLC |  | J — Finishes | J | J03 | J0305 | J3 Finishings | Cove light; 65 x 100mm | 35 | m | AED | 63 | 2205 | 3.01 | Finishes – Ceiling Trim | Length (m) | 75 | AI | ⚠ | Priced
| Citywalk Plot 5.11 Main Works Contract BOQ (1).xlsx | 3/J/16/M |  |  | NEW | CITYWALK PHASE-05, PLOT 5.11 | Residential | CITYWALK RESIDENTIAL 1 LLC |  | J — Finishes | J | J05 | J0501 | J5 Suspended ceilings | C-PT-01To ceilings; drop not exceeding 500mm | 69 | m² | AED | 98 | 6762 | 3.01 | Internal Finishes | Area (m²), Length (m) | 79 | Fuzzy | ⚠ | Priced
| Citywalk Plot 5.11 Main Works Contract BOQ (1).xlsx | 3/J/17/A |  |  | NEW | CITYWALK PHASE-05, PLOT 5.11 | Residential | CITYWALK RESIDENTIAL 1 LLC |  | J — Finishes | J | J05 | J0501 | J5 Suspended ceilings | To bulkhead; 200mm high | 797 | m | AED | 25 | 19925 | 3.01 | Finishes – Gypsum Bulkhead | Length (m) | 95 | Rule | ✓ | Priced
| Citywalk Plot 5.11 Main Works Contract BOQ (1).xlsx | 3/J/17/B |  |  | NEW | CITYWALK PHASE-05, PLOT 5.11 | Residential | CITYWALK RESIDENTIAL 1 LLC |  | J — Finishes | J | J03 | J0305 | J3 Finishings | Cove light; 65 x 100mm | 797 | m | AED | 63 | 50211 | 3.01 | Finishes – Ceiling Trim | Length (m) | 75 | AI | ⚠ | Priced
| Citywalk Plot 5.11 Main Works Contract BOQ (1).xlsx | 3/J/19/F |  |  | NEW | CITYWALK PHASE-05, PLOT 5.11 | Residential | CITYWALK RESIDENTIAL 1 LLC |  | J — Finishes | J | J05 | J0501 | J5 Suspended ceilings | CF-18; To ceilings; drop not exceeding 500mm | 10 | m² | AED | 300 | 3000 | 3.01 | Internal Finishes | Area (m²), Length (m) | 77 | Fuzzy | ⚠ | Priced
| Citywalk Plot 5.11 Main Works Contract BOQ (1).xlsx | 3/J/19/G |  |  | NEW | CITYWALK PHASE-05, PLOT 5.11 | Residential | CITYWALK RESIDENTIAL 1 LLC |  | J — Finishes | J | J05 | J0501 | J5 Suspended ceilings | CF-18; To ceilings; drop not exceeding 500mm | 234 | m² | AED | 183 | 42822 | 3.01 | Internal Finishes | Area (m²), Length (m) | 77 | Fuzzy | ⚠ | Priced
| Citywalk Plot 5.11 Main Works Contract BOQ (1).xlsx | A |  |  | NEW | CITYWALK PHASE-05, PLOT 5.11 | Residential | CITYWALK RESIDENTIAL 1 LLC |  | A — General Requirements | A | A01 | A0101 | Conditions of contract | Allow for any other works which are not included above and which are required to complete the Finishes in accordance with the Specification and the Drawings (Tenderer to list below) |  | Item | AED |  |  | 9.01 | Preliminaries – Contingency | Item | 90 | Rule | ✓ | Unpriced
| Citywalk Plot 5.11 Main Works Contract BOQ (1).xlsx | 3/J/21/A |  |  | NEW | CITYWALK PHASE-05, PLOT 5.11 | Residential | CITYWALK RESIDENTIAL 1 LLC |  | J — Finishes | J | J03 | J0301 | J3 Finishings | Type FF10; to BOH area | -34 | m² | AED | 73 | -2482 | 3.01 | Finishes – Floor Finish | Area (m²) | 70 | AI | ⚠ | Priced
| Citywalk Plot 5.11 Main Works Contract BOQ (1).xlsx | 3/J/21/B |  |  | NEW | CITYWALK PHASE-05, PLOT 5.11 | Residential | CITYWALK RESIDENTIAL 1 LLC |  | B — Site Work | B | B09 | B0901 | B9 Excavation | Type FF12 | 1 | m² | AED | 73 | 73 | 8.01 | Site Works, Drainage, External Services & Landscaping | Volume (m³), Length (m), Area (m²), Enumerated (nr), Item | 62 | Fuzzy | ⚠ | Priced
| Citywalk Plot 5.11 Main Works Contract BOQ (1).xlsx | 3/J/21/C |  |  | NEW | CITYWALK PHASE-05, PLOT 5.11 | Residential | CITYWALK RESIDENTIAL 1 LLC |  | J — Finishes | J | J03 | J0301 | J3 Finishings | Type FF13 ; to Pump room | 62 | m² | AED | 73 | 4526 | 3.01 | Finishes – Floor Finish | Area (m²) | 70 | AI | ⚠ | Priced
| Citywalk Plot 5.11 Main Works Contract BOQ (1).xlsx | 3/J/21/D |  |  | NEW | CITYWALK PHASE-05, PLOT 5.11 | Residential | CITYWALK RESIDENTIAL 1 LLC |  | J — Finishes | J | J03 | J0301 | J3 Finishings | Type FF16; to Stairs | 98 | m² | AED | 73 | 7154 | 3.01 | Finishes – Floor Finish | Area (m²) | 70 | AI | ⚠ | Priced
| Citywalk Plot 5.11 Main Works Contract BOQ (1).xlsx | 3/J/21/E |  |  | NEW | CITYWALK PHASE-05, PLOT 5.11 | Residential | CITYWALK RESIDENTIAL 1 LLC |  | J — Finishes | J | J03 | J0303 | J3 Finishings | Type SK-04; 100mm high | -3 | m | AED | 24 | -72 | 3.01 | Finishes – Skirting & Trims | Length (m) | 75 | AI | ⚠ | Priced
| Citywalk Plot 5.11 Main Works Contract BOQ (1).xlsx | 3/J/21/F |  |  | NEW | CITYWALK PHASE-05, PLOT 5.11 | Residential | CITYWALK RESIDENTIAL 1 LLC |  | J — Finishes | J | J03 | J0303 | J3 Finishings | Type SK-06; 100mm high | 13 | m | AED | 26 | 338 | 3.01 | Finishes – Skirting & Trims | Length (m) | 75 | AI | ⚠ | Priced
| Citywalk Plot 5.11 Main Works Contract BOQ (1).xlsx | 3/J/22/A |  |  | NEW | CITYWALK PHASE-05, PLOT 5.11 | Residential | CITYWALK RESIDENTIAL 1 LLC |  | J — Finishes | J | J03 | J0301 | J3 Finishings | Type PT-01; to apartments | -90 | m² | AED | 23 | -2070 | 3.01 | Finishes – Floor Finish | Area (m²) | 70 | AI | ⚠ | Priced
| Citywalk Plot 5.11 Main Works Contract BOQ (1).xlsx | 3/J/22/B |  |  | NEW | CITYWALK PHASE-05, PLOT 5.11 | Residential | CITYWALK RESIDENTIAL 1 LLC |  | J — Finishes | J | J03 | J0301 | J3 Finishings | Type PT02; to apartments | 172 | m² | AED | 20 | 3440 | 3.01 | Finishes – Floor Finish | Area (m²) | 70 | AI | ⚠ | Priced
| Citywalk Plot 5.11 Main Works Contract BOQ (1).xlsx | 3/J/22/C |  |  | NEW | CITYWALK PHASE-05, PLOT 5.11 | Residential | CITYWALK RESIDENTIAL 1 LLC |  | J — Finishes | J | J03 | J0301 | J3 Finishings | Type PT02; to apartments | 1900 | m² | AED | 20 | 38000 | 3.01 | Finishes – Floor Finish | Area (m²) | 70 | AI | ⚠ | Priced
| Citywalk Plot 5.11 Main Works Contract BOQ (1).xlsx | 3/J/22/F |  |  | NEW | CITYWALK PHASE-05, PLOT 5.11 | Residential | CITYWALK RESIDENTIAL 1 LLC |  | J — Finishes | J | J03 | J0301 | J3 Finishings | To gym | 168 | m² | AED | 150 | 25200 | 3.01 | Finishes – Floor Finish | Area (m²) | 70 | AI | ⚠ | Priced
| Citywalk Plot 5.11 Main Works Contract BOQ (1).xlsx | 3/J/22/D |  |  | NEW | CITYWALK PHASE-05, PLOT 5.11 | Residential | CITYWALK RESIDENTIAL 1 LLC |  | H — Doors And Windows | H | H00 | H0000 |  | Paint type C-PA-10 To door top board and side panel fixed to the wall | 20 | m² | AED | 81 | 1620 | 2.06 | Windows and External Doors | Enumerated (nr), Area (m²), Length (m) | 67 | Fuzzy | ⚠ | Priced
| Citywalk Plot 5.11 Main Works Contract BOQ (1).xlsx | 3/J/23/C |  |  | NEW | CITYWALK PHASE-05, PLOT 5.11 | Residential | CITYWALK RESIDENTIAL 1 LLC |  | J — Finishes | J | J03 | J0304 | J3 Finishings | To garbage room; WF-06 | -4 | m² | AED | 4 | -16 | 3.01 | Finishes – Wall Trim/Dado | Length (m) | 70 | AI | ⚠ | Priced
| Citywalk Plot 5.11 Main Works Contract BOQ (1).xlsx | 3/J/23/D |  |  | NEW | CITYWALK PHASE-05, PLOT 5.11 | Residential | CITYWALK RESIDENTIAL 1 LLC |  | J — Finishes | J | J03 | J0304 | J3 Finishings | To service lobby; WF-16 | 36 | m² | AED | 4 | 144 | 3.01 | Finishes – Wall Trim/Dado | Length (m) | 70 | AI | ⚠ | Priced
| Citywalk Plot 5.11 Main Works Contract BOQ (1).xlsx | 3/J/23/E |  |  | NEW | CITYWALK PHASE-05, PLOT 5.11 | Residential | CITYWALK RESIDENTIAL 1 LLC |  | J — Finishes | J | J03 | J0304 | J3 Finishings | To WM room; WF-19 | 3 | m² | AED | 4 | 12 | 3.01 | Finishes – Wall Trim/Dado | Length (m) | 70 | AI | ⚠ | Priced
| Citywalk Plot 5.11 Main Works Contract BOQ (1).xlsx | 3/J/23/G |  |  | NEW | CITYWALK PHASE-05, PLOT 5.11 | Residential | CITYWALK RESIDENTIAL 1 LLC |  | C — Concrete Work | C | C02 | C0201 | C2 Poured concrete | To staircases; WF-18 | 249 | m² | AED | 23 | 5727 | 2.01 | Frame | Volume (m³) | 93 | Rule | ✓ | Priced
| Citywalk Plot 5.11 Main Works Contract BOQ (1).xlsx | 3/J/24/A |  |  | NEW | CITYWALK PHASE-05, PLOT 5.11 | Residential | CITYWALK RESIDENTIAL 1 LLC |  | P — Conveying Systems | P | P10 | P1001 |  | To F/S lift; WF-23 | 627 | m² | AED | 29 | 18183 | 5.10 | Lift & Conveyor – Lift Installation | Item | 72 | AI | ⚠ | Priced
| Citywalk Plot 5.11 Main Works Contract BOQ (1).xlsx | 3/J/24/B |  |  | NEW | CITYWALK PHASE-05, PLOT 5.11 | Residential | CITYWALK RESIDENTIAL 1 LLC |  | J — Finishes | J | J02 | J0201 | J2 Backgrounds | To gypsum board ceiling | 882 | m² | AED | 23 | 20286 | 3.01 | Internal Finishes | Area (m²), Length (m) | 72 | Fuzzy | ⚠ | Priced
| Citywalk Plot 5.11 Main Works Contract BOQ (1).xlsx | 3/J/24/C |  |  | NEW | CITYWALK PHASE-05, PLOT 5.11 | Residential | CITYWALK RESIDENTIAL 1 LLC |  | J — Finishes | J | J05 | J0501 | J5 Suspended ceilings | To bulkheads and lightcoves | -427 | m² | AED | 23 | -9821 | 3.01 | Internal Finishes | Area (m²), Length (m) | 68 | Fuzzy | ⚠ | Priced
| Citywalk Plot 5.11 Main Works Contract BOQ (1).xlsx | 3/J/24/D |  |  | NEW | CITYWALK PHASE-05, PLOT 5.11 | Residential | CITYWALK RESIDENTIAL 1 LLC |  | J — Finishes | J | J02 | J0201 | J2 Backgrounds | To ceiling soffits | -7 | m² | AED | 23 | -161 | 3.01 | Internal Finishes | Area (m²), Length (m) | 79 | Fuzzy | ⚠ | Priced
| Citywalk Plot 5.11 Main Works Contract BOQ (1).xlsx | 3/J/24/E |  |  | NEW | CITYWALK PHASE-05, PLOT 5.11 | Residential | CITYWALK RESIDENTIAL 1 LLC |  | J — Finishes | J | J02 | J0201 | J2 Backgrounds | To gypsum board ceiling | -768 | m² | AED | 23 | -17664 | 3.01 | Internal Finishes | Area (m²), Length (m) | 72 | Fuzzy | ⚠ | Priced
| Citywalk Plot 5.11 Main Works Contract BOQ (1).xlsx | 3/J/24/F |  |  | NEW | CITYWALK PHASE-05, PLOT 5.11 | Residential | CITYWALK RESIDENTIAL 1 LLC |  | J — Finishes | J | J05 | J0501 | J5 Suspended ceilings | To bulkheads and lightcoves | -20 | m² | AED | 23 | -460 | 3.01 | Internal Finishes | Area (m²), Length (m) | 68 | Fuzzy | ⚠ | Priced
| Citywalk Plot 5.11 Main Works Contract BOQ (1).xlsx | 3/J/25/G |  |  | NEW | CITYWALK PHASE-05, PLOT 5.11 | Residential | CITYWALK RESIDENTIAL 1 LLC |  | J — Finishes | J | J02 | J0201 | J2 Backgrounds | C-PT-05 To gypsum board ceiling | 2 | m² | AED | 23 | 46 | 3.01 | Internal Finishes | Area (m²), Length (m) | 64 | Fuzzy | ⚠ | Priced
| Citywalk Plot 5.11 Main Works Contract BOQ (1).xlsx | 3/J/26/A |  |  | NEW | CITYWALK PHASE-05, PLOT 5.11 | Residential | CITYWALK RESIDENTIAL 1 LLC |  | J — Finishes | J | J02 | J0201 | J2 Backgrounds | CF-16- To gypsum board ceiling | 3 | m² | AED | 35 | 105 | 3.01 | Internal Finishes | Area (m²), Length (m) | 66 | Fuzzy | ⚠ | Priced
| Citywalk Plot 5.11 Main Works Contract BOQ (1).xlsx | 3/J/26/B |  |  | NEW | CITYWALK PHASE-05, PLOT 5.11 | Residential | CITYWALK RESIDENTIAL 1 LLC |  | J — Finishes | J | J02 | J0201 | J2 Backgrounds | CF-19- To ceiling soffit | -36 | m² | AED | 35 | -1260 | 3.01 | Internal Finishes | Area (m²), Length (m) | 71 | Fuzzy | ⚠ | Priced
| Citywalk Plot 5.11 Main Works Contract BOQ (1).xlsx | 3/J/26/C |  |  | NEW | CITYWALK PHASE-05, PLOT 5.11 | Residential | CITYWALK RESIDENTIAL 1 LLC |  | Q — Mechanical Engineering Installations | Q | Q06 | Q0600 | Q6 Connections to supply mains | CF-19- To stair soffit | 56 | m² | AED | 35 | 1960 | 5.06 | Mechanical Engineering Installations | Length (m), Weight (t), Area (m²), Enumerated (nr), Item | 68 | Fuzzy | ⚠ | Priced
| Citywalk Plot 5.11 Main Works Contract BOQ (1).xlsx | 3/J/26/E |  |  | NEW | CITYWALK PHASE-05, PLOT 5.11 | Residential | CITYWALK RESIDENTIAL 1 LLC |  | F — Woodwork | F | F02 | F0201 | F2 Structural timbers | To lower roof walls | 43 | m² | AED | 45 | 1935 | 2.01 | Frame / Woodwork | Length (m), Area (m²), Enumerated (nr) | 79 | Fuzzy | ⚠ | Priced
| Citywalk Plot 5.11 Main Works Contract BOQ (1).xlsx | 3/J/26/H |  |  | NEW | CITYWALK PHASE-05, PLOT 5.11 | Residential | CITYWALK RESIDENTIAL 1 LLC |  | C — Concrete Work | C | C02 | C0201 | C2 Poured concrete | To walls in decorative columns | 9 | m² | AED | 45 | 405 | 2.01 | Frame | Volume (m³) | 95 | Rule | ✓ | Priced
| Citywalk Plot 5.11 Main Works Contract BOQ (1).xlsx | 3/J/26/J |  |  | NEW | CITYWALK PHASE-05, PLOT 5.11 | Residential | CITYWALK RESIDENTIAL 1 LLC |  | C — Concrete Work | C | C02 | C0201 | C2 Poured concrete | To stepped planter walls; type-W01 | 144 | m² | AED | 45 | 6480 | 2.01 | Upper Floors / Walls | Volume (m³) | 93 | Rule | ✓ | Priced
| Citywalk Plot 5.11 Main Works Contract BOQ (1).xlsx | 3/J/27/A |  |  | NEW | CITYWALK PHASE-05, PLOT 5.11 | Residential | CITYWALK RESIDENTIAL 1 LLC |  | J — Finishes | J | J02 | J0201 | J2 Backgrounds | To cement board ceiling | 234 | m² | AED | 45 | 10530 | 3.01 | Internal Finishes | Area (m²), Length (m) | 72 | Fuzzy | ⚠ | Priced
| Citywalk Plot 5.11 Main Works Contract BOQ (1).xlsx | A |  |  | NEW | CITYWALK PHASE-05, PLOT 5.11 | Residential | CITYWALK RESIDENTIAL 1 LLC |  | H — Doors And Windows | H | H03 | H0302 | H3 Screens | Overall size 1300 x 2500mm high; to bathroom in apartment 1BR type 1 | 40 | Nr. | AED | 2800 | 112000 | 2.08 | Internal Doors – Standard | Number | 75 | AI | ⚠ | Priced
| Citywalk Plot 5.11 Main Works Contract BOQ (1).xlsx | B |  |  | NEW | CITYWALK PHASE-05, PLOT 5.11 | Residential | CITYWALK RESIDENTIAL 1 LLC |  | H — Doors And Windows | H | H03 | H0302 | H3 Screens | Overall size 1300 x 2500mm high; to bathroom in apartment 1BR type 2 | 7 | Nr. | AED | 2800 | 19600 | 2.08 | Internal Doors – Standard | Number | 75 | AI | ⚠ | Priced
| Citywalk Plot 5.11 Main Works Contract BOQ (1).xlsx | C |  |  | NEW | CITYWALK PHASE-05, PLOT 5.11 | Residential | CITYWALK RESIDENTIAL 1 LLC |  | H — Doors And Windows | H | H03 | H0302 | H3 Screens | Overall size 1280 x 2500mm high; to bathroom in apartment 1BR type 3 | 7 | Nr. | AED | 2895 | 20265 | 2.08 | Internal Doors – Standard | Number | 75 | AI | ⚠ | Priced
| Citywalk Plot 5.11 Main Works Contract BOQ (1).xlsx | D |  |  | NEW | CITYWALK PHASE-05, PLOT 5.11 | Residential | CITYWALK RESIDENTIAL 1 LLC |  | H — Doors And Windows | H | H03 | H0302 | H3 Screens | Overall size 1200 x 2500mm high; to bathroom in apartment 1BR type 4 | 2 | Nr. | AED | 2714 | 5428 | 2.08 | Internal Doors – Standard | Number | 75 | AI | ⚠ | Priced
| Citywalk Plot 5.11 Main Works Contract BOQ (1).xlsx | E |  |  | NEW | CITYWALK PHASE-05, PLOT 5.11 | Residential | CITYWALK RESIDENTIAL 1 LLC |  | H — Doors And Windows | H | H03 | H0302 | H3 Screens | Overall size 1240 x 2500mm high; to bathroom in apartment 2BR type 1 | 12 | Nr. | AED | 2873 | 34476 | 2.08 | Internal Doors – Standard | Number | 75 | AI | ⚠ | Priced
| Citywalk Plot 5.11 Main Works Contract BOQ (1).xlsx | F |  |  | NEW | CITYWALK PHASE-05, PLOT 5.11 | Residential | CITYWALK RESIDENTIAL 1 LLC |  | H — Doors And Windows | H | H03 | H0302 | H3 Screens | Overall size 1240 x 2500mm high; to bathroom in apartment 2BR type 2 | 9 | Nr. | AED | 2873 | 25857 | 2.08 | Internal Doors – Standard | Number | 75 | AI | ⚠ | Priced
| Citywalk Plot 5.11 Main Works Contract BOQ (1).xlsx | G |  |  | NEW | CITYWALK PHASE-05, PLOT 5.11 | Residential | CITYWALK RESIDENTIAL 1 LLC |  | H — Doors And Windows | H | H03 | H0302 | H3 Screens | Overall size 1290 x 2500mm high; to bathroom in apartment 2BR type 3 | 3 | Nr. | AED | 2918 | 8754 | 2.08 | Internal Doors – Standard | Number | 75 | AI | ⚠ | Priced
| Citywalk Plot 5.11 Main Works Contract BOQ (1).xlsx | H |  |  | NEW | CITYWALK PHASE-05, PLOT 5.11 | Residential | CITYWALK RESIDENTIAL 1 LLC |  | H — Doors And Windows | H | H03 | H0302 | H3 Screens | Overall size 1170 x 2500mm high; to bathroom in apartment 2BR + Maid type 1 | 18 | Nr. | AED | 2646 | 47628 | 2.08 | Internal Doors – Standard | Number | 75 | AI | ⚠ | Priced
| Citywalk Plot 5.11 Main Works Contract BOQ (1).xlsx | J |  |  | NEW | CITYWALK PHASE-05, PLOT 5.11 | Residential | CITYWALK RESIDENTIAL 1 LLC |  | H — Doors And Windows | H | H03 | H0302 | H3 Screens | Overall size 1170 x 2500mm high; to bathroom in apartment 2BR + Maid type 2 | 3 | Nr. | AED | 2646 | 7938 | 2.08 | Internal Doors – Standard | Number | 75 | AI | ⚠ | Priced
| Citywalk Plot 5.11 Main Works Contract BOQ (1).xlsx | K |  |  | NEW | CITYWALK PHASE-05, PLOT 5.11 | Residential | CITYWALK RESIDENTIAL 1 LLC |  | H — Doors And Windows | H | H03 | H0302 | H3 Screens | Overall size 1440 x 2500mm high; to bathroom in apartment 2BR + Maid type 3 | 1 | Nr. | AED | 3256 | 3256 | 2.08 | Internal Doors – Standard | Number | 75 | AI | ⚠ | Priced
| Citywalk Plot 5.11 Main Works Contract BOQ (1).xlsx | L |  |  | NEW | CITYWALK PHASE-05, PLOT 5.11 | Residential | CITYWALK RESIDENTIAL 1 LLC |  | H — Doors And Windows | H | H03 | H0302 | H3 Screens | Overall size 1330 x 2500mm high; to bathroom in apartment 3BR type 1 | 7 | Nr. | AED | 3008 | 21056 | 2.08 | Internal Doors – Standard | Number | 75 | AI | ⚠ | Priced
| Citywalk Plot 5.11 Main Works Contract BOQ (1).xlsx | M |  |  | NEW | CITYWALK PHASE-05, PLOT 5.11 | Residential | CITYWALK RESIDENTIAL 1 LLC |  | H — Doors And Windows | H | H03 | H0302 | H3 Screens | Overall size 960 x 2500mm high; to bathroom in apartment 3BR type 1 | 7 | Nr. | AED | 2171 | 15197 | 2.08 | Internal Doors – Standard | Number | 75 | AI | ⚠ | Priced
| Citywalk Plot 5.11 Main Works Contract BOQ (1).xlsx | A |  |  | NEW | CITYWALK PHASE-05, PLOT 5.11 | Residential | CITYWALK RESIDENTIAL 1 LLC |  | H — Doors And Windows | H | H03 | H0302 | H3 Screens | Overall size 1410 x 2500mm high; to bathroom in apartment 3BR type 2 | 3 | Nr. | AED | 3189 | 9567 | 2.08 | Internal Doors – Standard | Number | 75 | AI | ⚠ | Priced
| Citywalk Plot 5.11 Main Works Contract BOQ (1).xlsx | B |  |  | NEW | CITYWALK PHASE-05, PLOT 5.11 | Residential | CITYWALK RESIDENTIAL 1 LLC |  | H — Doors And Windows | H | H03 | H0302 | H3 Screens | Overall size 1380 x 2500mm high; to bathroom in apartment 3BR type 2 | 3 | Nr. | AED | 0 | Included in Addtnl Item | 2.08 | Internal Doors – Standard | Number | 75 | AI | ⚠ | Unpriced
| Citywalk Plot 5.11 Main Works Contract BOQ (1).xlsx | C |  |  | NEW | CITYWALK PHASE-05, PLOT 5.11 | Residential | CITYWALK RESIDENTIAL 1 LLC |  | H — Doors And Windows | H | H03 | H0302 | H3 Screens | Overall size 1050 x 2500mm high; to bathroom in apartment 3BR type 3 | 2 | Nr. | AED | 2375 | 4750 | 2.08 | Internal Doors – Standard | Number | 75 | AI | ⚠ | Priced
| Citywalk Plot 5.11 Main Works Contract BOQ (1).xlsx | D |  |  | NEW | CITYWALK PHASE-05, PLOT 5.11 | Residential | CITYWALK RESIDENTIAL 1 LLC |  | H — Doors And Windows | H | H03 | H0302 | H3 Screens | Overall size 1550 x 2500mm high; to bathroom in apartment 3BR type 4 | 1 | Nr. | AED | 3505 | 3505 | 2.08 | Internal Doors – Standard | Number | 75 | AI | ⚠ | Priced
| Citywalk Plot 5.11 Main Works Contract BOQ (1).xlsx | E |  |  | NEW | CITYWALK PHASE-05, PLOT 5.11 | Residential | CITYWALK RESIDENTIAL 1 LLC |  | H — Doors And Windows | H | H03 | H0302 | H3 Screens | Overall size 1600 x 2500mm high; to bathroom in apartment 3BR type 4 | 1 | Nr. | AED | 0 | Not Shown in Dwg | 2.08 | Internal Doors – Standard | Number | 75 | AI | ⚠ | Unpriced
| Citywalk Plot 5.11 Main Works Contract BOQ (1).xlsx | F |  |  | NEW | CITYWALK PHASE-05, PLOT 5.11 | Residential | CITYWALK RESIDENTIAL 1 LLC |  | H — Doors And Windows | H | H08 | H0801 |  | Overall size 760 x 2200mm high | 126 | Nr. | AED | 0 | Included | 2.08 | Internal Doors – Specialist (Glass) | Number | 80 | AI | ⚠ | Unpriced
| Citywalk Plot 5.11 Main Works Contract BOQ (1).xlsx | G |  |  | NEW | CITYWALK PHASE-05, PLOT 5.11 | Residential | CITYWALK RESIDENTIAL 1 LLC |  | H — Doors And Windows | H | H08 | H0801 |  | Overall size 700 x 2000mm high; to bathtub | 51 | Nr. | AED | 1038 | 52938 | 2.08 | Internal Doors – Specialist (Glass) | Number | 80 | AI | ⚠ | Priced
| Citywalk Plot 5.11 Main Works Contract BOQ (1).xlsx | H |  |  | NEW | CITYWALK PHASE-05, PLOT 5.11 | Residential | CITYWALK RESIDENTIAL 1 LLC |  | H — Doors And Windows | H | H08 | H0802 |  | 2100mm high | 8 | m | AED | 2625 | 21000 | 2.07 | Internal Walls – Partitions | Number | 78 | AI | ⚠ | Priced
| Citywalk Plot 5.11 Main Works Contract BOQ (1).xlsx | J |  |  | NEW | CITYWALK PHASE-05, PLOT 5.11 | Residential | CITYWALK RESIDENTIAL 1 LLC |  | H — Doors And Windows | H | H05 | H0500 | H5 Glass | Extra over for tinted bronze gradient frosted glass door; 790 x 2400mm high | 8 | Nr. | AED | 0 | Included | 2.06 | Windows and External Doors | Enumerated (nr), Area (m²), Length (m) | 79 | Fuzzy | ⚠ | Unpriced
| Citywalk Plot 5.11 Main Works Contract BOQ (1).xlsx | K |  |  | NEW | CITYWALK PHASE-05, PLOT 5.11 | Residential | CITYWALK RESIDENTIAL 1 LLC |  | H — Doors And Windows | H | H08 | H0802 |  | 2400mm high | 13 | m² | AED | 905 | 11765 | 2.07 | Internal Walls – Partitions | Number | 78 | AI | ⚠ | Priced
| Citywalk Plot 5.11 Main Works Contract BOQ (1).xlsx | L |  |  | NEW | CITYWALK PHASE-05, PLOT 5.11 | Residential | CITYWALK RESIDENTIAL 1 LLC |  | F — Woodwork | F | F04 | F0401 | F4 Grounds and battens | Extra over for door; overall size 600 x 2200mm | 4 | Nr. | AED | 0 | Included | 3.01 | Woodwork – Bespoke Joinery | Enumerated (nr) | 90 | Rule | ✓ | Unpriced
| Citywalk Plot 5.11 Main Works Contract BOQ (1).xlsx | A |  |  | NEW | CITYWALK PHASE-05, PLOT 5.11 | Residential | CITYWALK RESIDENTIAL 1 LLC |  | H — Doors And Windows | H | H08 | H0802 |  | To gym | 10 | m² | AED | 250 | 2500 | 2.07 | Internal Walls – Partitions | Number | 75 | AI | ⚠ | Priced
| Citywalk Plot 5.11 Main Works Contract BOQ (1).xlsx | B |  |  | NEW | CITYWALK PHASE-05, PLOT 5.11 | Residential | CITYWALK RESIDENTIAL 1 LLC |  | K — Accessories | K | K02 | K0200 | K2 Partitions | To partition of 3BR type 02 storage rooms | 3 | Nr. | AED | 2344 | 7032 | 4.01 | Furniture, Fittings and Equipment | Enumerated (nr), Length (m), Area (m²), Item | 76 | Fuzzy | ⚠ | Priced
| Citywalk Plot 5.11 Main Works Contract BOQ (1).xlsx | A |  |  | NEW | CITYWALK PHASE-05, PLOT 5.11 | Residential | CITYWALK RESIDENTIAL 1 LLC |  | K — Accessories | K | K01 | K0102 | K1 Generally | Type IDI-1D02; floor level identification sign + FEP + in case of fire | 16 | Nr. | AED | 1433 | 22928 | 5.12 | Communication & Security – Signage | Number | 82 | AI | ⚠ | Priced
| Citywalk Plot 5.11 Main Works Contract BOQ (1).xlsx | B |  |  | NEW | CITYWALK PHASE-05, PLOT 5.11 | Residential | CITYWALK RESIDENTIAL 1 LLC |  | K — Accessories | K | K01 | K0102 | K1 Generally | Type IDI-1D03; room identification sign (FOH) | 24 | Nr. | AED | 505 | 12120 | 5.12 | Communication & Security – Signage | Number | 80 | AI | ⚠ | Priced
| Citywalk Plot 5.11 Main Works Contract BOQ (1).xlsx | C |  |  | NEW | CITYWALK PHASE-05, PLOT 5.11 | Residential | CITYWALK RESIDENTIAL 1 LLC |  | K — Accessories | K | K01 | K0102 | K1 Generally | Type IDI-1D04; room identification sign (BOH) | 36 | Nr. | AED | 145 | 5220 | 5.12 | Communication & Security – Signage | Number | 80 | AI | ⚠ | Priced
| Citywalk Plot 5.11 Main Works Contract BOQ (1).xlsx | D |  |  | NEW | CITYWALK PHASE-05, PLOT 5.11 | Residential | CITYWALK RESIDENTIAL 1 LLC |  | K — Accessories | K | K01 | K0102 | K1 Generally | Type IDI-ID06; facility identification sign | 1 | Nr. | AED | 558 | 558 | 5.12 | Communication & Security – Signage | Number | 80 | AI | ⚠ | Priced
| Citywalk Plot 5.11 Main Works Contract BOQ (1).xlsx | E |  |  | NEW | CITYWALK PHASE-05, PLOT 5.11 | Residential | CITYWALK RESIDENTIAL 1 LLC |  | K — Accessories | K | K01 | K0102 | K1 Generally | Type IDI-ID07; amenity identification sign | 3 | Nr. | AED | 558 | 1674 | 5.12 | Communication & Security – Signage | Number | 80 | AI | ⚠ | Priced
| Citywalk Plot 5.11 Main Works Contract BOQ (1).xlsx | F |  |  | NEW | CITYWALK PHASE-05, PLOT 5.11 | Residential | CITYWALK RESIDENTIAL 1 LLC |  | K — Accessories | K | K01 | K0102 | K1 Generally | Type IDI-ID08; projected amenity identification sign | 1 | Nr. | AED | 1424 | 1424 | 5.12 | Communication & Security – Signage | Number | 80 | AI | ⚠ | Priced
| Citywalk Plot 5.11 Main Works Contract BOQ (1).xlsx | G |  |  | NEW | CITYWALK PHASE-05, PLOT 5.11 | Residential | CITYWALK RESIDENTIAL 1 LLC |  | C — Concrete Work | C | C02 | C0201 | C2 Poured concrete | Type IDI-1D09; staircase identification sign | 18 | Nr. | AED | 558 | 10044 | 2.01 | Frame | Volume (m³) | 93 | Rule | ✓ | Priced
| Citywalk Plot 5.11 Main Works Contract BOQ (1).xlsx | H |  |  | NEW | CITYWALK PHASE-05, PLOT 5.11 | Residential | CITYWALK RESIDENTIAL 1 LLC |  | C — Concrete Work | C | C02 | C0201 | C2 Poured concrete | Type IDI-1D10; staircase level identification sign | 18 | Nr. | AED | 283 | 5094 | 2.01 | Frame | Volume (m³) | 93 | Rule | ✓ | Priced
| Citywalk Plot 5.11 Main Works Contract BOQ (1).xlsx | J |  |  | NEW | CITYWALK PHASE-05, PLOT 5.11 | Residential | CITYWALK RESIDENTIAL 1 LLC |  | K — Accessories | K | K01 | K0102 | K1 Generally | Type IDI-1D11; FHC identification sign | 24 | Nr. | AED | 426 | 10224 | 5.12 | Communication & Security – Signage | Number | 80 | AI | ⚠ | Priced
| Citywalk Plot 5.11 Main Works Contract BOQ (1).xlsx | K |  |  | NEW | CITYWALK PHASE-05, PLOT 5.11 | Residential | CITYWALK RESIDENTIAL 1 LLC |  | P — Conveying Systems | P | P03 | P0303 | P3 Work incidental to conveying systems | Type IDI-1D12; service / fire lift identification sign +In case of fire | 8 | Nr. | AED | 295 | 2360 | 5.10 | Lift and Conveyor Installations | Enumerated (nr), Item | 61 | Fuzzy | ⚠ | Priced
| Citywalk Plot 5.11 Main Works Contract BOQ (1).xlsx | L |  |  | NEW | CITYWALK PHASE-05, PLOT 5.11 | Residential | CITYWALK RESIDENTIAL 1 LLC |  | K — Accessories | K | K01 | K0102 | K1 Generally | Gym never give up sign | 1 | Nr. | AED | 1313 | 1313 | 5.12 | Communication & Security – Signage | Number | 80 | AI | ⚠ | Priced
| Citywalk Plot 5.11 Main Works Contract BOQ (1).xlsx | A |  |  | NEW | CITYWALK PHASE-05, PLOT 5.11 | Residential | CITYWALK RESIDENTIAL 1 LLC |  | K — Accessories | K | K01 | K0102 | K1 Generally | Gym work,sweat,achieve sign | 1 | Nr. | AED | 1313 | 1313 | 5.12 | Communication & Security – Signage | Number | 80 | AI | ⚠ | Priced
| Citywalk Plot 5.11 Main Works Contract BOQ (1).xlsx | B |  |  | NEW | CITYWALK PHASE-05, PLOT 5.11 | Residential | CITYWALK RESIDENTIAL 1 LLC |  | K — Accessories | K | K01 | K0102 | K1 Generally | Type IDI-1D05; apartment number identification sign | 114 | Nr. | AED | 295 | 33630 | 5.12 | Communication & Security – Signage | Number | 82 | AI | ⚠ | Priced
| Citywalk Plot 5.11 Main Works Contract BOQ (1).xlsx | C |  |  | NEW | CITYWALK PHASE-05, PLOT 5.11 | Residential | CITYWALK RESIDENTIAL 1 LLC |  | K — Accessories | K | K01 | K0102 | K1 Generally | Type IDI-DR01; apartment number directional sign | 15 | Nr. | AED | 426 | 6390 | 5.12 | Communication & Security – Signage | Number | 80 | AI | ⚠ | Priced
| Citywalk Plot 5.11 Main Works Contract BOQ (1).xlsx | D |  |  | NEW | CITYWALK PHASE-05, PLOT 5.11 | Residential | CITYWALK RESIDENTIAL 1 LLC |  | K — Accessories | K | K01 | K0102 | K1 Generally | Type IDI-RG01; fire evacuation plan sign | 23 | Nr. | AED | 426 | 9798 | 5.12 | Communication & Security – Signage | Number | 85 | AI | ✓ | Priced
| Citywalk Plot 5.11 Main Works Contract BOQ (1).xlsx | E |  |  | NEW | CITYWALK PHASE-05, PLOT 5.11 | Residential | CITYWALK RESIDENTIAL 1 LLC |  | A — General Requirements | A | A09 | A0901 | Sundry items | Type IDI-RG02; facility rules and regulations sign | 2 | Nr. | AED | 426 | 852 | 9.01 | Preliminaries / General Requirements | Item | 66 | Fuzzy | ⚠ | Priced
| Citywalk Plot 5.11 Main Works Contract BOQ (1).xlsx | F |  |  | NEW | CITYWALK PHASE-05, PLOT 5.11 | Residential | CITYWALK RESIDENTIAL 1 LLC |  | K — Accessories | K | K01 | K0102 | K1 Generally | Type IDI-RG05; in case of fire sign | 8 | Nr. | AED | 505 | 4040 | 5.12 | Communication & Security – Signage | Number | 85 | AI | ✓ | Priced
| Citywalk Plot 5.11 Main Works Contract BOQ (1).xlsx | G |  |  | NEW | CITYWALK PHASE-05, PLOT 5.11 | Residential | CITYWALK RESIDENTIAL 1 LLC |  | K — Accessories | K | K01 | K0102 | K1 Generally | Female sign | 1 | Nr. | AED | 0 | 0 | 5.12 | Communication & Security – Signage | Number | 85 | AI | ✓ | Unpriced
| Citywalk Plot 5.11 Main Works Contract BOQ (1).xlsx | H |  |  | NEW | CITYWALK PHASE-05, PLOT 5.11 | Residential | CITYWALK RESIDENTIAL 1 LLC |  | K — Accessories | K | K01 | K0102 | K1 Generally | Male sign | 1 | Nr. | AED | 0 | 0 | 5.12 | Communication & Security – Signage | Number | 85 | AI | ✓ | Unpriced
| Citywalk Plot 5.11 Main Works Contract BOQ (1).xlsx | A |  |  | NEW | CITYWALK PHASE-05, PLOT 5.11 | Residential | CITYWALK RESIDENTIAL 1 LLC |  | F — Woodwork | F | F03 | F0301 | F3 Boarding and flooring | Overall size 1700 x 1000mm high; to single vanity unit in apartment bathrooms | 119 | Nr. | AED | 1719 | 204561 | 2.01 | Frame / Woodwork | Length (m), Area (m²), Enumerated (nr) | 62 | Fuzzy | ⚠ | Priced
| Citywalk Plot 5.11 Main Works Contract BOQ (1).xlsx | B |  |  | NEW | CITYWALK PHASE-05, PLOT 5.11 | Residential | CITYWALK RESIDENTIAL 1 LLC |  | F — Woodwork | F | F07 | F0702 | F7 Composite items | Overall size 2300 x 1000mm high; to double vanity unit in apartment bathrooms | 58 | Nr. | AED | 2325 | 134850 | 2.01 | Frame / Woodwork | Length (m), Area (m²), Enumerated (nr) | 63 | Fuzzy | ⚠ | Priced
| Citywalk Plot 5.11 Main Works Contract BOQ (1).xlsx | C |  |  | NEW | CITYWALK PHASE-05, PLOT 5.11 | Residential | CITYWALK RESIDENTIAL 1 LLC |  | F — Woodwork | F | F03 | F0301 | F3 Boarding and flooring | Overall size 860 x 2500mm high; vanity unit; to powder room in apartment 1BR type 3 | 7 | Nr. | AED | 0 | Not Shown in Dwg | 2.01 | Frame / Woodwork | Length (m), Area (m²), Enumerated (nr) | 62 | Fuzzy | ⚠ | Unpriced
| Citywalk Plot 5.11 Main Works Contract BOQ (1).xlsx | D |  |  | NEW | CITYWALK PHASE-05, PLOT 5.11 | Residential | CITYWALK RESIDENTIAL 1 LLC |  | F — Woodwork | F | F03 | F0301 | F3 Boarding and flooring | Overall size 1440 x 2500mm high; vanity unit; to powder room in apartment 2BR + Maid type 3 | 1 | Nr. | AED | 0 | Not Shown in Dwg | 2.01 | Frame / Woodwork | Length (m), Area (m²), Enumerated (nr) | 63 | Fuzzy | ⚠ | Unpriced
| Citywalk Plot 5.11 Main Works Contract BOQ (1).xlsx | E |  |  | NEW | CITYWALK PHASE-05, PLOT 5.11 | Residential | CITYWALK RESIDENTIAL 1 LLC |  | F — Woodwork | F | F03 | F0301 | F3 Boarding and flooring | Overall size 1830 x 2500mm high; vanity unit; to powder room in apartment 3BR type 1 | 7 | Nr. | AED | 0 | Not Shown in Dwg | 2.01 | Frame / Woodwork | Length (m), Area (m²), Enumerated (nr) | 61 | Fuzzy | ⚠ | Unpriced
| Citywalk Plot 5.11 Main Works Contract BOQ (1).xlsx | F |  |  | NEW | CITYWALK PHASE-05, PLOT 5.11 | Residential | CITYWALK RESIDENTIAL 1 LLC |  | F — Woodwork | F | F03 | F0301 | F3 Boarding and flooring | Overall size 1350 x 2500mm high; vanity unit; to powder room in apartment 3BR type 2 | 3 | Nr. | AED | 0 | Not Shown in Dwg | 2.01 | Frame / Woodwork | Length (m), Area (m²), Enumerated (nr) | 61 | Fuzzy | ⚠ | Unpriced
| Citywalk Plot 5.11 Main Works Contract BOQ (1).xlsx | G |  |  | NEW | CITYWALK PHASE-05, PLOT 5.11 | Residential | CITYWALK RESIDENTIAL 1 LLC |  | F — Woodwork | F | F03 | F0301 | F3 Boarding and flooring | Overall size 1220 x 2500mm high; vanity unit; to powder room in apartment 3BR type 3 | 1 | Nr. | AED | 0 | Not Shown in Dwg | 2.01 | Frame / Woodwork | Length (m), Area (m²), Enumerated (nr) | 61 | Fuzzy | ⚠ | Unpriced
| Citywalk Plot 5.11 Main Works Contract BOQ (1).xlsx | H |  |  | NEW | CITYWALK PHASE-05, PLOT 5.11 | Residential | CITYWALK RESIDENTIAL 1 LLC |  | F — Woodwork | F | F03 | F0301 | F3 Boarding and flooring | Overall size 1370 x 2500mm high; vanity unit; to powder room in apartment 3BR type 4 | 1 | Nr. | AED | 0 | Not Shown in Dwg | 2.01 | Frame / Woodwork | Length (m), Area (m²), Enumerated (nr) | 61 | Fuzzy | ⚠ | Unpriced
| Citywalk Plot 5.11 Main Works Contract BOQ (1).xlsx | A |  |  | NEW | CITYWALK PHASE-05, PLOT 5.11 | Residential | CITYWALK RESIDENTIAL 1 LLC |  | F — Woodwork | F | F02 | F0202 | F2 Structural timbers | To apartment 1BR type 01; U shaped; overall size 2800 x 820mm and 2480 x 700mm | 40 | Nr. | AED | 3141 | 125640 | 4.01 | FF&E – Kitchen Fittings | Number | 72 | AI | ⚠ | Priced
| Citywalk Plot 5.11 Main Works Contract BOQ (1).xlsx | B |  |  | NEW | CITYWALK PHASE-05, PLOT 5.11 | Residential | CITYWALK RESIDENTIAL 1 LLC |  | F — Woodwork | F | F02 | F0202 | F2 Structural timbers | To apartment 1BR type 01; U shaped; overall size 2800 x 820mm and 2480 x 700mm | 7 | Nr. | AED | 3141 | 21987 | 4.01 | FF&E – Kitchen Fittings | Number | 72 | AI | ⚠ | Priced
| Citywalk Plot 5.11 Main Works Contract BOQ (1).xlsx | C |  |  | NEW | CITYWALK PHASE-05, PLOT 5.11 | Residential | CITYWALK RESIDENTIAL 1 LLC |  | F — Woodwork | F | F02 | F0202 | F2 Structural timbers | To apartment 1BR type 03; U shaped; overall size 2670 x 800mm and 2390 x 600mm | 7 | Nr. | AED | 0 | Not Shown in Dwg | 4.01 | FF&E – Kitchen Fittings | Number | 72 | AI | ⚠ | Unpriced
| Citywalk Plot 5.11 Main Works Contract BOQ (1).xlsx | D |  |  | NEW | CITYWALK PHASE-05, PLOT 5.11 | Residential | CITYWALK RESIDENTIAL 1 LLC |  | K — Accessories | K | K01 | K0101 | K1 Generally | To apartment 1BR type 04; L shaped; overall size 3380 x 600mm | 2 | Nr. | AED | 1802 | 3604 | 4.01 | FF&E – Kitchen Countertops | Item | 85 | AI | ✓ | Priced
| Citywalk Plot 5.11 Main Works Contract BOQ (1).xlsx | E |  |  | NEW | CITYWALK PHASE-05, PLOT 5.11 | Residential | CITYWALK RESIDENTIAL 1 LLC |  | K — Accessories | K | K01 | K0101 | K1 Generally | To apartment 2BR type 01; U shaped; overall size 2670 x 800mm and 2390 x 600mm | 12 | Nr. | AED | 0 | Not Shown in Dwg | 4.01 | FF&E – Kitchen Countertops | Item | 85 | AI | ✓ | Unpriced
| Citywalk Plot 5.11 Main Works Contract BOQ (1).xlsx | F |  |  | NEW | CITYWALK PHASE-05, PLOT 5.11 | Residential | CITYWALK RESIDENTIAL 1 LLC |  | K — Accessories | K | K01 | K0101 | K1 Generally | To apartment 2BR type 02; U shaped; overall size 2670 x 800mm and 2390 x 600mm | 9 | Nr. | AED | 2874 | 25866 | 4.01 | FF&E – Kitchen Countertops | Item | 85 | AI | ✓ | Priced
| Citywalk Plot 5.11 Main Works Contract BOQ (1).xlsx | G |  |  | NEW | CITYWALK PHASE-05, PLOT 5.11 | Residential | CITYWALK RESIDENTIAL 1 LLC |  | K — Accessories | K | K01 | K0101 | K1 Generally | To apartment 2BR type 03; L shaped; overall size 4290 x 700mm | 3 | Nr. | AED | 0 | Not Shown in Dwg | 4.01 | FF&E – Kitchen Countertops | Item | 85 | AI | ✓ | Unpriced
| Citywalk Plot 5.11 Main Works Contract BOQ (1).xlsx | A |  |  | NEW | CITYWALK PHASE-05, PLOT 5.11 | Residential | CITYWALK RESIDENTIAL 1 LLC |  | K — Accessories | K | K01 | K0101 | K1 Generally | To apartment 2BR + Maid type 01; U shaped; overall size 2670 x 800mm and 2390 x 600mm | 18 | Nr. | AED | 0 | Not Shown in Dwg | 4.01 | FF&E – Kitchen Countertops | Item | 85 | AI | ✓ | Unpriced
| Citywalk Plot 5.11 Main Works Contract BOQ (1).xlsx | B |  |  | NEW | CITYWALK PHASE-05, PLOT 5.11 | Residential | CITYWALK RESIDENTIAL 1 LLC |  | K — Accessories | K | K01 | K0101 | K1 Generally | To apartment 2BR + Maid type 02; U shaped; overall size 2670 x 800mm and 2390 x 600mm | 3 | Nr. | AED | 0 | Not Shown in Dwg | 4.01 | FF&E – Kitchen Countertops | Item | 85 | AI | ✓ | Unpriced
| Citywalk Plot 5.11 Main Works Contract BOQ (1).xlsx | C |  |  | NEW | CITYWALK PHASE-05, PLOT 5.11 | Residential | CITYWALK RESIDENTIAL 1 LLC |  | K — Accessories | K | K01 | K0101 | K1 Generally | To apartment 2BR + Maid type 03; L shaped; overall size 4290 x 700mm | 1 | Nr. | AED | 2450 | 2450 | 4.01 | FF&E – Kitchen Countertops | Item | 85 | AI | ✓ | Priced
| Citywalk Plot 5.11 Main Works Contract BOQ (1).xlsx | D |  |  | NEW | CITYWALK PHASE-05, PLOT 5.11 | Residential | CITYWALK RESIDENTIAL 1 LLC |  | K — Accessories | K | K01 | K0101 | K1 Generally | To apartment 3BR type 01; L shaped; overall size 1840 x 700mm and 1510 x 600mm | 7 | Nr. | AED | 1875 | 13125 | 4.01 | FF&E – Kitchen Countertops | Item | 85 | AI | ✓ | Priced
| Citywalk Plot 5.11 Main Works Contract BOQ (1).xlsx | E |  |  | NEW | CITYWALK PHASE-05, PLOT 5.11 | Residential | CITYWALK RESIDENTIAL 1 LLC |  | K — Accessories | K | K01 | K0101 | K1 Generally | To apartment 3BR type 02; I shaped; overall size 3600 x 680mm | 3 | Nr. | AED | 2093 | 6279 | 4.01 | FF&E – Kitchen Countertops | Item | 85 | AI | ✓ | Priced
| Citywalk Plot 5.11 Main Works Contract BOQ (1).xlsx | F |  |  | NEW | CITYWALK PHASE-05, PLOT 5.11 | Residential | CITYWALK RESIDENTIAL 1 LLC |  | K — Accessories | K | K01 | K0101 | K1 Generally | To apartment 3BR type 03; L shaped; overall size 1840 x 700mm and 1510 x 600mm | 1 | Nr. | AED | 1875 | 1875 | 4.01 | FF&E – Kitchen Countertops | Item | 85 | AI | ✓ | Priced
| Citywalk Plot 5.11 Main Works Contract BOQ (1).xlsx | G |  |  | NEW | CITYWALK PHASE-05, PLOT 5.11 | Residential | CITYWALK RESIDENTIAL 1 LLC |  | K — Accessories | K | K01 | K0101 | K1 Generally | To apartment 3BR type 04; L shaped; overall size 2780 x 700mm and 1520 x 700mm | 1 | Nr. | AED | 2456 | 2456 | 4.01 | FF&E – Kitchen Countertops | Item | 85 | AI | ✓ | Priced
| Citywalk Plot 5.11 Main Works Contract BOQ (1).xlsx | H |  |  | NEW | CITYWALK PHASE-05, PLOT 5.11 | Residential | CITYWALK RESIDENTIAL 1 LLC |  | K — Accessories | K | K01 | K0101 | K1 Generally | To apartment 2BR type 03; I shaped; overall size 2200 x 800mm | 3 | Nr. | AED | 1279 | 3837 | 4.01 | FF&E – Kitchen Countertops | Item | 85 | AI | ✓ | Priced
| Citywalk Plot 5.11 Main Works Contract BOQ (1).xlsx | J |  |  | NEW | CITYWALK PHASE-05, PLOT 5.11 | Residential | CITYWALK RESIDENTIAL 1 LLC |  | K — Accessories | K | K01 | K0102 | K1 Generally | Extra over for side panels (A-ST-01); size 800 x 900mm | 6 | Nr. | AED | 524 | 3144 | 4.01 | FF&E – Kitchen Counter Panels/Edging | Item | 80 | AI | ⚠ | Priced
| Citywalk Plot 5.11 Main Works Contract BOQ (1).xlsx | K |  |  | NEW | CITYWALK PHASE-05, PLOT 5.11 | Residential | CITYWALK RESIDENTIAL 1 LLC |  | K — Accessories | K | K01 | K0101 | K1 Generally | To apartment 2BR + Maid type 03; I shaped; overall size 2200 x 800mm | 1 | Nr. | AED | 1279 | 1279 | 4.01 | FF&E – Kitchen Countertops | Item | 85 | AI | ✓ | Priced
| Citywalk Plot 5.11 Main Works Contract BOQ (1).xlsx | L |  |  | NEW | CITYWALK PHASE-05, PLOT 5.11 | Residential | CITYWALK RESIDENTIAL 1 LLC |  | K — Accessories | K | K01 | K0102 | K1 Generally | Extra over for side panels (A-ST-01); size 800 x 900mm | 2 | Nr. | AED | 524 | 1048 | 4.01 | FF&E – Kitchen Counter Panels/Edging | Item | 80 | AI | ⚠ | Priced
| Citywalk Plot 5.11 Main Works Contract BOQ (1).xlsx | M |  |  | NEW | CITYWALK PHASE-05, PLOT 5.11 | Residential | CITYWALK RESIDENTIAL 1 LLC |  | K — Accessories | K | K01 | K0101 | K1 Generally | To apartment 3BR type 01; I shaped; overall size 1820 x 800mm | 7 | Nr. | AED | 1059 | 7413 | 4.01 | FF&E – Kitchen Countertops | Item | 85 | AI | ✓ | Priced
| Citywalk Plot 5.11 Main Works Contract BOQ (1).xlsx | N |  |  | NEW | CITYWALK PHASE-05, PLOT 5.11 | Residential | CITYWALK RESIDENTIAL 1 LLC |  | K — Accessories | K | K01 | K0102 | K1 Generally | Extra over for side panels (A-ST-01); size 800 x 900mm | 14 | Nr. | AED | 524 | 7336 | 4.01 | FF&E – Kitchen Counter Panels/Edging | Item | 80 | AI | ⚠ | Priced
| Citywalk Plot 5.11 Main Works Contract BOQ (1).xlsx | P |  |  | NEW | CITYWALK PHASE-05, PLOT 5.11 | Residential | CITYWALK RESIDENTIAL 1 LLC |  | K — Accessories | K | K01 | K0101 | K1 Generally | To apartment 3BR type 02; I shaped; overall size 2920 x 800mm | 3 | Nr. | AED | 1698 | 5094 | 4.01 | FF&E – Kitchen Countertops | Item | 85 | AI | ✓ | Priced
| Citywalk Plot 5.11 Main Works Contract BOQ (1).xlsx | Q |  |  | NEW | CITYWALK PHASE-05, PLOT 5.11 | Residential | CITYWALK RESIDENTIAL 1 LLC |  | K — Accessories | K | K01 | K0102 | K1 Generally | Extra over for side panels (A-ST-01); size 800 x 900mm | 6 | Nr. | AED | 524 | 3144 | 4.01 | FF&E – Kitchen Counter Panels/Edging | Item | 80 | AI | ⚠ | Priced
| Citywalk Plot 5.11 Main Works Contract BOQ (1).xlsx | A |  |  | NEW | CITYWALK PHASE-05, PLOT 5.11 | Residential | CITYWALK RESIDENTIAL 1 LLC |  | K — Accessories | K | K01 | K0101 | K1 Generally | To apartment 3BR type 03; I shaped; overall size 1820 x 800mm | 1 | Nr. | AED | 1059 | 1059 | 4.01 | FF&E – Kitchen Countertops | Item | 85 | AI | ✓ | Priced
| Citywalk Plot 5.11 Main Works Contract BOQ (1).xlsx | B |  |  | NEW | CITYWALK PHASE-05, PLOT 5.11 | Residential | CITYWALK RESIDENTIAL 1 LLC |  | K — Accessories | K | K01 | K0102 | K1 Generally | Extra over for side panels (A-ST-01); size 800 x 900mm | 2 | Nr. | AED | 524 | 1048 | 4.01 | FF&E – Kitchen Counter Panels/Edging | Item | 80 | AI | ⚠ | Priced
| Citywalk Plot 5.11 Main Works Contract BOQ (1).xlsx | C |  |  | NEW | CITYWALK PHASE-05, PLOT 5.11 | Residential | CITYWALK RESIDENTIAL 1 LLC |  | K — Accessories | K | K01 | K0101 | K1 Generally | To apartment 3BR type 04; I shaped; overall size 2200 x 800mm | 1 | Nr. | AED | 1279 | 1279 | 4.01 | FF&E – Kitchen Countertops | Item | 85 | AI | ✓ | Priced
| Citywalk Plot 5.11 Main Works Contract BOQ (1).xlsx | D |  |  | NEW | CITYWALK PHASE-05, PLOT 5.11 | Residential | CITYWALK RESIDENTIAL 1 LLC |  | K — Accessories | K | K01 | K0102 | K1 Generally | Extra over for side panels (A-ST-01); size 800 x 900mm | 2 | Nr. | AED | 524 | 1048 | 4.01 | FF&E – Kitchen Counter Panels/Edging | Item | 80 | AI | ⚠ | Priced
| Citywalk Plot 5.11 Main Works Contract BOQ (1).xlsx | E |  |  | NEW | CITYWALK PHASE-05, PLOT 5.11 | Residential | CITYWALK RESIDENTIAL 1 LLC |  | F — Woodwork | F | F03 | F0301 | F3 Boarding and flooring | Overall size 1700 x 600mm; single vanity unit; to apartment unit bathroom | 117 | Nr. | AED | 1109 | 129753 | 2.01 | Frame / Woodwork | Length (m), Area (m²), Enumerated (nr) | 61 | Fuzzy | ⚠ | Priced
| Citywalk Plot 5.11 Main Works Contract BOQ (1).xlsx | F |  |  | NEW | CITYWALK PHASE-05, PLOT 5.11 | Residential | CITYWALK RESIDENTIAL 1 LLC |  | K — Accessories | K | K01 | K0102 | K1 Generally | Extra over for front panels (A-ST-02); size 1700 x 120mm | 117 | Nr. | AED | 401 | 46917 | 4.01 | FF&E – Kitchen Counter Panels/Edging | Item | 80 | AI | ⚠ | Priced
| Citywalk Plot 5.11 Main Works Contract BOQ (1).xlsx | G |  |  | NEW | CITYWALK PHASE-05, PLOT 5.11 | Residential | CITYWALK RESIDENTIAL 1 LLC |  | F — Woodwork | F | F03 | F0301 | F3 Boarding and flooring | Overall size 900 x 600mm; single vanity unit; to apartment unit bathroom | 2 | Nr. | AED | 518 | 1036 | 2.01 | Frame / Woodwork | Length (m), Area (m²), Enumerated (nr) | 61 | Fuzzy | ⚠ | Priced
| Citywalk Plot 5.11 Main Works Contract BOQ (1).xlsx | H |  |  | NEW | CITYWALK PHASE-05, PLOT 5.11 | Residential | CITYWALK RESIDENTIAL 1 LLC |  | K — Accessories | K | K01 | K0102 | K1 Generally | Extra over for front panels (A-ST-02); size 900 x 120mm | 2 | Nr. | AED | 264 | 528 | 4.01 | FF&E – Kitchen Counter Panels/Edging | Item | 80 | AI | ⚠ | Priced
| Citywalk Plot 5.11 Main Works Contract BOQ (1).xlsx | J |  |  | NEW | CITYWALK PHASE-05, PLOT 5.11 | Residential | CITYWALK RESIDENTIAL 1 LLC |  | F — Woodwork | F | F03 | F0301 | F3 Boarding and flooring | Overall size 2300 x 600mm; double vanity unit; to apartment unit bathroom | 55 | Nr. | AED | 1258 | 69190 | 2.01 | Frame / Woodwork | Length (m), Area (m²), Enumerated (nr) | 61 | Fuzzy | ⚠ | Priced
| Citywalk Plot 5.11 Main Works Contract BOQ (1).xlsx | K |  |  | NEW | CITYWALK PHASE-05, PLOT 5.11 | Residential | CITYWALK RESIDENTIAL 1 LLC |  | K — Accessories | K | K01 | K0102 | K1 Generally | Extra over for front panels (A-ST-02); size 2300 x 120mm | 55 | Nr. | AED | 401 | 22055 | 4.01 | FF&E – Kitchen Counter Panels/Edging | Item | 80 | AI | ⚠ | Priced
| Citywalk Plot 5.11 Main Works Contract BOQ (1).xlsx | L |  |  | NEW | CITYWALK PHASE-05, PLOT 5.11 | Residential | CITYWALK RESIDENTIAL 1 LLC |  | F — Woodwork | F | F03 | F0301 | F3 Boarding and flooring | Overall size 1910 x 600mm; double vanity unit; to apartment unit bathroom | 3 | Nr. | AED | 1161 | 3483 | 2.01 | Frame / Woodwork | Length (m), Area (m²), Enumerated (nr) | 61 | Fuzzy | ⚠ | Priced
| Citywalk Plot 5.11 Main Works Contract BOQ (1).xlsx | M |  |  | NEW | CITYWALK PHASE-05, PLOT 5.11 | Residential | CITYWALK RESIDENTIAL 1 LLC |  | K — Accessories | K | K01 | K0102 | K1 Generally | Extra over for front panels (A-ST-02); size 1910 x120mm | 3 | Nr. | AED | 334 | 1002 | 4.01 | FF&E – Kitchen Counter Panels/Edging | Item | 80 | AI | ⚠ | Priced
| Citywalk Plot 5.11 Main Works Contract BOQ (1).xlsx | N |  |  | NEW | CITYWALK PHASE-05, PLOT 5.11 | Residential | CITYWALK RESIDENTIAL 1 LLC |  | F — Woodwork | F | F07 | F0702 | F7 Composite items | Overall size 860 x 500mm; vanity unit; to powder room in apartment 1BR type 3 | 7 | Nr. | AED | 496 | 3472 | 2.01 | Frame / Woodwork | Length (m), Area (m²), Enumerated (nr) | 62 | Fuzzy | ⚠ | Priced
| Citywalk Plot 5.11 Main Works Contract BOQ (1).xlsx | P |  |  | NEW | CITYWALK PHASE-05, PLOT 5.11 | Residential | CITYWALK RESIDENTIAL 1 LLC |  | K — Accessories | K | K01 | K0102 | K1 Generally | Extra over for front panels (A-ST-02); size 860 x 830mm | 7 | Nr. | AED | 360 | 2520 | 4.01 | FF&E – Kitchen Counter Panels/Edging | Item | 80 | AI | ⚠ | Priced
| Citywalk Plot 5.11 Main Works Contract BOQ (1).xlsx | Q |  |  | NEW | CITYWALK PHASE-05, PLOT 5.11 | Residential | CITYWALK RESIDENTIAL 1 LLC |  | F — Woodwork | F | F03 | F0301 | F3 Boarding and flooring | Overall size 1440 x 500mm; vanity unit; to powder room in apartment 2BR + Maid type 3 | 1 | Nr. | AED | 771 | 771 | 2.01 | Frame / Woodwork | Length (m), Area (m²), Enumerated (nr) | 62 | Fuzzy | ⚠ | Priced
| Citywalk Plot 5.11 Main Works Contract BOQ (1).xlsx | A |  |  | NEW | CITYWALK PHASE-05, PLOT 5.11 | Residential | CITYWALK RESIDENTIAL 1 LLC |  | K — Accessories | K | K01 | K0102 | K1 Generally | Extra over for front panels (A-ST-02); size 1440 x 830mm | 1 | Nr. | AED | 358 | 358 | 4.01 | FF&E – Kitchen Counter Panels/Edging | Item | 80 | AI | ⚠ | Priced
| Citywalk Plot 5.11 Main Works Contract BOQ (1).xlsx | B |  |  | NEW | CITYWALK PHASE-05, PLOT 5.11 | Residential | CITYWALK RESIDENTIAL 1 LLC |  | F — Woodwork | F | F03 | F0301 | F3 Boarding and flooring | Overall size 1830 x 500mm; vanity unit; to powder room in apartment 3BR type 1 | 7 | Nr. | AED | 1065 | 7455 | 2.01 | Frame / Woodwork | Length (m), Area (m²), Enumerated (nr) | 62 | Fuzzy | ⚠ | Priced
| Citywalk Plot 5.11 Main Works Contract BOQ (1).xlsx | C |  |  | NEW | CITYWALK PHASE-05, PLOT 5.11 | Residential | CITYWALK RESIDENTIAL 1 LLC |  | K — Accessories | K | K01 | K0102 | K1 Generally | Extra over for front panels (A-ST-02); size 1830 x 830mm | 7 | Nr. | AED | 581 | 4067 | 4.01 | FF&E – Kitchen Counter Panels/Edging | Item | 80 | AI | ⚠ | Priced
| Citywalk Plot 5.11 Main Works Contract BOQ (1).xlsx | D |  |  | NEW | CITYWALK PHASE-05, PLOT 5.11 | Residential | CITYWALK RESIDENTIAL 1 LLC |  | F — Woodwork | F | F03 | F0301 | F3 Boarding and flooring | Overall size 1350 x 500mm; vanity unit; to powder room in apartment 3BR type 2 | 3 | Nr. | AED | 966 | 2898 | 2.01 | Frame / Woodwork | Length (m), Area (m²), Enumerated (nr) | 62 | Fuzzy | ⚠ | Priced
| Citywalk Plot 5.11 Main Works Contract BOQ (1).xlsx | E |  |  | NEW | CITYWALK PHASE-05, PLOT 5.11 | Residential | CITYWALK RESIDENTIAL 1 LLC |  | K — Accessories | K | K01 | K0102 | K1 Generally | Extra over for front panels (A-ST-02); size 1350 x 830mm | 3 | Nr. | AED | 493 | 1479 | 4.01 | FF&E – Kitchen Counter Panels/Edging | Item | 80 | AI | ⚠ | Priced
| Citywalk Plot 5.11 Main Works Contract BOQ (1).xlsx | F |  |  | NEW | CITYWALK PHASE-05, PLOT 5.11 | Residential | CITYWALK RESIDENTIAL 1 LLC |  | F — Woodwork | F | F03 | F0301 | F3 Boarding and flooring | Overall size 1220 x 500mm; vanity unit; to powder room in apartment 3BR type 3 | 1 | Nr. | AED | 940 | 940 | 2.01 | Frame / Woodwork | Length (m), Area (m²), Enumerated (nr) | 62 | Fuzzy | ⚠ | Priced
| Citywalk Plot 5.11 Main Works Contract BOQ (1).xlsx | G |  |  | NEW | CITYWALK PHASE-05, PLOT 5.11 | Residential | CITYWALK RESIDENTIAL 1 LLC |  | K — Accessories | K | K01 | K0102 | K1 Generally | Extra over for front panels (A-ST-02); size 1220 x 830mm | 1 | Nr. | AED | 468 | 468 | 4.01 | FF&E – Kitchen Counter Panels/Edging | Item | 80 | AI | ⚠ | Priced
| Citywalk Plot 5.11 Main Works Contract BOQ (1).xlsx | H |  |  | NEW | CITYWALK PHASE-05, PLOT 5.11 | Residential | CITYWALK RESIDENTIAL 1 LLC |  | F — Woodwork | F | F07 | F0702 | F7 Composite items | Overall size 1370 x 500mm; vanity unit; to powder room in apartment 3BR type 4 | 1 | Nr. | AED | 970 | 970 | 2.01 | Frame / Woodwork | Length (m), Area (m²), Enumerated (nr) | 61 | Fuzzy | ⚠ | Priced
| Citywalk Plot 5.11 Main Works Contract BOQ (1).xlsx | J |  |  | NEW | CITYWALK PHASE-05, PLOT 5.11 | Residential | CITYWALK RESIDENTIAL 1 LLC |  | K — Accessories | K | K01 | K0102 | K1 Generally | Extra over for front panels (A-ST-02); size 1370 x 830mm | 1 | Nr. | AED | 496 | 496 | 4.01 | FF&E – Kitchen Counter Panels/Edging | Item | 80 | AI | ⚠ | Priced
| Citywalk Plot 5.11 Main Works Contract BOQ (1).xlsx | A |  |  | NEW | CITYWALK PHASE-05, PLOT 5.11 | Residential | CITYWALK RESIDENTIAL 1 LLC |  | A — General Requirements | A | A01 | A0101 | Conditions of contract | Allow for any other works which are not included above and which are required to complete the Accessories in accordance with the Specification and the Drawings (Tenderer to list below) |  | Item | AED | 0 | 0 | 9.01 | Preliminaries – Contingency | Item | 90 | Rule | ✓ | Unpriced
| Citywalk Plot 5.11 Main Works Contract BOQ (1).xlsx | 1 |  |  | NEW | CITYWALK PHASE-05, PLOT 5.11 | Residential | CITYWALK RESIDENTIAL 1 LLC |  | K — Accessories | K | K02 | K0201 | K2 Partitions | Mirror; AMI01; Size; 0.86x1 | 2 | No's | AED | 869 | 1738 | 3.01 | Accessories – Mirror | Enumerated (nr) | 93 | Rule | ✓ | Priced
| Citywalk Plot 5.11 Main Works Contract BOQ (1).xlsx | 2 |  |  | NEW | CITYWALK PHASE-05, PLOT 5.11 | Residential | CITYWALK RESIDENTIAL 1 LLC |  | K — Accessories | K | K02 | K0201 | K2 Partitions | Mirror; AMI01; Size; 0.91x1 | 3 | No's | AED | 920 | 2760 | 3.01 | Accessories – Mirror | Enumerated (nr) | 93 | Rule | ✓ | Priced
| Citywalk Plot 5.11 Main Works Contract BOQ (1).xlsx | 3 |  |  | NEW | CITYWALK PHASE-05, PLOT 5.11 | Residential | CITYWALK RESIDENTIAL 1 LLC |  | K — Accessories | K | K02 | K0201 | K2 Partitions | Mirror; AMI01; Size; 0.94x1 | 21 | No's | AED | 950 | 19950 | 3.01 | Accessories – Mirror | Enumerated (nr) | 93 | Rule | ✓ | Priced
| Citywalk Plot 5.11 Main Works Contract BOQ (1).xlsx | 4 |  |  | NEW | CITYWALK PHASE-05, PLOT 5.11 | Residential | CITYWALK RESIDENTIAL 1 LLC |  | K — Accessories | K | K02 | K0201 | K2 Partitions | Mirror; AMI01; Size; 1.05x1 | 26 | No's | AED | 1061 | 27586 | 3.01 | Accessories – Mirror | Enumerated (nr) | 93 | Rule | ✓ | Priced
| Citywalk Plot 5.11 Main Works Contract BOQ (1).xlsx | 5 |  |  | NEW | CITYWALK PHASE-05, PLOT 5.11 | Residential | CITYWALK RESIDENTIAL 1 LLC |  | K — Accessories | K | K02 | K0201 | K2 Partitions | Mirror; AMI01; Size; 1.15x1 | 3 | No's | AED | 1163 | 3489 | 3.01 | Accessories – Mirror | Enumerated (nr) | 93 | Rule | ✓ | Priced
| Citywalk Plot 5.11 Main Works Contract BOQ (1).xlsx | 6 |  |  | NEW | CITYWALK PHASE-05, PLOT 5.11 | Residential | CITYWALK RESIDENTIAL 1 LLC |  | K — Accessories | K | K02 | K0201 | K2 Partitions | Mirror; AMI01; Size; 1.3x1 | 47 | No's | AED | 1314 | 61758 | 3.01 | Accessories – Mirror | Enumerated (nr) | 93 | Rule | ✓ | Priced
| Citywalk Plot 5.11 Main Works Contract BOQ (1).xlsx | 7 |  |  | NEW | CITYWALK PHASE-05, PLOT 5.11 | Residential | CITYWALK RESIDENTIAL 1 LLC |  | K — Accessories | K | K02 | K0201 | K2 Partitions | Mirror; AMI01; Size; 1.45x1 | 3 | No's | AED | 1466 | 4398 | 3.01 | Accessories – Mirror | Enumerated (nr) | 93 | Rule | ✓ | Priced
| Citywalk Plot 5.11 Main Works Contract BOQ (1).xlsx | 8 |  |  | NEW | CITYWALK PHASE-05, PLOT 5.11 | Residential | CITYWALK RESIDENTIAL 1 LLC |  | K — Accessories | K | K02 | K0201 | K2 Partitions | Mirror; AMI01; Size; 1.5x1 | 7 | No's | AED | 1516 | 10612 | 3.01 | Accessories – Mirror | Enumerated (nr) | 93 | Rule | ✓ | Priced
| Citywalk Plot 5.11 Main Works Contract BOQ (1).xlsx | 9 |  |  | NEW | CITYWALK PHASE-05, PLOT 5.11 | Residential | CITYWALK RESIDENTIAL 1 LLC |  | K — Accessories | K | K02 | K0201 | K2 Partitions | Mirror; AMI01; Size; 1.76x1 | 7 | No's | AED | 1779 | 12453 | 3.01 | Accessories – Mirror | Enumerated (nr) | 93 | Rule | ✓ | Priced
| Citywalk Plot 5.11 Main Works Contract BOQ (1).xlsx | 10 |  |  | NEW | CITYWALK PHASE-05, PLOT 5.11 | Residential | CITYWALK RESIDENTIAL 1 LLC |  | K — Accessories | K | K02 | K0201 | K2 Partitions | Mirror; AMI01; Size; 1.85x1 | 1 | No's | AED | 1870 | 1870 | 3.01 | Accessories – Mirror | Enumerated (nr) | 93 | Rule | ✓ | Priced
| Citywalk Plot 5.11 Main Works Contract BOQ (1).xlsx | 11 |  |  | NEW | CITYWALK PHASE-05, PLOT 5.11 | Residential | CITYWALK RESIDENTIAL 1 LLC |  | K — Accessories | K | K02 | K0201 | K2 Partitions | Mirror; AMI01; Size; 1.88x1 | 4 | No's | AED | 1900 | 7600 | 3.01 | Accessories – Mirror | Enumerated (nr) | 93 | Rule | ✓ | Priced
| Citywalk Plot 5.11 Main Works Contract BOQ (1).xlsx | 12 |  |  | NEW | CITYWALK PHASE-05, PLOT 5.11 | Residential | CITYWALK RESIDENTIAL 1 LLC |  | K — Accessories | K | K02 | K0201 | K2 Partitions | Mirror; AMI01; Size; 1.79x1 | 21 | No's | AED | 1809 | 37989 | 3.01 | Accessories – Mirror | Enumerated (nr) | 93 | Rule | ✓ | Priced
| Citywalk Plot 5.11 Main Works Contract BOQ (1).xlsx | 13 |  |  | NEW | CITYWALK PHASE-05, PLOT 5.11 | Residential | CITYWALK RESIDENTIAL 1 LLC |  | K — Accessories | K | K02 | K0201 | K2 Partitions | Mirror; AMI01; Size; 1.93x1 | 3 | No's | AED | 1951 | 5853 | 3.01 | Accessories – Mirror | Enumerated (nr) | 93 | Rule | ✓ | Priced
| Citywalk Plot 5.11 Main Works Contract BOQ (1).xlsx | 14 |  |  | NEW | CITYWALK PHASE-05, PLOT 5.11 | Residential | CITYWALK RESIDENTIAL 1 LLC |  | K — Accessories | K | K02 | K0201 | K2 Partitions | Mirror; AMI01; Size; 1.96x1 | 2 | No's | AED | 1981 | 3962 | 3.01 | Accessories – Mirror | Enumerated (nr) | 93 | Rule | ✓ | Priced
| Citywalk Plot 5.11 Main Works Contract BOQ (1).xlsx | 15 |  |  | NEW | CITYWALK PHASE-05, PLOT 5.11 | Residential | CITYWALK RESIDENTIAL 1 LLC |  | K — Accessories | K | K02 | K0201 | K2 Partitions | Mirror; AMI01; Size; 0.7x1.65 (Powder room) | 20 | No's | AED | 1168 | 23360 | 3.01 | Accessories – Mirror | Enumerated (nr) | 93 | Rule | ✓ | Priced
| Citywalk Plot 5.11 Main Works Contract BOQ (1).xlsx | 16 |  |  | NEW | CITYWALK PHASE-05, PLOT 5.11 | Residential | CITYWALK RESIDENTIAL 1 LLC |  | K — Accessories | K | K02 | K0201 | K2 Partitions | Mirror; AMI01; Size; 0.7x1.65 (Maid room) | 34 | No's | AED | 1168 | 39712 | 3.01 | Accessories – Mirror | Enumerated (nr) | 93 | Rule | ✓ | Priced
| Citywalk Plot 5.11 Main Works Contract BOQ (1).xlsx | 17 |  |  | NEW | CITYWALK PHASE-05, PLOT 5.11 | Residential | CITYWALK RESIDENTIAL 1 LLC |  | K — Accessories | K | K01 | K0101 | K1 Generally | Kitchen countertop 1BT3 -AST01; Size 2.8x0.8, 2.6x0.7m | 7 | No's | AED | 3177 | 22239 | 4.01 | FF&E – Kitchen Countertops | Item | 85 | AI | ✓ | Priced
| Citywalk Plot 5.11 Main Works Contract BOQ (1).xlsx | 18 |  |  | NEW | CITYWALK PHASE-05, PLOT 5.11 | Residential | CITYWALK RESIDENTIAL 1 LLC |  | K — Accessories | K | K01 | K0101 | K1 Generally | Kitchen countertop 2BT1 -AST01; Size 2.6x0.8, 2.6x0.7m | 12 | No's | AED | 3062 | 36744 | 4.01 | FF&E – Kitchen Countertops | Item | 85 | AI | ✓ | Priced
| Citywalk Plot 5.11 Main Works Contract BOQ (1).xlsx | 19 |  |  | NEW | CITYWALK PHASE-05, PLOT 5.11 | Residential | CITYWALK RESIDENTIAL 1 LLC |  | K — Accessories | K | K01 | K0101 | K1 Generally | Kitchen countertop 2BT3 -AST01; Size 3.4x0.8, 4.2x0.7m | 3 | No's | AED | 4378 | 13134 | 4.01 | FF&E – Kitchen Countertops | Item | 85 | AI | ✓ | Priced
| Citywalk Plot 5.11 Main Works Contract BOQ (1).xlsx | 20 |  |  | NEW | CITYWALK PHASE-05, PLOT 5.11 | Residential | CITYWALK RESIDENTIAL 1 LLC |  | K — Accessories | K | K01 | K0101 | K1 Generally | Kitchen countertop 2B+M1 -AST01; Size 2.8x0.8, 3.6x0.7m | 18 | No's | AED | 3516 | 63288 | 4.01 | FF&E – Kitchen Countertops | Item | 85 | AI | ✓ | Priced
| Citywalk Plot 5.11 Main Works Contract BOQ (1).xlsx | 21 |  |  | NEW | CITYWALK PHASE-05, PLOT 5.11 | Residential | CITYWALK RESIDENTIAL 1 LLC |  | K — Accessories | K | K01 | K0101 | K1 Generally | Kitchen countertop 2B+M2 -AST01; Size 3x0.8, 2.5x0.7m | 18 | No's | AED | 3241 | 58338 | 4.01 | FF&E – Kitchen Countertops | Item | 85 | AI | ✓ | Priced
| Citywalk Plot 5.11 Main Works Contract BOQ (1).xlsx | 21 |  |  | NEW | CITYWALK PHASE-05, PLOT 5.11 | Residential | CITYWALK RESIDENTIAL 1 LLC |  | K — Accessories | K | K01 | K0101 | K1 Generally | Vanity countertop AST02; Size 0.86x0.6 | 2 | No's | AED | 496 | 992 | 4.01 | FF&E – Vanity Countertops | Item | 85 | AI | ✓ | Priced
| Citywalk Plot 5.11 Main Works Contract BOQ (1).xlsx | 23 |  |  | NEW | CITYWALK PHASE-05, PLOT 5.11 | Residential | CITYWALK RESIDENTIAL 1 LLC |  | B — Site Work | B | B15 | B1502 | B15 Bored piling | Extra over for front panels; 0.86x0.12m | 2 | No's | AED | 390 | 780 | 8.01 | Site Works, Drainage, External Services & Landscaping | Volume (m³), Length (m), Area (m²), Enumerated (nr), Item | 60 | Fuzzy | ⚠ | Priced
| Citywalk Plot 5.11 Main Works Contract BOQ (1).xlsx | 24 |  |  | NEW | CITYWALK PHASE-05, PLOT 5.11 | Residential | CITYWALK RESIDENTIAL 1 LLC |  | K — Accessories | K | K01 | K0101 | K1 Generally | Vanity countertop AST02; Size 0.94x0.6 | 21 | No's | AED | 533 | 11193 | 4.01 | FF&E – Vanity Countertops | Item | 85 | AI | ✓ | Priced
| Citywalk Plot 5.11 Main Works Contract BOQ (1).xlsx | 25 |  |  | NEW | CITYWALK PHASE-05, PLOT 5.11 | Residential | CITYWALK RESIDENTIAL 1 LLC |  | B — Site Work | B | B15 | B1502 | B15 Bored piling | Extra over for front panels; 0.94x0.12m | 21 | No's | AED | 374 | 7854 | 8.01 | Site Works, Drainage, External Services & Landscaping | Volume (m³), Length (m), Area (m²), Enumerated (nr), Item | 60 | Fuzzy | ⚠ | Priced
| Citywalk Plot 5.11 Main Works Contract BOQ (1).xlsx | 26 |  |  | NEW | CITYWALK PHASE-05, PLOT 5.11 | Residential | CITYWALK RESIDENTIAL 1 LLC |  | K — Accessories | K | K02 | K0201 | K2 Partitions | Vanity countertop AST02; Size 1.05x0.6 | 23 | No's | AED | 584 | 13432 | 4.01 | FF&E – Vanity Countertops | Item | 78 | AI | ⚠ | Priced
| Citywalk Plot 5.11 Main Works Contract BOQ (1).xlsx | 27 |  |  | NEW | CITYWALK PHASE-05, PLOT 5.11 | Residential | CITYWALK RESIDENTIAL 1 LLC |  | B — Site Work | B | B15 | B1502 | B15 Bored piling | Extra over for front panels; 1.05x0.12m | 23 | No's | AED | 393 | 9039 | 8.01 | Site Works, Drainage, External Services & Landscaping | Volume (m³), Length (m), Area (m²), Enumerated (nr), Item | 60 | Fuzzy | ⚠ | Priced
| Citywalk Plot 5.11 Main Works Contract BOQ (1).xlsx | 26 |  |  | NEW | CITYWALK PHASE-05, PLOT 5.11 | Residential | CITYWALK RESIDENTIAL 1 LLC |  | K — Accessories | K | K02 | K0201 | K2 Partitions | Vanity countertop AST02; Size 1.15x0.6 | 3 | No's | AED | 630 | 1890 | 4.01 | FF&E – Vanity Countertops | Item | 78 | AI | ⚠ | Priced
| Citywalk Plot 5.11 Main Works Contract BOQ (1).xlsx | 27 |  |  | NEW | CITYWALK PHASE-05, PLOT 5.11 | Residential | CITYWALK RESIDENTIAL 1 LLC |  | B — Site Work | B | B15 | B1502 | B15 Bored piling | Extra over for front panels; 1.15x0.12m | 3 | No's | AED | 411 | 1233 | 8.01 | Site Works, Drainage, External Services & Landscaping | Volume (m³), Length (m), Area (m²), Enumerated (nr), Item | 60 | Fuzzy | ⚠ | Priced
| Citywalk Plot 5.11 Main Works Contract BOQ (1).xlsx | A |  |  | NEW | CITYWALK PHASE-05, PLOT 5.11 | Residential | CITYWALK RESIDENTIAL 1 LLC |  | A — General Requirements | A | A01 | A0101 | Conditions of contract | Allow for any other works which are not included above and which are required to complete the Accessories in accordance with the Specification and the Drawings (Tenderer to list below) |  | Item | AED | 0 | 0 | 9.01 | Preliminaries – Contingency | Item | 90 | Rule | ✓ | Unpriced
| Citywalk Plot 5.11 Main Works Contract BOQ (1).xlsx | 1 |  |  | NEW | CITYWALK PHASE-05, PLOT 5.11 | Residential | CITYWALK RESIDENTIAL 1 LLC |  | B — Site Work | B | B15 | B1502 | B15 Bored piling | Extra over for front panels; 1.15x0.12m | 50 | No's | AED | 701 | 35050 | 8.01 | Site Works, Drainage, External Services & Landscaping | Volume (m³), Length (m), Area (m²), Enumerated (nr), Item | 60 | Fuzzy | ⚠ | Priced
| Citywalk Plot 5.11 Main Works Contract BOQ (1).xlsx | 2 |  |  | NEW | CITYWALK PHASE-05, PLOT 5.11 | Residential | CITYWALK RESIDENTIAL 1 LLC |  | B — Site Work | B | B15 | B1502 | B15 Bored piling | Extra over for front panels; 1.3x0.12m | 50 | No's | AED | 331 | 16550 | 8.01 | Site Works, Drainage, External Services & Landscaping | Volume (m³), Length (m), Area (m²), Enumerated (nr), Item | 61 | Fuzzy | ⚠ | Priced
| Citywalk Plot 5.11 Main Works Contract BOQ (1).xlsx | 3 |  |  | NEW | CITYWALK PHASE-05, PLOT 5.11 | Residential | CITYWALK RESIDENTIAL 1 LLC |  | K — Accessories | K | K02 | K0201 | K2 Partitions | Vanity countertop AST02; Size 1.45x0.6 | 3 | No's | AED | 771 | 2313 | 4.01 | FF&E – Vanity Countertops | Item | 78 | AI | ⚠ | Priced
| Citywalk Plot 5.11 Main Works Contract BOQ (1).xlsx | 4 |  |  | NEW | CITYWALK PHASE-05, PLOT 5.11 | Residential | CITYWALK RESIDENTIAL 1 LLC |  | B — Site Work | B | B15 | B1502 | B15 Bored piling | Extra over for front panels; 1.45x0.12m | 3 | No's | AED | 358 | 1074 | 8.01 | Site Works, Drainage, External Services & Landscaping | Volume (m³), Length (m), Area (m²), Enumerated (nr), Item | 60 | Fuzzy | ⚠ | Priced
| Citywalk Plot 5.11 Main Works Contract BOQ (1).xlsx | 5 |  |  | NEW | CITYWALK PHASE-05, PLOT 5.11 | Residential | CITYWALK RESIDENTIAL 1 LLC |  | K — Accessories | K | K02 | K0201 | K2 Partitions | Vanity countertop AST02; Size 1.55x0.6 | 7 | No's | AED | 816 | 5712 | 4.01 | FF&E – Vanity Countertops | Item | 78 | AI | ⚠ | Priced
| Citywalk Plot 5.11 Main Works Contract BOQ (1).xlsx | 6 |  |  | NEW | CITYWALK PHASE-05, PLOT 5.11 | Residential | CITYWALK RESIDENTIAL 1 LLC |  | B — Site Work | B | B15 | B1502 | B15 Bored piling | Extra over for front panels; 1.55x0.12m | 7 | No's | AED | 270 | 1890 | 8.01 | Site Works, Drainage, External Services & Landscaping | Volume (m³), Length (m), Area (m²), Enumerated (nr), Item | 60 | Fuzzy | ⚠ | Priced
| Citywalk Plot 5.11 Main Works Contract BOQ (1).xlsx | 7 |  |  | NEW | CITYWALK PHASE-05, PLOT 5.11 | Residential | CITYWALK RESIDENTIAL 1 LLC |  | K — Accessories | K | K02 | K0201 | K2 Partitions | Vanity countertop AST02; Size 1.76x0.6 (Double vanity) | 7 | No's | AED | 1124 | 7868 | 4.01 | FF&E – Vanity Countertops | Item | 78 | AI | ⚠ | Priced
| Citywalk Plot 5.11 Main Works Contract BOQ (1).xlsx | 8 |  |  | NEW | CITYWALK PHASE-05, PLOT 5.11 | Residential | CITYWALK RESIDENTIAL 1 LLC |  | B — Site Work | B | B15 | B1502 | B15 Bored piling | Extra over for front panels; 1.76x0.12m | 7 | No's | AED | 401 | 2807 | 8.01 | Site Works, Drainage, External Services & Landscaping | Volume (m³), Length (m), Area (m²), Enumerated (nr), Item | 60 | Fuzzy | ⚠ | Priced
| Citywalk Plot 5.11 Main Works Contract BOQ (1).xlsx | 9 |  |  | NEW | CITYWALK PHASE-05, PLOT 5.11 | Residential | CITYWALK RESIDENTIAL 1 LLC |  | K — Accessories | K | K02 | K0201 | K2 Partitions | Vanity countertop AST02; Size 1.79x0.6 (Double vanity) | 21 | No's | AED | 1131 | 23751 | 4.01 | FF&E – Vanity Countertops | Item | 78 | AI | ⚠ | Priced
| Citywalk Plot 5.11 Main Works Contract BOQ (1).xlsx | 10 |  |  | NEW | CITYWALK PHASE-05, PLOT 5.11 | Residential | CITYWALK RESIDENTIAL 1 LLC |  | B — Site Work | B | B15 | B1502 | B15 Bored piling | Extra over for front panels; 1.79x0.12m | 21 | No's | AED | 313 | 6573 | 8.01 | Site Works, Drainage, External Services & Landscaping | Volume (m³), Length (m), Area (m²), Enumerated (nr), Item | 60 | Fuzzy | ⚠ | Priced
| Citywalk Plot 5.11 Main Works Contract BOQ (1).xlsx | 11 |  |  | NEW | CITYWALK PHASE-05, PLOT 5.11 | Residential | CITYWALK RESIDENTIAL 1 LLC |  | K — Accessories | K | K02 | K0201 | K2 Partitions | Vanity countertop AST02; Size 1.85x0.6 (Double vanity) | 1 | No's | AED | 1146 | 1146 | 4.01 | FF&E – Vanity Countertops | Item | 78 | AI | ⚠ | Priced
| Citywalk Plot 5.11 Main Works Contract BOQ (1).xlsx | 12 |  |  | NEW | CITYWALK PHASE-05, PLOT 5.11 | Residential | CITYWALK RESIDENTIAL 1 LLC |  | B — Site Work | B | B15 | B1502 | B15 Bored piling | Extra over for front panels; 1.85x0.12m | 1 | No's | AED | 428 | 428 | 8.01 | Site Works, Drainage, External Services & Landscaping | Volume (m³), Length (m), Area (m²), Enumerated (nr), Item | 60 | Fuzzy | ⚠ | Priced
| Citywalk Plot 5.11 Main Works Contract BOQ (1).xlsx | 13 |  |  | NEW | CITYWALK PHASE-05, PLOT 5.11 | Residential | CITYWALK RESIDENTIAL 1 LLC |  | K — Accessories | K | K02 | K0201 | K2 Partitions | Vanity countertop AST02; Size 1.88x0.6 (Double vanity) | 4 | No's | AED | 1154 | 4616 | 4.01 | FF&E – Vanity Countertops | Item | 78 | AI | ⚠ | Priced
| Citywalk Plot 5.11 Main Works Contract BOQ (1).xlsx | 14 |  |  | NEW | CITYWALK PHASE-05, PLOT 5.11 | Residential | CITYWALK RESIDENTIAL 1 LLC |  | B — Site Work | B | B15 | B1502 | B15 Bored piling | Extra over for front panels; 1.88x0.12m | 4 | No's | AED | 329 | 1316 | 8.01 | Site Works, Drainage, External Services & Landscaping | Volume (m³), Length (m), Area (m²), Enumerated (nr), Item | 60 | Fuzzy | ⚠ | Priced
| Citywalk Plot 5.11 Main Works Contract BOQ (1).xlsx | 15 |  |  | NEW | CITYWALK PHASE-05, PLOT 5.11 | Residential | CITYWALK RESIDENTIAL 1 LLC |  | K — Accessories | K | K02 | K0201 | K2 Partitions | Vanity countertop AST02; Size 1.96x0.6 (Double vanity) | 2 | No's | AED | 1174 | 2348 | 4.01 | FF&E – Vanity Countertops | Item | 78 | AI | ⚠ | Priced
| Citywalk Plot 5.11 Main Works Contract BOQ (1).xlsx | 16 |  |  | NEW | CITYWALK PHASE-05, PLOT 5.11 | Residential | CITYWALK RESIDENTIAL 1 LLC |  | B — Site Work | B | B15 | B1502 | B15 Bored piling | Extra over for front panels; 1.96x0.12m | 2 | No's | AED | 343 | 686 | 8.01 | Site Works, Drainage, External Services & Landscaping | Volume (m³), Length (m), Area (m²), Enumerated (nr), Item | 60 | Fuzzy | ⚠ | Priced
| Citywalk Plot 5.11 Main Works Contract BOQ (1).xlsx | 17 |  |  | NEW | CITYWALK PHASE-05, PLOT 5.11 | Residential | CITYWALK RESIDENTIAL 1 LLC |  | H — Doors And Windows | H | H05 | H0500 | H5 Glass | Shower glass partition; 1460 x 2500mm-1BR type 4 | 1 | Nr. | AED | 3301 | 3301 | 2.06 | Windows and External Doors | Enumerated (nr), Area (m²), Length (m) | 78 | Fuzzy | ⚠ | Priced
| Citywalk Plot 5.11 Main Works Contract BOQ (1).xlsx | 18 |  |  | NEW | CITYWALK PHASE-05, PLOT 5.11 | Residential | CITYWALK RESIDENTIAL 1 LLC |  | H — Doors And Windows | H | H05 | H0500 | H5 Glass | Shower glass partition; 1450 x 2500mm-3BR type 2 | 3 | Nr. | AED | 3279 | 9837 | 2.06 | Windows and External Doors | Enumerated (nr), Area (m²), Length (m) | 78 | Fuzzy | ⚠ | Priced
| Citywalk Plot 5.11 Main Works Contract BOQ (1).xlsx | 19 |  |  | NEW | CITYWALK PHASE-05, PLOT 5.11 | Residential | CITYWALK RESIDENTIAL 1 LLC |  | H — Doors And Windows | H | H05 | H0500 | H5 Glass | Shower glass partition; 1200 x 2500mm-3BR type 3 | 1 | Nr. | AED | 2714 | 2714 | 2.06 | Windows and External Doors | Enumerated (nr), Area (m²), Length (m) | 78 | Fuzzy | ⚠ | Priced
| Citywalk Plot 5.11 Main Works Contract BOQ (1).xlsx | 20 |  |  | NEW | CITYWALK PHASE-05, PLOT 5.11 | Residential | CITYWALK RESIDENTIAL 1 LLC |  | H — Doors And Windows | H | H05 | H0500 | H5 Glass | Shower glass partition; 1200 x 2500mm-1BR type 4 | -1 | Nr. | AED | 2714 | -2714 | 2.06 | Windows and External Doors | Enumerated (nr), Area (m²), Length (m) | 78 | Fuzzy | ⚠ | Priced
| Citywalk Plot 5.11 Main Works Contract BOQ (1).xlsx | 21 |  |  | NEW | CITYWALK PHASE-05, PLOT 5.11 | Residential | CITYWALK RESIDENTIAL 1 LLC |  | K — Accessories | K | K05 | K0502 |  | Type IDI-1D11; FHC identification sign | 2 | Nr. | AED | 426 | 852 | 5.12 | Communication & Security – Signage & Identification | Item | 82 | AI | ⚠ | Priced
| Citywalk Plot 5.11 Main Works Contract BOQ (1).xlsx | 22 |  |  | NEW | CITYWALK PHASE-05, PLOT 5.11 | Residential | CITYWALK RESIDENTIAL 1 LLC |  | K — Accessories | K | K05 | K0502 |  | Type IDI-DR01; apartment number directional sign | 1 | Nr. | AED | 426 | 426 | 5.12 | Communication & Security – Signage & Identification | Item | 82 | AI | ⚠ | Priced
| Citywalk Plot 5.11 Main Works Contract BOQ (1).xlsx | 23 |  |  | NEW | CITYWALK PHASE-05, PLOT 5.11 | Residential | CITYWALK RESIDENTIAL 1 LLC |  | K — Accessories | K | K02 | K0201 | K2 Partitions | Mirror 1700 x 1000mm high | -99 | Nr. | AED | 1719 | -170181 | 3.01 | Accessories – Mirror | Enumerated (nr) | 93 | Rule | ✓ | Priced
| Citywalk Plot 5.11 Main Works Contract BOQ (1).xlsx | 24 |  |  | NEW | CITYWALK PHASE-05, PLOT 5.11 | Residential | CITYWALK RESIDENTIAL 1 LLC |  | K — Accessories | K | K02 | K0201 | K2 Partitions | Mirror 2300 x 1000mm high | -51 | Nr. | AED | 2325 | -118575 | 3.01 | Accessories – Mirror | Enumerated (nr) | 93 | Rule | ✓ | Priced
| Citywalk Plot 5.11 Main Works Contract BOQ (1).xlsx | 25 |  |  | NEW | CITYWALK PHASE-05, PLOT 5.11 | Residential | CITYWALK RESIDENTIAL 1 LLC |  | K — Accessories | K | K02 | K0201 | K2 Partitions | Vanity counter top; 1700x600mm | -97 | Nr. | AED | 1109 | -107573 | 4.01 | FF&E – Vanity Countertops | Item | 78 | AI | ⚠ | Priced
| Citywalk Plot 5.11 Main Works Contract BOQ (1).xlsx | 26 |  |  | NEW | CITYWALK PHASE-05, PLOT 5.11 | Residential | CITYWALK RESIDENTIAL 1 LLC |  | B — Site Work | B | B15 | B1502 | B15 Bored piling | Extra over for front panels; 1700x120mm | -97 | Nr. | AED | 401 | -38897 | 8.01 | Site Works, Drainage, External Services & Landscaping | Volume (m³), Length (m), Area (m²), Enumerated (nr), Item | 60 | Fuzzy | ⚠ | Priced
| Citywalk Plot 5.11 Main Works Contract BOQ (1).xlsx | 27 |  |  | NEW | CITYWALK PHASE-05, PLOT 5.11 | Residential | CITYWALK RESIDENTIAL 1 LLC |  | K — Accessories | K | K02 | K0201 | K2 Partitions | Vanity counter top; 900x600mm | 1 | Nr. | AED | 518 | 518 | 4.01 | FF&E – Vanity Countertops | Item | 78 | AI | ⚠ | Priced
| Citywalk Plot 5.11 Main Works Contract BOQ (1).xlsx | 28 |  |  | NEW | CITYWALK PHASE-05, PLOT 5.11 | Residential | CITYWALK RESIDENTIAL 1 LLC |  | B — Site Work | B | B15 | B1502 | B15 Bored piling | Extra over for front panels; 900x120mm | 1 | Nr. | AED | 264 | 264 | 8.01 | Site Works, Drainage, External Services & Landscaping | Volume (m³), Length (m), Area (m²), Enumerated (nr), Item | 61 | Fuzzy | ⚠ | Priced
| Citywalk Plot 5.11 Main Works Contract BOQ (1).xlsx | 29 |  |  | NEW | CITYWALK PHASE-05, PLOT 5.11 | Residential | CITYWALK RESIDENTIAL 1 LLC |  | K — Accessories | K | K02 | K0201 | K2 Partitions | Vanity counter top; 2300x600mm | -48 | Nr. | AED | 1258 | -60384 | 4.01 | FF&E – Vanity Countertops | Item | 78 | AI | ⚠ | Priced
| Citywalk Plot 5.11 Main Works Contract BOQ (1).xlsx | 30 |  |  | NEW | CITYWALK PHASE-05, PLOT 5.11 | Residential | CITYWALK RESIDENTIAL 1 LLC |  | B — Site Work | B | B15 | B1502 | B15 Bored piling | Extra over for front panels; 2300x120mm | -48 | Nr. | AED | 401 | -19248 | 8.01 | Site Works, Drainage, External Services & Landscaping | Volume (m³), Length (m), Area (m²), Enumerated (nr), Item | 60 | Fuzzy | ⚠ | Priced
| Citywalk Plot 5.11 Main Works Contract BOQ (1).xlsx | 31 |  |  | NEW | CITYWALK PHASE-05, PLOT 5.11 | Residential | CITYWALK RESIDENTIAL 1 LLC |  | Q — Mechanical Engineering Installations | Q | Q07 | Q0702 | Q7 Insulation, including linings and protective coverings | To gym | 5 | m² | AED | 250 | 1250 | 5.06 | Mechanical Engineering Installations | Length (m), Weight (t), Area (m²), Enumerated (nr), Item | 63 | Fuzzy | ⚠ | Priced
| Citywalk Plot 5.11 Main Works Contract BOQ (1).xlsx | A |  |  | NEW | CITYWALK PHASE-05, PLOT 5.11 | Residential | CITYWALK RESIDENTIAL 1 LLC |  | C — Concrete Work | C | C02 | C0201 | C2 Poured concrete | Floor mounted fall protection line with upstand | 171 | m | AED |  | Included | 2.01 | Frame | Volume (m³) | 90 | Rule | ✓ | Unpriced
| Citywalk Plot 5.11 Main Works Contract BOQ (1).xlsx | B |  |  | NEW | CITYWALK PHASE-05, PLOT 5.11 | Residential | CITYWALK RESIDENTIAL 1 LLC |  | C — Concrete Work | C | C04 | C0401 | C4 Shuttering | Face mounted monorail track fixed at the Level 4, 5 and 8 slab | 267 | m | AED |  | Included | 2.01 | Frame / Concrete Work | Volume (m³), Weight (t), Area (m²), Length (m), Enumerated (nr) | 66 | Fuzzy | ⚠ | Unpriced
| Citywalk Plot 5.11 Main Works Contract BOQ (1).xlsx | C |  |  | NEW | CITYWALK PHASE-05, PLOT 5.11 | Residential | CITYWALK RESIDENTIAL 1 LLC |  | M — Furnishings | M | M01 | M0101 | M1 Generally | Face mounted monorail for the planter maintenance | 83 | m | AED |  | Included | 3.01 | Furnishings – Planter | Enumerated (nr) | 90 | Rule | ✓ | Unpriced
| Citywalk Plot 5.11 Main Works Contract BOQ (1).xlsx | D |  |  | NEW | CITYWALK PHASE-05, PLOT 5.11 | Residential | CITYWALK RESIDENTIAL 1 LLC |  | C — Concrete Work | C | C02 | C0201 | C2 Poured concrete | Soffit mounted monorail track fixed underneath the level 8 slab | 5 | m | AED |  | Included | 2.01 | Frame / Concrete Work | Volume (m³), Weight (t), Area (m²), Length (m), Enumerated (nr) | 66 | Fuzzy | ⚠ | Unpriced
| Citywalk Plot 5.11 Main Works Contract BOQ (1).xlsx | E |  |  | NEW | CITYWALK PHASE-05, PLOT 5.11 | Residential | CITYWALK RESIDENTIAL 1 LLC |  | K — Accessories | K | K01 | K0101 | K1 Generally | Floor mounted Abseil anchor system | 155 | Nr. | AED |  | Included | 5.11 | Fire & Lightning Protection – Fall Protection Systems | Item | 75 | AI | ⚠ | Unpriced
| Citywalk Plot 5.11 Main Works Contract BOQ (1).xlsx | F |  |  | NEW | CITYWALK PHASE-05, PLOT 5.11 | Residential | CITYWALK RESIDENTIAL 1 LLC |  | K — Accessories | K | K01 | K0101 | K1 Generally | Soffit mounted Abseil anchor system at Lower roof, Level 5 | 5 | Nr. | AED |  | Included | 5.11 | Fire & Lightning Protection – Fall Protection Systems | Item | 75 | AI | ⚠ | Unpriced
| Citywalk Plot 5.11 Main Works Contract BOQ (1).xlsx | G |  |  | NEW | CITYWALK PHASE-05, PLOT 5.11 | Residential | CITYWALK RESIDENTIAL 1 LLC |  | K — Accessories | K | K01 | K0102 | K1 Generally | Allowance for tucker pole cleaning system | 0 | Item | AED |  | Included | 5.11 | Fire & Lightning Protection – Building Maintenance Equipment | Allowance | 70 | AI | ⚠ | Unpriced
| Citywalk Plot 5.11 Main Works Contract BOQ (1).xlsx | A |  |  | NEW | CITYWALK PHASE-05, PLOT 5.11 | Residential | CITYWALK RESIDENTIAL 1 LLC |  | L — Equipment | L | L02 | L0201 |  | A-EQ-01 : Electric Hob 90 cm | 58 | Nr. | AED | 2378 | 137924 | 4.01 | FF&E – Kitchen Appliances | Item | 88 | AI | ✓ | Priced
| Citywalk Plot 5.11 Main Works Contract BOQ (1).xlsx | B |  |  | NEW | CITYWALK PHASE-05, PLOT 5.11 | Residential | CITYWALK RESIDENTIAL 1 LLC |  | L — Equipment | L | L02 | L0201 |  | A-EQ-02 : Integrated Fridge 90 cm | 58 | Nr. | AED | 13419 | 778302 | 4.01 | FF&E – Kitchen Appliances | Item | 88 | AI | ✓ | Priced
| Citywalk Plot 5.11 Main Works Contract BOQ (1).xlsx | C |  |  | NEW | CITYWALK PHASE-05, PLOT 5.11 | Residential | CITYWALK RESIDENTIAL 1 LLC |  | L — Equipment | L | L02 | L0201 |  | A-EQ-03 : Electric Oven 90 cm | 58 | Nr. | AED | 4359 | 252822 | 4.01 | FF&E – Kitchen Appliances | Item | 88 | AI | ✓ | Priced
| Citywalk Plot 5.11 Main Works Contract BOQ (1).xlsx | D |  |  | NEW | CITYWALK PHASE-05, PLOT 5.11 | Residential | CITYWALK RESIDENTIAL 1 LLC |  | L — Equipment | L | L02 | L0201 |  | A-EQ-04: Integrated Hood 90 cm | 58 | Nr. | AED | 429 | 24882 | 4.01 | FF&E – Kitchen Appliances | Item | 88 | AI | ✓ | Priced
| Citywalk Plot 5.11 Main Works Contract BOQ (1).xlsx | E |  |  | NEW | CITYWALK PHASE-05, PLOT 5.11 | Residential | CITYWALK RESIDENTIAL 1 LLC |  | L — Equipment | L | L02 | L0201 |  | A-EQ-05: Integrated Dishwasher 60 mm | 114 | Nr. | AED | 1506 | 171684 | 4.01 | FF&E – Kitchen Appliances | Item | 88 | AI | ✓ | Priced
| Citywalk Plot 5.11 Main Works Contract BOQ (1).xlsx | F |  |  | NEW | CITYWALK PHASE-05, PLOT 5.11 | Residential | CITYWALK RESIDENTIAL 1 LLC |  | L — Equipment | L | L02 | L0201 |  | A-EQ-06: Electric Hob 60 cm | 56 | Nr. | AED | 1283 | 71848 | 4.01 | FF&E – Kitchen Appliances | Item | 88 | AI | ✓ | Priced
| Citywalk Plot 5.11 Main Works Contract BOQ (1).xlsx | G |  |  | NEW | CITYWALK PHASE-05, PLOT 5.11 | Residential | CITYWALK RESIDENTIAL 1 LLC |  | L — Equipment | L | L02 | L0201 |  | A-EQ-07 : Integrated Fridge 60 cm | 56 | Nr. | AED | 2634 | 147504 | 4.01 | FF&E – Kitchen Appliances | Item | 88 | AI | ✓ | Priced
| Citywalk Plot 5.11 Main Works Contract BOQ (1).xlsx | H |  |  | NEW | CITYWALK PHASE-05, PLOT 5.11 | Residential | CITYWALK RESIDENTIAL 1 LLC |  | L — Equipment | L | L02 | L0201 |  | A-EQ-08: Electric Oven 60 cm | 56 | Nr. | AED | 2642 | 147952 | 4.01 | FF&E – Kitchen Appliances | Item | 88 | AI | ✓ | Priced
| Citywalk Plot 5.11 Main Works Contract BOQ (1).xlsx | A |  |  | NEW | CITYWALK PHASE-05, PLOT 5.11 | Residential | CITYWALK RESIDENTIAL 1 LLC |  | L — Equipment | L | L02 | L0201 |  | A-EQ-09: Integrated Hood 60 cm | 56 | Nr. | AED | 0 | Not Shown in dwg | 4.01 | FF&E – Kitchen Appliances | Item | 88 | AI | ✓ | Unpriced
| Citywalk Plot 5.11 Main Works Contract BOQ (1).xlsx | B |  |  | NEW | CITYWALK PHASE-05, PLOT 5.11 | Residential | CITYWALK RESIDENTIAL 1 LLC |  | K — Accessories | K | K02 | K0202 | K2 Partitions | A-EQ-10: Drip Tray for 1 Bowl Sink Cabinet | 59 | Nr. | AED | 0 | Incl in Kitchen | 4.01 | FF&E – Kitchen Accessories | Item | 80 | AI | ⚠ | Unpriced
| Citywalk Plot 5.11 Main Works Contract BOQ (1).xlsx | C |  |  | NEW | CITYWALK PHASE-05, PLOT 5.11 | Residential | CITYWALK RESIDENTIAL 1 LLC |  | K — Accessories | K | K02 | K0202 | K2 Partitions | A-EQ-11: Drip Tray for 2 Bowl Sink Cabinet | 55 | Nr. | AED | 0 | Incl in Kitchen | 4.01 | FF&E – Kitchen Accessories | Item | 80 | AI | ⚠ | Unpriced
| Citywalk Plot 5.11 Main Works Contract BOQ (1).xlsx | D |  |  | NEW | CITYWALK PHASE-05, PLOT 5.11 | Residential | CITYWALK RESIDENTIAL 1 LLC |  | K — Accessories | K | K02 | K0201 | K2 Partitions | A-SW-40: Double Bowl Kitchen Sink 74 cm | 55 | Nr. | AED | 973 | 53515 | 5.04 | Water Installations – Sanitary Appliances | Item | 85 | AI | ✓ | Priced
| Citywalk Plot 5.11 Main Works Contract BOQ (1).xlsx | E |  |  | NEW | CITYWALK PHASE-05, PLOT 5.11 | Residential | CITYWALK RESIDENTIAL 1 LLC |  | K — Accessories | K | K02 | K0201 | K2 Partitions | A-SW-41: Single Bowl Kitchen Sink 40 cm | 59 | Nr. | AED | 483 | 28497 | 5.04 | Water Installations – Sanitary Appliances | Item | 85 | AI | ✓ | Priced
| Citywalk Plot 5.11 Main Works Contract BOQ (1).xlsx | F |  |  | NEW | CITYWALK PHASE-05, PLOT 5.11 | Residential | CITYWALK RESIDENTIAL 1 LLC |  | K — Accessories | K | K02 | K0201 | K2 Partitions | A-SW-42: Kitchen Mixer | 114 | Nr. | AED | 440 | 50160 | 5.04 | Water Installations – Taps & Mixers | Item | 85 | AI | ✓ | Priced
| Citywalk Plot 5.11 Main Works Contract BOQ (1).xlsx | G |  |  | NEW | CITYWALK PHASE-05, PLOT 5.11 | Residential | CITYWALK RESIDENTIAL 1 LLC |  | K — Accessories | K | K02 | K0201 | K2 Partitions | A-SW-45: 200x200mm Kitchen Drain | 114 | Nr. | AED | 0 | Included | 5.04 | Water Installations – Drainage | Item | 85 | AI | ✓ | Unpriced
| Citywalk Plot 5.11 Main Works Contract BOQ (1).xlsx | A |  |  | NEW | CITYWALK PHASE-05, PLOT 5.11 | Residential | CITYWALK RESIDENTIAL 1 LLC |  | L — Equipment | L | L03 | L0302 |  | Dual Adjustable Pulley; C-GE-01 | 1 | Nr. | AED | 45541 | 45541 | 4.01 | FF&E – Gym & Sports Equipment | Item | 88 | AI | ✓ | Priced
| Citywalk Plot 5.11 Main Works Contract BOQ (1).xlsx | B |  |  | NEW | CITYWALK PHASE-05, PLOT 5.11 | Residential | CITYWALK RESIDENTIAL 1 LLC |  | L — Equipment | L | L03 | L0302 |  | Two Tier Dumbbell Rack; C-GE-02 | 1 | Nr. | AED | 9249 | 9249 | 4.01 | FF&E – Gym & Sports Equipment | Item | 88 | AI | ✓ | Priced
| Citywalk Plot 5.11 Main Works Contract BOQ (1).xlsx | C |  |  | NEW | CITYWALK PHASE-05, PLOT 5.11 | Residential | CITYWALK RESIDENTIAL 1 LLC |  | L — Equipment | L | L03 | L0302 |  | Adjustable Bench; C-GE-03 | 1 | Nr. | AED | 11318 | 11318 | 4.01 | FF&E – Gym & Sports Equipment | Item | 88 | AI | ✓ | Priced
| Citywalk Plot 5.11 Main Works Contract BOQ (1).xlsx | D |  |  | NEW | CITYWALK PHASE-05, PLOT 5.11 | Residential | CITYWALK RESIDENTIAL 1 LLC |  | L — Equipment | L | L03 | L0302 |  | Multipower; C-GE-04 | 1 | Nr. | AED | 29712 | 29712 | 4.01 | FF&E – Gym & Sports Equipment | Item | 88 | AI | ✓ | Priced
| Citywalk Plot 5.11 Main Works Contract BOQ (1).xlsx | E |  |  | NEW | CITYWALK PHASE-05, PLOT 5.11 | Residential | CITYWALK RESIDENTIAL 1 LLC |  | L — Equipment | L | L03 | L0302 |  | Barbell Rack; C-GE-05 | 1 | Nr. | AED | 2849 | 2849 | 4.01 | FF&E – Gym & Sports Equipment | Item | 88 | AI | ✓ | Priced
| Citywalk Plot 5.11 Main Works Contract BOQ (1).xlsx | F |  |  | NEW | CITYWALK PHASE-05, PLOT 5.11 | Residential | CITYWALK RESIDENTIAL 1 LLC |  | L — Equipment | L | L03 | L0302 |  | Plate Rack; C-GE-06 | 1 | Nr. | AED | 35394 | 35394 | 4.01 | FF&E – Gym & Sports Equipment | Item | 88 | AI | ✓ | Priced
| Citywalk Plot 5.11 Main Works Contract BOQ (1).xlsx | G |  |  | NEW | CITYWALK PHASE-05, PLOT 5.11 | Residential | CITYWALK RESIDENTIAL 1 LLC |  | L — Equipment | L | L03 | L0302 |  | Skilltools kit; C-GE-07 | 1 | Nr. | AED | 35394 | 35394 | 4.01 | FF&E – Gym & Sports Equipment | Item | 88 | AI | ✓ | Priced
| Citywalk Plot 5.11 Main Works Contract BOQ (1).xlsx | H |  |  | NEW | CITYWALK PHASE-05, PLOT 5.11 | Residential | CITYWALK RESIDENTIAL 1 LLC |  | L — Equipment | L | L03 | L0302 |  | Treadmill - Excite Live Run Live 10; C-GE-11 | 2 | Nr. | AED | 41986 | 83972 | 4.01 | FF&E – Gym & Sports Equipment | Item | 88 | AI | ✓ | Priced
| Citywalk Plot 5.11 Main Works Contract BOQ (1).xlsx | J |  |  | NEW | CITYWALK PHASE-05, PLOT 5.11 | Residential | CITYWALK RESIDENTIAL 1 LLC |  | L — Equipment | L | L03 | L0302 |  | Excite Live Synchro Live 10; C-GE-12 | 1 | Nr. | AED | 36659 | 36659 | 4.01 | FF&E – Gym & Sports Equipment | Item | 88 | AI | ✓ | Priced
| Citywalk Plot 5.11 Main Works Contract BOQ (1).xlsx | K |  |  | NEW | CITYWALK PHASE-05, PLOT 5.11 | Residential | CITYWALK RESIDENTIAL 1 LLC |  | L — Equipment | L | L03 | L0302 |  | Excite Live Recline Live 10; C-GE-13 | 1 | Nr. | AED | 24970 | 24970 | 4.01 | FF&E – Gym & Sports Equipment | Item | 88 | AI | ✓ | Priced
| Citywalk Plot 5.11 Main Works Contract BOQ (1).xlsx | L |  |  | NEW | CITYWALK PHASE-05, PLOT 5.11 | Residential | CITYWALK RESIDENTIAL 1 LLC |  | L — Equipment | L | L03 | L0302 |  | Excite Live Bike Live 10; C-GE-14 | 1 | Nr. | AED | 22520 | 22520 | 4.01 | FF&E – Gym & Sports Equipment | Item | 88 | AI | ✓ | Priced
| Citywalk Plot 5.11 Main Works Contract BOQ (1).xlsx | M |  |  | NEW | CITYWALK PHASE-05, PLOT 5.11 | Residential | CITYWALK RESIDENTIAL 1 LLC |  | L — Equipment | L | L03 | L0302 |  | Skillrow; C-GE-15 | 1 | Nr. | AED | 19694 | 19694 | 4.01 | FF&E – Gym & Sports Equipment | Item | 88 | AI | ✓ | Priced
| Citywalk Plot 5.11 Main Works Contract BOQ (1).xlsx | N |  |  | NEW | CITYWALK PHASE-05, PLOT 5.11 | Residential | CITYWALK RESIDENTIAL 1 LLC |  | K — Accessories | K | K03 | K0301 |  | Fitness Mat; C-GE-16 | 1 | Nr. | AED | 745 | 745 | 4.01 | FF&E – Gym Accessories | Item | 85 | AI | ✓ | Priced
| Citywalk Plot 5.11 Main Works Contract BOQ (1).xlsx | P |  |  | NEW | CITYWALK PHASE-05, PLOT 5.11 | Residential | CITYWALK RESIDENTIAL 1 LLC |  | K — Accessories | K | K03 | K0301 |  | Fitness Mat; C-GE-17 | 1 | Nr. | AED | 504 | 504 | 4.01 | FF&E – Gym Accessories | Item | 85 | AI | ✓ | Priced
| Citywalk Plot 5.11 Main Works Contract BOQ (1).xlsx | Q |  |  | NEW | CITYWALK PHASE-05, PLOT 5.11 | Residential | CITYWALK RESIDENTIAL 1 LLC |  | L — Equipment | L | L03 | L0302 |  | Boxing Bag; C-GE-18 | 2 | Nr. | AED | 956 | 1912 | 4.01 | FF&E – Gym & Sports Equipment | Item | 88 | AI | ✓ | Priced
| Citywalk Plot 5.11 Main Works Contract BOQ (1).xlsx | R |  |  | NEW | CITYWALK PHASE-05, PLOT 5.11 | Residential | CITYWALK RESIDENTIAL 1 LLC |  | K — Accessories | K | K03 | K0301 |  | Water dispenser; C-GE-19 | 1 | Nr. | AED | 1994 | 1994 | 4.01 | FF&E – Gym Accessories | Item | 80 | AI | ⚠ | Priced
| Citywalk Plot 5.11 Main Works Contract BOQ (1).xlsx | A |  |  | NEW | CITYWALK PHASE-05, PLOT 5.11 | Residential | CITYWALK RESIDENTIAL 1 LLC |  | K — Accessories | K | K03 | K0301 |  | GRP Urethane Disk | 2 | Nr. | AED | 5519 | 11038 | 4.01 | FF&E – Gym Accessories | Item | 85 | AI | ✓ | Priced
| Citywalk Plot 5.11 Main Works Contract BOQ (1).xlsx | B |  |  | NEW | CITYWALK PHASE-05, PLOT 5.11 | Residential | CITYWALK RESIDENTIAL 1 LLC |  | K — Accessories | K | K03 | K0301 |  | Set of Dumbbells | 1 | Item | AED | 15837 | 15837 | 4.01 | FF&E – Gym Accessories | Set | 85 | AI | ✓ | Priced
| Citywalk Plot 5.11 Main Works Contract BOQ (1).xlsx | C |  |  | NEW | CITYWALK PHASE-05, PLOT 5.11 | Residential | CITYWALK RESIDENTIAL 1 LLC |  | K — Accessories | K | K03 | K0301 |  | Power Pack DAP | 1 | Item | AED | 2545 | 2545 | 4.01 | FF&E – Gym Accessories | Item | 85 | AI | ✓ | Priced
| Citywalk Plot 5.11 Main Works Contract BOQ (1).xlsx | D |  |  | NEW | CITYWALK PHASE-05, PLOT 5.11 | Residential | CITYWALK RESIDENTIAL 1 LLC |  | K — Accessories | K | K03 | K0301 |  | Storage Mat | 1 | Nr. | AED | 745 | 745 | 4.01 | FF&E – Gym Accessories | Item | 85 | AI | ✓ | Priced
| Citywalk Plot 5.11 Main Works Contract BOQ (1).xlsx | E |  |  | NEW | CITYWALK PHASE-05, PLOT 5.11 | Residential | CITYWALK RESIDENTIAL 1 LLC |  | K — Accessories | K | K03 | K0301 |  | Set Tricep Cord | 1 | Nr. | AED | 205 | 205 | 4.01 | FF&E – Gym Accessories | Set | 85 | AI | ✓ | Priced
| Citywalk Plot 5.11 Main Works Contract BOQ (1).xlsx | F |  |  | NEW | CITYWALK PHASE-05, PLOT 5.11 | Residential | CITYWALK RESIDENTIAL 1 LLC |  | K — Accessories | K | K03 | K0301 |  | Barbell B010 | 1 | Nr. | AED | 1700 | 1700 | 4.01 | FF&E – Gym Accessories | Item | 85 | AI | ✓ | Priced
| Citywalk Plot 5.11 Main Works Contract BOQ (1).xlsx | G |  |  | NEW | CITYWALK PHASE-05, PLOT 5.11 | Residential | CITYWALK RESIDENTIAL 1 LLC |  | L — Equipment | L | L05 | L0501 |  | Barbell B011 | 1 | Nr. | AED | 1462 | 1462 | 4.01 | FF&E – Gym Equipment | Item | 75 | AI | ⚠ | Priced
| Citywalk Plot 5.11 Main Works Contract BOQ (1).xlsx | H |  |  | NEW | CITYWALK PHASE-05, PLOT 5.11 | Residential | CITYWALK RESIDENTIAL 1 LLC |  | L — Equipment | L | L05 | L0501 |  | Barbell B011 | 1 | Nr. | AED | 1700 | 1700 | 4.01 | FF&E – Gym Equipment | Item | 75 | AI | ⚠ | Priced
| Citywalk Plot 5.11 Main Works Contract BOQ (1).xlsx | J |  |  | NEW | CITYWALK PHASE-05, PLOT 5.11 | Residential | CITYWALK RESIDENTIAL 1 LLC |  | L — Equipment | L | L05 | L0501 |  | Wellness ball | 2 | Nr. | AED | 1361 | 2722 | 4.01 | FF&E – Gym Equipment | Item | 78 | AI | ⚠ | Priced
| Citywalk Plot 5.11 Main Works Contract BOQ (1).xlsx | A |  |  | NEW | CITYWALK PHASE-05, PLOT 5.11 | Residential | CITYWALK RESIDENTIAL 1 LLC |  | A — General Requirements | A | A01 | A0101 | Conditions of contract | Allow for any other works which are not included above and which are required to complete the Equipment in accordance with the Specification and the Drawings (Tenderer to list below) |  | Item | AED |  | 0 | 9.01 | Preliminaries – Contingency | Item | 90 | Rule | ✓ | Unpriced
| Citywalk Plot 5.11 Main Works Contract BOQ (1).xlsx | 3/L/2/A |  |  | NEW | CITYWALK PHASE-05, PLOT 5.11 | Residential | CITYWALK RESIDENTIAL 1 LLC |  | L — Equipment | L | L02 | L0205 |  | A-EQ-01 : Electric Hob 90 cm | -15 | Nr. | AED | 2378 | -35670 | 4.01 | FF&E – Kitchen Appliances | Item | 82 | AI | ⚠ | Priced
| Citywalk Plot 5.11 Main Works Contract BOQ (1).xlsx | 3/L/2/B |  |  | NEW | CITYWALK PHASE-05, PLOT 5.11 | Residential | CITYWALK RESIDENTIAL 1 LLC |  | L — Equipment | L | L02 | L0205 |  | A-EQ-02 : Integrated Fridge 90 cm | 54 | Nr. | AED | 13419 | 724626 | 4.01 | FF&E – Kitchen Appliances | Item | 82 | AI | ⚠ | Priced
| Citywalk Plot 5.11 Main Works Contract BOQ (1).xlsx | 3/L/2/C |  |  | NEW | CITYWALK PHASE-05, PLOT 5.11 | Residential | CITYWALK RESIDENTIAL 1 LLC |  | L — Equipment | L | L02 | L0205 |  | A-EQ-03 : Electric Oven 90 cm | -16 | Nr. | AED | 4359 | -69744 | 4.01 | FF&E – Kitchen Appliances | Item | 82 | AI | ⚠ | Priced
| Citywalk Plot 5.11 Main Works Contract BOQ (1).xlsx | 3/L/2/D |  |  | NEW | CITYWALK PHASE-05, PLOT 5.11 | Residential | CITYWALK RESIDENTIAL 1 LLC |  | L — Equipment | L | L02 | L0205 |  | A-EQ-04: Integrated Hood 90 cm | -16 | Nr. | AED | 429 | -6864 | 4.01 | FF&E – Kitchen Appliances | Item | 80 | AI | ⚠ | Priced
| Citywalk Plot 5.11 Main Works Contract BOQ (1).xlsx | 3/L/2/G |  |  | NEW | CITYWALK PHASE-05, PLOT 5.11 | Residential | CITYWALK RESIDENTIAL 1 LLC |  | L — Equipment | L | L02 | L0205 |  | A-EQ-07 : Integrated Fridge 60 cm | -54 | Nr. | AED | 2634 | -142236 | 4.01 | FF&E – Kitchen Appliances | Item | 82 | AI | ⚠ | Priced
| Citywalk Plot 5.11 Main Works Contract BOQ (1).xlsx | 3/L/2/F |  |  | NEW | CITYWALK PHASE-05, PLOT 5.11 | Residential | CITYWALK RESIDENTIAL 1 LLC |  | L — Equipment | L | L02 | L0205 |  | A-EQ-06: Electric Hob 60 cm | 15 | Nr. | AED | 1283 | 19245 | 4.01 | FF&E – Kitchen Appliances | Item | 82 | AI | ⚠ | Priced
| Citywalk Plot 5.11 Main Works Contract BOQ (1).xlsx | 3/L/2/H |  |  | NEW | CITYWALK PHASE-05, PLOT 5.11 | Residential | CITYWALK RESIDENTIAL 1 LLC |  | L — Equipment | L | L02 | L0205 |  | A-EQ-08: Electric Oven 60 cm | 16 | Nr. | AED | 2642 | 42272 | 4.01 | FF&E – Kitchen Appliances | Item | 82 | AI | ⚠ | Priced
| Citywalk Plot 5.11 Main Works Contract BOQ (1).xlsx | 3/L/3/C |  |  | NEW | CITYWALK PHASE-05, PLOT 5.11 | Residential | CITYWALK RESIDENTIAL 1 LLC |  | K — Accessories | K | K02 | K0203 | K2 Partitions | A-SW-40: Double Bowl Kitchen Sink 74 cm | -12 | Nr. | AED | 973 | -11676 | 5.01 | Sanitary Appliances – Kitchen Sink | Item | 85 | AI | ✓ | Priced
| Citywalk Plot 5.11 Main Works Contract BOQ (1).xlsx | 3/L/3/D |  |  | NEW | CITYWALK PHASE-05, PLOT 5.11 | Residential | CITYWALK RESIDENTIAL 1 LLC |  | K — Accessories | K | K02 | K0203 | K2 Partitions | A-SW-41: Single Bowl Kitchen Sink 40 cm | 12 | Nr. | AED | 483 | 5796 | 5.01 | Sanitary Appliances – Kitchen Sink | Item | 85 | AI | ✓ | Priced
| Citywalk Plot 5.11 Main Works Contract BOQ (1).xlsx | A |  |  | NEW | CITYWALK PHASE-05, PLOT 5.11 | Residential | CITYWALK RESIDENTIAL 1 LLC |  | K — Accessories | K | K02 | K0201 | K2 Partitions | Clear mirror; C-MI-01; 2219 X 1000mm high | 1 | Nr. | AED | 2289 | 2289 | 3.01 | Accessories – Mirror | Enumerated (nr) | 93 | Rule | ✓ | Priced
| Citywalk Plot 5.11 Main Works Contract BOQ (1).xlsx | B |  |  | NEW | CITYWALK PHASE-05, PLOT 5.11 | Residential | CITYWALK RESIDENTIAL 1 LLC |  | K — Accessories | K | K02 | K0201 | K2 Partitions | Clear mirror; C-MI-01; 2600 X 1000mm high | 1 | Nr. | AED | 2681 | 2681 | 3.01 | Accessories – Mirror | Enumerated (nr) | 93 | Rule | ✓ | Priced
| Citywalk Plot 5.11 Main Works Contract BOQ (1).xlsx | C |  |  | NEW | CITYWALK PHASE-05, PLOT 5.11 | Residential | CITYWALK RESIDENTIAL 1 LLC |  | K — Accessories | K | K02 | K0201 | K2 Partitions | Mirror; C-M1-01 | 37 | m² | AED | 825 | 30525 | 3.01 | Accessories – Mirror | Enumerated (nr) | 93 | Rule | ✓ | Priced
| Citywalk Plot 5.11 Main Works Contract BOQ (1).xlsx | D |  |  | NEW | CITYWALK PHASE-05, PLOT 5.11 | Residential | CITYWALK RESIDENTIAL 1 LLC |  | H — Doors And Windows | H | H05 | H0502 | H5 Glass | 2300mm high; C-DP-01; Level 01 | 39 | m | AED | 3634 | 141726 | 2.06 | Windows & External Doors – Blinds & Shading | Item | 78 | AI | ⚠ | Priced
| Citywalk Plot 5.11 Main Works Contract BOQ (1).xlsx | E |  |  | NEW | CITYWALK PHASE-05, PLOT 5.11 | Residential | CITYWALK RESIDENTIAL 1 LLC |  | H — Doors And Windows | H | H05 | H0502 | H5 Glass | Size 800 x 800mm; to MEP zone attic | 1 | Nr. | AED | 1250 | 1250 | 2.06 | Windows & External Doors – Blinds & Shading | Area (m²) | 76 | AI | ⚠ | Priced
| Citywalk Plot 5.11 Main Works Contract BOQ (1).xlsx | F |  |  | NEW | CITYWALK PHASE-05, PLOT 5.11 | Residential | CITYWALK RESIDENTIAL 1 LLC |  | H — Doors And Windows | H | H05 | H0502 | H5 Glass | Size 850 x 850mm; to MEP zone attic | 1 | Nr. | AED | 1500 | 1500 | 2.06 | Windows & External Doors – Blinds & Shading | Area (m²) | 76 | AI | ⚠ | Priced
| Citywalk Plot 5.11 Main Works Contract BOQ (1).xlsx | G |  |  | NEW | CITYWALK PHASE-05, PLOT 5.11 | Residential | CITYWALK RESIDENTIAL 1 LLC |  | H — Doors And Windows | H | H05 | H0502 | H5 Glass | Size 1130 x 1130mm; to external roof area | 2 | Nr. | AED | 1875 | 3750 | 2.06 | Windows & External Doors – Blinds & Shading | Area (m²) | 74 | AI | ⚠ | Priced
| Citywalk Plot 5.11 Main Works Contract BOQ (1).xlsx | A |  |  | NEW | CITYWALK PHASE-05, PLOT 5.11 | Residential | CITYWALK RESIDENTIAL 1 LLC |  | M — Furnishings | M | M01 | M0101 | M1 Generally | C-AC-02; 1500 x 1500mm high | 16 | Nr. | AED | 3235 | 51760 | 4.01 | FF&E – Artwork & Decorative Items | Item | 82 | AI | ⚠ | Priced
| Citywalk Plot 5.11 Main Works Contract BOQ (1).xlsx | B |  |  | NEW | CITYWALK PHASE-05, PLOT 5.11 | Residential | CITYWALK RESIDENTIAL 1 LLC |  | M — Furnishings | M | M01 | M0102 | M1 Generally | Stool; C-FF-20; to changing room | 4 | Nr. | AED | 1073 | 4292 | 4.01 | FF&E – Loose Furniture | Item | 88 | AI | ✓ | Priced
| Citywalk Plot 5.11 Main Works Contract BOQ (1).xlsx | A |  |  | NEW | CITYWALK PHASE-05, PLOT 5.11 | Residential | CITYWALK RESIDENTIAL 1 LLC |  | M — Furnishings | M | M02 | M0201 | M2 Curtain track | GRC Pot; F54 | 1 | Nr. | AED | 4800 | 4800 | 4.01 | FF&E – Site/External Furniture | Item | 80 | AI | ⚠ | Priced
| Citywalk Plot 5.11 Main Works Contract BOQ (1).xlsx | B |  |  | NEW | CITYWALK PHASE-05, PLOT 5.11 | Residential | CITYWALK RESIDENTIAL 1 LLC |  | M — Furnishings | M | M02 | M0201 | M2 Curtain track | GRC Pot; F55 | 2 | Nr. | AED | 2480 | 4960 | 4.01 | FF&E – Site/External Furniture | Item | 80 | AI | ⚠ | Priced
| Citywalk Plot 5.11 Main Works Contract BOQ (1).xlsx | C |  |  | NEW | CITYWALK PHASE-05, PLOT 5.11 | Residential | CITYWALK RESIDENTIAL 1 LLC |  | M — Furnishings | M | M02 | M0201 | M2 Curtain track | Seat wall: F02 | 13 | m | AED | 1250 | 16250 | 4.01 | FF&E – Site/External Furniture | Item | 79 | AI | ⚠ | Priced
| Citywalk Plot 5.11 Main Works Contract BOQ (1).xlsx | D |  |  | NEW | CITYWALK PHASE-05, PLOT 5.11 | Residential | CITYWALK RESIDENTIAL 1 LLC |  | M — Furnishings | M | M02 | M0201 | M2 Curtain track | Seat wall - curved; F02 | 21 | m | AED | 1500 | 31500 | 4.01 | FF&E – Site/External Furniture | Item | 79 | AI | ⚠ | Priced
| Citywalk Plot 5.11 Main Works Contract BOQ (1).xlsx | A |  |  | NEW | CITYWALK PHASE-05, PLOT 5.11 | Residential | CITYWALK RESIDENTIAL 1 LLC |  | A — General Requirements | A | A01 | A0101 | Conditions of contract | Allow for any other works which are not included above and which are required to complete the Furnishings in accordance with the Specification and the Drawings (Tenderer to list below) | 0 | Item | AED | 0 | 0 | 9.01 | Preliminaries – Contingency | Item | 90 | Rule | ✓ | Unpriced
| Citywalk Plot 5.11 Main Works Contract BOQ (1).xlsx | A |  |  | NEW | CITYWALK PHASE-05, PLOT 5.11 | Residential | CITYWALK RESIDENTIAL 1 LLC |  | P — Conveying Systems | P | P01 | P0101 | P1 Generally | PL1, PL2; passenger elevators; 18 persons, 1350 Kg capacity, speed 1.75 m/s, floor served B,G, L1 to L8 | 2 | Nr. | AED | 600215 | 1200430 | 5.10 | Lift & Conveyor – Passenger Elevators | Number | 95 | AI | ✓ | Priced
| Citywalk Plot 5.11 Main Works Contract BOQ (1).xlsx | B |  |  | NEW | CITYWALK PHASE-05, PLOT 5.11 | Residential | CITYWALK RESIDENTIAL 1 LLC |  | P — Conveying Systems | P | P02 | P0201 | P2 Sundries | FL01 fire/ service elevator; 21 persons, 1600 Kg capacity, speed 1.75 m/s, floor served B and G at front, L1 to L8 at rear | 1 | Nr. | AED | 569340 | 569340 | 5.10 | Lift and Conveyor Installations | Enumerated (nr), Item | 63 | Fuzzy | ⚠ | Priced
| Citywalk Plot 5.11 Main Works Contract BOQ (1).xlsx | C |  |  | NEW | CITYWALK PHASE-05, PLOT 5.11 | Residential | CITYWALK RESIDENTIAL 1 LLC |  | R — Electrical Engineering Installations | R | R04 | R0401 | R4 Final sub-circuits and auxiliary installations | Light points | 8 | Nr. | AED | 0 | Included | 5.08 | Electrical Engineering Installations | Length (m), Enumerated (nr), Item | 79 | Fuzzy | ⚠ | Unpriced
| Citywalk Plot 5.11 Main Works Contract BOQ (1).xlsx | D |  |  | NEW | CITYWALK PHASE-05, PLOT 5.11 | Residential | CITYWALK RESIDENTIAL 1 LLC |  | R — Electrical Engineering Installations | R | R04 | R0401 | R4 Final sub-circuits and auxiliary installations | Linear light points | 71 | m | AED | 0 | Included | 5.08 | Electrical Engineering Installations | Length (m), Enumerated (nr), Item | 77 | Fuzzy | ⚠ | Unpriced
| Citywalk Plot 5.11 Main Works Contract BOQ (1).xlsx | A |  |  | NEW | CITYWALK PHASE-05, PLOT 5.11 | Residential | CITYWALK RESIDENTIAL 1 LLC |  | J — Finishes | J | J05 | J0500 | J5 Suspended ceilings | LC-1; 8.6W LED - recessed ceiling downlight , IP20 | 8 | Nr. | AED | 0 | Included | 3.01 | Internal Finishes | Area (m²), Length (m) | 64 | Fuzzy | ⚠ | Unpriced
| Citywalk Plot 5.11 Main Works Contract BOQ (1).xlsx | B |  |  | NEW | CITYWALK PHASE-05, PLOT 5.11 | Residential | CITYWALK RESIDENTIAL 1 LLC |  | R — Electrical Engineering Installations | R | R03 | R0302 | R3 Sub-main circuits | LC-2; 4.8W/m LED - linear feature light , IP20 | 71 | m | AED | 0 | Included | 5.08 | Electrical Installations – Light Fittings Supply | Length (m) | 88 | AI | ✓ | Unpriced
| Citywalk Plot 5.11 Main Works Contract BOQ (1).xlsx | C |  |  | NEW | CITYWALK PHASE-05, PLOT 5.11 | Residential | CITYWALK RESIDENTIAL 1 LLC |  | J — Finishes | J | J05 | J0500 | J5 Suspended ceilings | LC-1; 8.6W LED - recessed ceiling downlight , IP20 | 8 | Nr. | AED | 0 | Included | 3.01 | Internal Finishes | Area (m²), Length (m) | 64 | Fuzzy | ⚠ | Unpriced
| Citywalk Plot 5.11 Main Works Contract BOQ (1).xlsx | D |  |  | NEW | CITYWALK PHASE-05, PLOT 5.11 | Residential | CITYWALK RESIDENTIAL 1 LLC |  | R — Electrical Engineering Installations | R | R03 | R0302 | R3 Sub-main circuits | LC-2; 4.8W/m LED - linear feature light , IP20 | 71 | m | AED | 0 | Included | 5.08 | Electrical Installations – Light Fittings Installation | Length (m) | 88 | AI | ✓ | Unpriced
| Citywalk Plot 5.11 Main Works Contract BOQ (1).xlsx | A |  |  | NEW | CITYWALK PHASE-05, PLOT 5.11 | Residential | CITYWALK RESIDENTIAL 1 LLC |  | J — Finishes | J | J00 | J0000 |  | Special paint effect ceiling finish | 6 | m² | AED | 0 | Included | 3.01 | Internal Finishes | Area (m²), Length (m) | 69 | Fuzzy | ⚠ | Unpriced
| Citywalk Plot 5.11 Main Works Contract BOQ (1).xlsx | B |  |  | NEW | CITYWALK PHASE-05, PLOT 5.11 | Residential | CITYWALK RESIDENTIAL 1 LLC |  | P — Conveying Systems | P | P01 | P0102 | P1 Generally | Extra over for access panel; 750 x 1100mm size | 2 | Nr. | AED | 0 | Included | 5.10 | Lift & Conveyor – Lift Cabin Fittings & Extras | Number | 82 | AI | ⚠ | Unpriced
| Citywalk Plot 5.11 Main Works Contract BOQ (1).xlsx | C |  |  | NEW | CITYWALK PHASE-05, PLOT 5.11 | Residential | CITYWALK RESIDENTIAL 1 LLC |  | P — Conveying Systems | P | P01 | P0103 | P1 Generally | C-FLI-01; Tundra grey marble floor finish | 6 | m² | AED | 0 | Included | 5.10 | Lift & Conveyor – Lift Cabin Finishes | Area (m²) | 85 | AI | ✓ | Unpriced
| Citywalk Plot 5.11 Main Works Contract BOQ (1).xlsx | A |  |  | NEW | CITYWALK PHASE-05, PLOT 5.11 | Residential | CITYWALK RESIDENTIAL 1 LLC |  | P — Conveying Systems | P | P02 | P0201 | P2 Sundries | Allow for supports including fixings, anchors, insulating blocks and anti-vibration device where not included above or elsewhere | 0 | Item | AED | 0 | Included | 5.10 | Lift and Conveyor Installations | Enumerated (nr), Item | 78 | Fuzzy | ⚠ | Unpriced
| Citywalk Plot 5.11 Main Works Contract BOQ (1).xlsx | B |  |  | NEW | CITYWALK PHASE-05, PLOT 5.11 | Residential | CITYWALK RESIDENTIAL 1 LLC |  | A — General Requirements | A | A07 | A0701 | Contractor's facilities | Allow for identification including plates, discs, charts, labels, painting, marking and color coding | 0 | Item | AED | 0 | Included | 9.01 | Preliminaries / General Requirements | Item | 71 | Fuzzy | ⚠ | Unpriced
| Citywalk Plot 5.11 Main Works Contract BOQ (1).xlsx | C |  |  | NEW | CITYWALK PHASE-05, PLOT 5.11 | Residential | CITYWALK RESIDENTIAL 1 LLC |  | A — General Requirements | A | A03 | A0302 | Restrictions | Allow for inspection, testing and commissioning including all off-site and factory testing; inspections to demonstrate compliance with relevant specifications and standards; operating the completed installations including providing power and fuel; submitting all relevant test record sheets at the completion of the installations | 0 | Item | AED | 0 | Included | 9.01 | Preliminaries – Testing & Commissioning | Item | 90 | Rule | ✓ | Unpriced
| Citywalk Plot 5.11 Main Works Contract BOQ (1).xlsx | D |  |  | NEW | CITYWALK PHASE-05, PLOT 5.11 | Residential | CITYWALK RESIDENTIAL 1 LLC |  | A — General Requirements | A | A03 | A0301 | Restrictions | Allow for providing in suitable quantities all special tools, operating handles and keys or other equipment necessary for installation, maintenance or operation of the completed installation | 0 | Item | AED | 0 | Included | 9.01 | Preliminaries – Documentation | Item | 88 | Rule | ✓ | Unpriced
| Citywalk Plot 5.11 Main Works Contract BOQ (1).xlsx | E |  |  | NEW | CITYWALK PHASE-05, PLOT 5.11 | Residential | CITYWALK RESIDENTIAL 1 LLC |  | A — General Requirements | A | A07 | A0701 | Contractor's facilities | Allow for mock-ups | 0 | Item | AED | 0 | Included | 9.01 | Preliminaries / General Requirements | Item | 63 | Fuzzy | ⚠ | Unpriced
| Citywalk Plot 5.11 Main Works Contract BOQ (1).xlsx | F |  |  | NEW | CITYWALK PHASE-05, PLOT 5.11 | Residential | CITYWALK RESIDENTIAL 1 LLC |  | P — Conveying Systems | P | P00 | P0000 |  | Allow for providing spares for the Conveying Systems | 0 | Item | AED | 0 | Included | 5.10 | Lift and Conveyor Installations | Enumerated (nr), Item | 78 | Fuzzy | ⚠ | Unpriced
| Citywalk Plot 5.11 Main Works Contract BOQ (1).xlsx | G |  |  | NEW | CITYWALK PHASE-05, PLOT 5.11 | Residential | CITYWALK RESIDENTIAL 1 LLC |  | A — General Requirements | A | A03 | A0301 | Restrictions | Allow for providing comprehensive equipment documentation including operating instructions and maintenance manuals, record documents, warranties, guarantees, drawings and the like | 0 | Item | AED | 0 | Included | 9.01 | Preliminaries – Documentation | Item | 88 | Rule | ✓ | Unpriced
| Citywalk Plot 5.11 Main Works Contract BOQ (1).xlsx | A |  |  | NEW | CITYWALK PHASE-05, PLOT 5.11 | Residential | CITYWALK RESIDENTIAL 1 LLC |  | P — Conveying Systems | P | P03 | P0301 | P3 Work incidental to conveying systems | Allow for co-ordination with other engineering installations | 0 | Item | AED | 0 | Included | 5.10 | Lift and Conveyor Installations | Enumerated (nr), Item | 79 | Fuzzy | ⚠ | Unpriced
| Citywalk Plot 5.11 Main Works Contract BOQ (1).xlsx | B |  |  | NEW | CITYWALK PHASE-05, PLOT 5.11 | Residential | CITYWALK RESIDENTIAL 1 LLC |  | A — General Requirements | A | A02 | A0201 | Specification | Allow for cutting or forming holes, mortices, chases or the like and making good finishings for conveying system | 0 | Item | AED | 0 | Included | 9.01 | Preliminaries – BWIC | Item | 90 | Rule | ✓ | Unpriced
| Citywalk Plot 5.11 Main Works Contract BOQ (1).xlsx | C |  |  | NEW | CITYWALK PHASE-05, PLOT 5.11 | Residential | CITYWALK RESIDENTIAL 1 LLC |  | P — Conveying Systems | P | P00 | P0000 |  | Allow for fixing all sleeves, frames and built-in fire stop system and making good finishes for conveying systems | 0 | Item | AED | 0 | Included | 5.10 | Lift and Conveyor Installations | Enumerated (nr), Item | 77 | Fuzzy | ⚠ | Unpriced
| Citywalk Plot 5.11 Main Works Contract BOQ (1).xlsx | D |  |  | NEW | CITYWALK PHASE-05, PLOT 5.11 | Residential | CITYWALK RESIDENTIAL 1 LLC |  | P — Conveying Systems | P | P00 | P0000 |  | Allow for fire stopping for all holes and making good finishes for conveying systems | 0 | Item | AED | 0 | Included | 5.10 | Lift and Conveyor Installations | Enumerated (nr), Item | 77 | Fuzzy | ⚠ | Unpriced
| Citywalk Plot 5.11 Main Works Contract BOQ (1).xlsx | E |  |  | NEW | CITYWALK PHASE-05, PLOT 5.11 | Residential | CITYWALK RESIDENTIAL 1 LLC |  | P — Conveying Systems | P | P03 | P0301 | P3 Work incidental to conveying systems | Allow for building in or cutting and making good finishing and pinning brackets and the like | 0 | Item | AED | 0 | Included | 5.10 | Lift and Conveyor Installations | Enumerated (nr), Item | 79 | Fuzzy | ⚠ | Unpriced
| Citywalk Plot 5.11 Main Works Contract BOQ (1).xlsx | F |  |  | NEW | CITYWALK PHASE-05, PLOT 5.11 | Residential | CITYWALK RESIDENTIAL 1 LLC |  | P — Conveying Systems | P | P03 | P0302 | P3 Work incidental to conveying systems | Protective painting and decorative painting, as required; including removing of protective wrapping, cleaning and polishing exposed surfaces | 0 | Item | AED | 0 | Included | 5.10 | Lift and Conveyor Installations | Enumerated (nr), Item | 79 | Fuzzy | ⚠ | Unpriced
| Citywalk Plot 5.11 Main Works Contract BOQ (1).xlsx | G |  |  | NEW | CITYWALK PHASE-05, PLOT 5.11 | Residential | CITYWALK RESIDENTIAL 1 LLC |  | A — General Requirements | A | A02 | A0201 | Specification | Builder's work in connection (BWIC) with Conveying System | 0 | Item | AED | 0 | Included | 9.01 | Preliminaries – BWIC | Item | 90 | Rule | ✓ | Unpriced
| Citywalk Plot 5.11 Main Works Contract BOQ (1).xlsx | A |  |  | NEW | CITYWALK PHASE-05, PLOT 5.11 | Residential | CITYWALK RESIDENTIAL 1 LLC |  | A — General Requirements | A | A01 | A0101 | Conditions of contract | Allow for any other works which are not included above and which are required to complete the Metalwork in accordance with the Specification and the Drawings (Tenderer to list below) | 0 | Item | AED | 0 |  | 9.01 | Preliminaries – Contingency | Item | 90 | Rule | ✓ | Unpriced
| Citywalk Plot 5.11 Main Works Contract BOQ (1).xlsx | A |  |  | NEW | CITYWALK PHASE-05, PLOT 5.11 | Residential | CITYWALK RESIDENTIAL 1 LLC |  | Q — Mechanical Engineering Installations | Q | Q05 | Q0501 | Q5 Automatic controls | A-SW-01; Concealed wall hung WC | 197 | Nr. | AED | 1659 | 326823 | 5.01 | Sanitary Appliances – WC Suite | Number | 92 | AI | ✓ | Priced
| Citywalk Plot 5.11 Main Works Contract BOQ (1).xlsx | B |  |  | NEW | CITYWALK PHASE-05, PLOT 5.11 | Residential | CITYWALK RESIDENTIAL 1 LLC |  | K — Accessories | K | K01 | K0102 | K1 Generally | A-SW-03; Tissue roll holder | 197 | Nr. | AED | 137 | 26989 | 5.01 | Sanitary Appliances – Accessories | Number | 85 | AI | ✓ | Priced
| Citywalk Plot 5.11 Main Works Contract BOQ (1).xlsx | C |  |  | NEW | CITYWALK PHASE-05, PLOT 5.11 | Residential | CITYWALK RESIDENTIAL 1 LLC |  | Q — Mechanical Engineering Installations | Q | Q05 | Q0501 | Q5 Automatic controls | A-SW-04; Dual flush plate | 197 | Nr. | AED | 98 | 19306 | 5.01 | Sanitary Appliances – WC Seat & Cover | Number | 88 | AI | ✓ | Priced
| Citywalk Plot 5.11 Main Works Contract BOQ (1).xlsx | D |  |  | NEW | CITYWALK PHASE-05, PLOT 5.11 | Residential | CITYWALK RESIDENTIAL 1 LLC |  | Q — Mechanical Engineering Installations | Q | Q05 | Q0503 | Q5 Automatic controls | A-SW-08; Liner shower drain | 106 | Nr. | AED | 169 | 17914 | 5.03 | Disposal – Drainage | Number | 90 | AI | ✓ | Priced
| Citywalk Plot 5.11 Main Works Contract BOQ (1).xlsx | E |  |  | NEW | CITYWALK PHASE-05, PLOT 5.11 | Residential | CITYWALK RESIDENTIAL 1 LLC |  | Q — Mechanical Engineering Installations | Q | Q05 | Q0501 | Q5 Automatic controls | A-SW-10; Double under mount sink | 65 | Nr. | AED | 0 | Included | 5.01 | Sanitary Appliances – Sink/Basin | Number | 92 | AI | ✓ | Unpriced
| Citywalk Plot 5.11 Main Works Contract BOQ (1).xlsx | F |  |  | NEW | CITYWALK PHASE-05, PLOT 5.11 | Residential | CITYWALK RESIDENTIAL 1 LLC |  | K — Accessories | K | K01 | K0102 | K1 Generally | A-SW-11; Tower rails | 92 | Nr. | AED | 112 | 10304 | 5.01 | Sanitary Appliances – Accessories | Number | 82 | AI | ⚠ | Priced
| Citywalk Plot 5.11 Main Works Contract BOQ (1).xlsx | G |  |  | NEW | CITYWALK PHASE-05, PLOT 5.11 | Residential | CITYWALK RESIDENTIAL 1 LLC |  | K — Accessories | K | K01 | K0102 | K1 Generally | A-SW-12; Robe hook | 115 | Nr. | AED | 50 | 5750 | 5.01 | Sanitary Appliances – Accessories | Number | 85 | AI | ✓ | Priced
| Citywalk Plot 5.11 Main Works Contract BOQ (1).xlsx | H |  |  | NEW | CITYWALK PHASE-05, PLOT 5.11 | Residential | CITYWALK RESIDENTIAL 1 LLC |  | Q — Mechanical Engineering Installations | Q | Q05 | Q0501 | Q5 Automatic controls | A-SW-13; Under mount sink | 112 | Nr. | AED | 832 | 93184 | 5.01 | Sanitary Appliances – Sink/Basin | Number | 92 | AI | ✓ | Priced
| Citywalk Plot 5.11 Main Works Contract BOQ (1).xlsx | J |  |  | NEW | CITYWALK PHASE-05, PLOT 5.11 | Residential | CITYWALK RESIDENTIAL 1 LLC |  | Q — Mechanical Engineering Installations | Q | Q05 | Q0503 | Q5 Automatic controls | A-SW-15; 150x150mm square drain | 226 | Nr. | AED | 57 | 12882 | 5.03 | Disposal – Drainage | Number | 90 | AI | ✓ | Priced
| Citywalk Plot 5.11 Main Works Contract BOQ (1).xlsx | K |  |  | NEW | CITYWALK PHASE-05, PLOT 5.11 | Residential | CITYWALK RESIDENTIAL 1 LLC |  | Q — Mechanical Engineering Installations | Q | Q05 | Q0501 | Q5 Automatic controls | A-SW-16; Bathtub | 49 | Nr. | AED | 795 | 38955 | 5.01 | Sanitary Appliances – Bath | Number | 93 | AI | ✓ | Priced
| Citywalk Plot 5.11 Main Works Contract BOQ (1).xlsx | A |  |  | NEW | CITYWALK PHASE-05, PLOT 5.11 | Residential | CITYWALK RESIDENTIAL 1 LLC |  | Q — Mechanical Engineering Installations | Q | Q05 | Q0501 | Q5 Automatic controls | A-SW-18; Washbasin@ Powder room | 20 | Nr. | AED | 0 | Included | 5.01 | Sanitary Appliances – Basin | Number | 93 | AI | ✓ | Unpriced
| Citywalk Plot 5.11 Main Works Contract BOQ (1).xlsx | B |  |  | NEW | CITYWALK PHASE-05, PLOT 5.11 | Residential | CITYWALK RESIDENTIAL 1 LLC |  | H — Doors And Windows | H | H01 | H0100 | H1 Doors | A-SW-20; Door handle towel rail | 37 | Nr. | AED | 0 | Included | 2.06 | Windows and External Doors | Enumerated (nr), Area (m²), Length (m) | 62 | Fuzzy | ⚠ | Unpriced
| Citywalk Plot 5.11 Main Works Contract BOQ (1).xlsx | C |  |  | NEW | CITYWALK PHASE-05, PLOT 5.11 | Residential | CITYWALK RESIDENTIAL 1 LLC |  | K — Accessories | K | K01 | K0102 | K1 Generally | A-SW-21; Towel rail length 331 | 197 | Nr. | AED | 106 | 20882 | 5.01 | Sanitary Appliances – Accessories | Number | 85 | AI | ✓ | Priced
| Citywalk Plot 5.11 Main Works Contract BOQ (1).xlsx | D |  |  | NEW | CITYWALK PHASE-05, PLOT 5.11 | Residential | CITYWALK RESIDENTIAL 1 LLC |  | K — Accessories | K | K01 | K0102 | K1 Generally | A-SW-22; Robe Hook | 92 | Nr. | AED | 62 | 5704 | 5.01 | Sanitary Appliances – Accessories | Number | 85 | AI | ✓ | Priced
| Citywalk Plot 5.11 Main Works Contract BOQ (1).xlsx | E |  |  | NEW | CITYWALK PHASE-05, PLOT 5.11 | Residential | CITYWALK RESIDENTIAL 1 LLC |  | H — Doors And Windows | H | H05 | H0500 | H5 Glass | A-SW-24; Glass to wall clamp | 12 | Nr. | AED | 0 | Included | 2.06 | Windows and External Doors | Enumerated (nr), Area (m²), Length (m) | 78 | Fuzzy | ⚠ | Unpriced
| Citywalk Plot 5.11 Main Works Contract BOQ (1).xlsx | F |  |  | NEW | CITYWALK PHASE-05, PLOT 5.11 | Residential | CITYWALK RESIDENTIAL 1 LLC |  | H — Doors And Windows | H | H05 | H0500 | H5 Glass | A-SW-25; Glass to glass clamp | 13 | Nr. | AED | 0 | Included | 2.06 | Windows and External Doors | Enumerated (nr), Area (m²), Length (m) | 79 | Fuzzy | ⚠ | Unpriced
| Citywalk Plot 5.11 Main Works Contract BOQ (1).xlsx | G |  |  | NEW | CITYWALK PHASE-05, PLOT 5.11 | Residential | CITYWALK RESIDENTIAL 1 LLC |  | Q — Mechanical Engineering Installations | Q | Q05 | Q0501 | Q5 Automatic controls | A-SW-30; Free standing toilet | 34 | Nr. | AED | 722 | 24548 | 5.01 | Sanitary Appliances – WC Suite | Number | 92 | AI | ✓ | Priced
| Citywalk Plot 5.11 Main Works Contract BOQ (1).xlsx | H |  |  | NEW | CITYWALK PHASE-05, PLOT 5.11 | Residential | CITYWALK RESIDENTIAL 1 LLC |  | K — Accessories | K | K01 | K0102 | K1 Generally | A-SW-32; Tissue holder | 34 | Nr. | AED | 62 | 2108 | 5.01 | Sanitary Appliances – Accessories | Number | 85 | AI | ✓ | Priced
| Citywalk Plot 5.11 Main Works Contract BOQ (1).xlsx | J |  |  | NEW | CITYWALK PHASE-05, PLOT 5.11 | Residential | CITYWALK RESIDENTIAL 1 LLC |  | Q — Mechanical Engineering Installations | Q | Q05 | Q0501 | Q5 Automatic controls | A-SW-34; Wall mount basin including tap | 34 | Nr. | AED | 277 | 9418 | 5.01 | Sanitary Appliances – Basin with Tap | Number | 91 | AI | ✓ | Priced
| Citywalk Plot 5.11 Main Works Contract BOQ (1).xlsx | K |  |  | NEW | CITYWALK PHASE-05, PLOT 5.11 | Residential | CITYWALK RESIDENTIAL 1 LLC |  | K — Accessories | K | K01 | K0102 | K1 Generally | A-SW-36; Robe hook | 34 | Nr. | AED | 50 | 1700 | 5.01 | Sanitary Appliances – Accessories | Number | 85 | AI | ✓ | Priced
| Citywalk Plot 5.11 Main Works Contract BOQ (1).xlsx | L |  |  | NEW | CITYWALK PHASE-05, PLOT 5.11 | Residential | CITYWALK RESIDENTIAL 1 LLC |  | K — Accessories | K | K01 | K0102 | K1 Generally | A-SW-37; Towel rail@ maid room | 21 | Nr. | AED | 112 | 2352 | 5.01 | Sanitary Appliances – Accessories | Number | 85 | AI | ✓ | Priced
| Citywalk Plot 5.11 Main Works Contract BOQ (1).xlsx | M |  |  | NEW | CITYWALK PHASE-05, PLOT 5.11 | Residential | CITYWALK RESIDENTIAL 1 LLC |  | K — Accessories | K | K01 | K0102 | K1 Generally | A-SW-38; Towel rail@ maid room | 13 | Nr. | AED | 93 | 1209 | 5.01 | Sanitary Appliances – Accessories | Number | 85 | AI | ✓ | Priced
| Citywalk Plot 5.11 Main Works Contract BOQ (1).xlsx | N |  |  | NEW | CITYWALK PHASE-05, PLOT 5.11 | Residential | CITYWALK RESIDENTIAL 1 LLC |  | Q — Mechanical Engineering Installations | Q | Q05 | Q0501 | Q5 Automatic controls | C-SW-01; Counter top basin | 5 | Nr. | AED | 1142 | 5710 | 5.01 | Sanitary Appliances – Basin | Number | 92 | AI | ✓ | Priced
| Citywalk Plot 5.11 Main Works Contract BOQ (1).xlsx | P |  |  | NEW | CITYWALK PHASE-05, PLOT 5.11 | Residential | CITYWALK RESIDENTIAL 1 LLC |  | Q — Mechanical Engineering Installations | Q | Q05 | Q0503 | Q5 Automatic controls | C-SW-02; Bottle trap | 5 | Nr. | AED | 69 | 345 | 5.03 | Disposal – Traps & Fittings | Number | 88 | AI | ✓ | Priced
| Citywalk Plot 5.11 Main Works Contract BOQ (1).xlsx | Q |  |  | NEW | CITYWALK PHASE-05, PLOT 5.11 | Residential | CITYWALK RESIDENTIAL 1 LLC |  | Q — Mechanical Engineering Installations | Q | Q05 | Q0501 | Q5 Automatic controls | C-SW-04; Concealed wall mounted WC | 4 | Nr. | AED | 1240 | 4960 | 5.01 | Sanitary Appliances – WC Suite | Number | 92 | AI | ✓ | Priced
| Citywalk Plot 5.11 Main Works Contract BOQ (1).xlsx | R |  |  | NEW | CITYWALK PHASE-05, PLOT 5.11 | Residential | CITYWALK RESIDENTIAL 1 LLC |  | Q — Mechanical Engineering Installations | Q | Q05 | Q0501 | Q5 Automatic controls | C-SW-04A; Soft close seat & cover | 4 | Nr. | AED | 0 | Not Applicable. Please refer to section for Additional item | 5.01 | Sanitary Appliances – WC Seat & Cover | Number | 89 | AI | ✓ | Unpriced
| Citywalk Plot 5.11 Main Works Contract BOQ (1).xlsx | S |  |  | NEW | CITYWALK PHASE-05, PLOT 5.11 | Residential | CITYWALK RESIDENTIAL 1 LLC |  | Q — Mechanical Engineering Installations | Q | Q05 | Q0501 | Q5 Automatic controls | C-SW-06; Sensor flush plate | 5 | Nr. | AED | 1672 | 8360 | 5.01 | Sanitary Appliances – WC Seat & Cover | Number | 88 | AI | ✓ | Priced
| Citywalk Plot 5.11 Main Works Contract BOQ (1).xlsx | T |  |  | NEW | CITYWALK PHASE-05, PLOT 5.11 | Residential | CITYWALK RESIDENTIAL 1 LLC |  | K — Accessories | K | K01 | K0102 | K1 Generally | C-SW-11; Tissue holder | 5 | Nr. | AED | 141 | 705 | 5.01 | Sanitary Appliances – Accessories | Number | 85 | AI | ✓ | Priced
| Citywalk Plot 5.11 Main Works Contract BOQ (1).xlsx | U |  |  | NEW | CITYWALK PHASE-05, PLOT 5.11 | Residential | CITYWALK RESIDENTIAL 1 LLC |  | K — Accessories | K | K01 | K0102 | K1 Generally | C-SW-12; Robe hook | 4 | Nr. | AED | 56 | 224 | 5.01 | Sanitary Appliances – Accessories | Number | 85 | AI | ✓ | Priced
| Citywalk Plot 5.11 Main Works Contract BOQ (1).xlsx | V |  |  | NEW | CITYWALK PHASE-05, PLOT 5.11 | Residential | CITYWALK RESIDENTIAL 1 LLC |  | Q — Mechanical Engineering Installations | Q | Q05 | Q0501 | Q5 Automatic controls | C-SW-13; ADA WC & seat cover | 1 | Nr. | AED | 682 | 682 | 5.01 | Sanitary Appliances – WC Suite | Number | 91 | AI | ✓ | Priced
| Citywalk Plot 5.11 Main Works Contract BOQ (1).xlsx | W |  |  | NEW | CITYWALK PHASE-05, PLOT 5.11 | Residential | CITYWALK RESIDENTIAL 1 LLC |  | Q — Mechanical Engineering Installations | Q | Q05 | Q0501 | Q5 Automatic controls | C-SW-14; ADA lavatory sink | 1 | Nr. | AED | 928 | 928 | 5.01 | Sanitary Appliances – Basin | Number | 91 | AI | ✓ | Priced
| Citywalk Plot 5.11 Main Works Contract BOQ (1).xlsx | X |  |  | NEW | CITYWALK PHASE-05, PLOT 5.11 | Residential | CITYWALK RESIDENTIAL 1 LLC |  | K — Accessories | K | K02 | K0201 | K2 Partitions | C-SW-14A; ADA Mirror | 1 | Nr. | AED | 600 | 600 | 3.01 | Accessories – Mirror | Enumerated (nr) | 93 | Rule | ✓ | Priced
| Citywalk Plot 5.11 Main Works Contract BOQ (1).xlsx | Y |  |  | NEW | CITYWALK PHASE-05, PLOT 5.11 | Residential | CITYWALK RESIDENTIAL 1 LLC |  | Q — Mechanical Engineering Installations | Q | Q05 | Q0503 | Q5 Automatic controls | C-SW-15; Shower drain | 4 | Nr. | AED | 169 | 676 | 5.03 | Disposal – Drainage | Number | 90 | AI | ✓ | Priced
| Citywalk Plot 5.11 Main Works Contract BOQ (1).xlsx | A |  |  | NEW | CITYWALK PHASE-05, PLOT 5.11 | Residential | CITYWALK RESIDENTIAL 1 LLC |  | Q — Mechanical Engineering Installations | Q | Q05 | Q0501 | Q5 Automatic controls | C-SW-16; Urinal | 1 | Nr. | AED | 1301 | 1301 | 5.01 | Sanitary Appliances – Urinal | Number | 93 | AI | ✓ | Priced
| Citywalk Plot 5.11 Main Works Contract BOQ (1).xlsx | B |  |  | NEW | CITYWALK PHASE-05, PLOT 5.11 | Residential | CITYWALK RESIDENTIAL 1 LLC |  | K — Accessories | K | K01 | K0102 | K1 Generally | C-SW-17; ADA fold down grab bar | 3 | Nr. | AED | 434 | 1302 | 5.01 | Sanitary Appliances – Accessories | Number | 86 | AI | ✓ | Priced
| Citywalk Plot 5.11 Main Works Contract BOQ (1).xlsx | C |  |  | NEW | CITYWALK PHASE-05, PLOT 5.11 | Residential | CITYWALK RESIDENTIAL 1 LLC |  | B — Site Work | B | B24 | B2401 | B24 Tunnel excavation | C-SW-18; ADA straight support bar | 1 | Nr. | AED | 149 | 149 | 8.01 | Site Works, Drainage, External Services & Landscaping | Volume (m³), Length (m), Area (m²), Enumerated (nr), Item | 68 | Fuzzy | ⚠ | Priced
| Citywalk Plot 5.11 Main Works Contract BOQ (1).xlsx | D |  |  | NEW | CITYWALK PHASE-05, PLOT 5.11 | Residential | CITYWALK RESIDENTIAL 1 LLC |  | K — Accessories | K | K01 | K0102 | K1 Generally | C-SW-19; Wall combination | 1 | Nr. | AED | 2752 | 2752 | 5.01 | Sanitary Appliances – Accessories | Number | 82 | AI | ⚠ | Priced
| Citywalk Plot 5.11 Main Works Contract BOQ (1).xlsx | E |  |  | NEW | CITYWALK PHASE-05, PLOT 5.11 | Residential | CITYWALK RESIDENTIAL 1 LLC |  | Q — Mechanical Engineering Installations | Q | Q05 | Q0503 | Q5 Automatic controls | C-SW-20; Floor drain | 6 | Nr. | AED | 53 | 318 | 5.03 | Disposal – Drainage | Number | 90 | AI | ✓ | Priced
| Citywalk Plot 5.11 Main Works Contract BOQ (1).xlsx | F |  |  | NEW | CITYWALK PHASE-05, PLOT 5.11 | Residential | CITYWALK RESIDENTIAL 1 LLC |  | K — Accessories | K | K01 | K0102 | K1 Generally | C-SW-22; Soap dispenser | 4 | Nr. | AED | 335 | 1340 | 5.01 | Sanitary Appliances – Accessories | Number | 85 | AI | ✓ | Priced
| Citywalk Plot 5.11 Main Works Contract BOQ (1).xlsx | G |  |  | NEW | CITYWALK PHASE-05, PLOT 5.11 | Residential | CITYWALK RESIDENTIAL 1 LLC |  | K — Accessories | K | K01 | K0102 | K1 Generally | C-SW-23; Paper towel dispenser | 2 | Nr. | AED | 563 | 1126 | 5.01 | Sanitary Appliances – Accessories | Number | 85 | AI | ✓ | Priced
| Citywalk Plot 5.11 Main Works Contract BOQ (1).xlsx | H |  |  | NEW | CITYWALK PHASE-05, PLOT 5.11 | Residential | CITYWALK RESIDENTIAL 1 LLC |  | K — Accessories | K | K01 | K0102 | K1 Generally | C-SW-24; Baby changing | 1 | Nr. | AED | 1657 | 1657 | 5.01 | Sanitary Appliances – Accessories | Number | 83 | AI | ⚠ | Priced
| Citywalk Plot 5.11 Main Works Contract BOQ (1).xlsx | J |  |  | NEW | CITYWALK PHASE-05, PLOT 5.11 | Residential | CITYWALK RESIDENTIAL 1 LLC |  | K — Accessories | K | K01 | K0102 | K1 Generally | A-SW-02; Bidet spray | 197 | Nr. | AED | 180 | 35460 | 5.01 | Sanitary Appliances – Accessories | Number | 85 | AI | ✓ | Priced
| Citywalk Plot 5.11 Main Works Contract BOQ (1).xlsx | K |  |  | NEW | CITYWALK PHASE-05, PLOT 5.11 | Residential | CITYWALK RESIDENTIAL 1 LLC |  | Q — Mechanical Engineering Installations | Q | Q05 | Q0504 | Q5 Automatic controls | A-SW-05; Wall mounted shower head | 177 | Nr. | AED | 774 | 136998 | 5.04 | Water Installations – Shower | Number | 89 | AI | ✓ | Priced
| Citywalk Plot 5.11 Main Works Contract BOQ (1).xlsx | L |  |  | NEW | CITYWALK PHASE-05, PLOT 5.11 | Residential | CITYWALK RESIDENTIAL 1 LLC |  | Q — Mechanical Engineering Installations | Q | Q05 | Q0504 | Q5 Automatic controls | A-SW-06; Concealed hand shower | 177 | Nr. | AED | 285 | 50445 | 5.04 | Water Installations – Shower | Number | 89 | AI | ✓ | Priced
| Citywalk Plot 5.11 Main Works Contract BOQ (1).xlsx | M |  |  | NEW | CITYWALK PHASE-05, PLOT 5.11 | Residential | CITYWALK RESIDENTIAL 1 LLC |  | Q — Mechanical Engineering Installations | Q | Q05 | Q0504 | Q5 Automatic controls | A-SW-07; Concealed hand mixer | 177 | Nr. | AED | 434 | 76818 | 5.04 | Water Installations – Mixer | Number | 89 | AI | ✓ | Priced
| Citywalk Plot 5.11 Main Works Contract BOQ (1).xlsx | N |  |  | NEW | CITYWALK PHASE-05, PLOT 5.11 | Residential | CITYWALK RESIDENTIAL 1 LLC |  | Q — Mechanical Engineering Installations | Q | Q05 | Q0504 | Q5 Automatic controls | A-SW-09; Wall mounted basin mixer | 158 | Nr. | AED | 756 | 119448 | 5.01 | Sanitary Appliances – Basin Mixer (Wall-mounted) | Number | 92 | AI | ✓ | Priced
| Citywalk Plot 5.11 Main Works Contract BOQ (1).xlsx | P |  |  | NEW | CITYWALK PHASE-05, PLOT 5.11 | Residential | CITYWALK RESIDENTIAL 1 LLC |  | Q — Mechanical Engineering Installations | Q | Q05 | Q0504 | Q5 Automatic controls | A-SW-14; Basin mixer | 62 | Nr. | AED | 470 | 29140 | 5.01 | Sanitary Appliances – Basin Mixer | Number | 92 | AI | ✓ | Priced
| Citywalk Plot 5.11 Main Works Contract BOQ (1).xlsx | Q |  |  | NEW | CITYWALK PHASE-05, PLOT 5.11 | Residential | CITYWALK RESIDENTIAL 1 LLC |  | Q — Mechanical Engineering Installations | Q | Q05 | Q0504 | Q5 Automatic controls | A-SW-17; Tub mixer | 21 | Nr. | AED | 589 | 12369 | 5.01 | Sanitary Appliances – Bath Mixer | Number | 92 | AI | ✓ | Priced
| Citywalk Plot 5.11 Main Works Contract BOQ (1).xlsx | R |  |  | NEW | CITYWALK PHASE-05, PLOT 5.11 | Residential | CITYWALK RESIDENTIAL 1 LLC |  | Q — Mechanical Engineering Installations | Q | Q05 | Q0504 | Q5 Automatic controls | A-SW-19; Free standing mixer | 77 | Nr. | AED | 470 | 36190 | 5.01 | Sanitary Appliances – Free-standing Mixer | Number | 90 | AI | ✓ | Priced
| Citywalk Plot 5.11 Main Works Contract BOQ (1).xlsx | S |  |  | NEW | CITYWALK PHASE-05, PLOT 5.11 | Residential | CITYWALK RESIDENTIAL 1 LLC |  | Q — Mechanical Engineering Installations | Q | Q05 | Q0504 | Q5 Automatic controls | A-SW-31; Bidet spray to Maid bathroom | 34 | Nr. | AED | 83 | 2822 | 5.01 | Sanitary Appliances – Bidet Spray | Number | 88 | AI | ✓ | Priced
| Citywalk Plot 5.11 Main Works Contract BOQ (1).xlsx | T |  |  | NEW | CITYWALK PHASE-05, PLOT 5.11 | Residential | CITYWALK RESIDENTIAL 1 LLC |  | Q — Mechanical Engineering Installations | Q | Q05 | Q0504 | Q5 Automatic controls | A-SW-33; Hand shower | 34 | Nr. | AED | 348 | 11832 | 5.01 | Sanitary Appliances – Hand Shower | Number | 92 | AI | ✓ | Priced
| Citywalk Plot 5.11 Main Works Contract BOQ (1).xlsx | U |  |  | NEW | CITYWALK PHASE-05, PLOT 5.11 | Residential | CITYWALK RESIDENTIAL 1 LLC |  | Q — Mechanical Engineering Installations | Q | Q05 | Q0504 | Q5 Automatic controls | A-SW-35; Basin mixer | 34 | Nr. | AED | 241 | 8194 | 5.01 | Sanitary Appliances – Basin Mixer | Number | 92 | AI | ✓ | Priced
| Citywalk Plot 5.11 Main Works Contract BOQ (1).xlsx | A |  |  | NEW | CITYWALK PHASE-05, PLOT 5.11 | Residential | CITYWALK RESIDENTIAL 1 LLC |  | Q — Mechanical Engineering Installations | Q | Q05 | Q0504 | Q5 Automatic controls | C-SW-03; Sensor type mixers | 5 | Nr. | AED | 1084 | 5420 | 5.01 | Sanitary Appliances – Sensor Mixer | Number | 90 | AI | ✓ | Priced
| Citywalk Plot 5.11 Main Works Contract BOQ (1).xlsx | B |  |  | NEW | CITYWALK PHASE-05, PLOT 5.11 | Residential | CITYWALK RESIDENTIAL 1 LLC |  | Q — Mechanical Engineering Installations | Q | Q05 | Q0504 | Q5 Automatic controls | C-SW-03A; Pop up waste | 5 | Nr. | AED | 110 | 550 | 5.01 | Sanitary Appliances – Pop-up Waste | Number | 88 | AI | ✓ | Priced
| Citywalk Plot 5.11 Main Works Contract BOQ (1).xlsx | C |  |  | NEW | CITYWALK PHASE-05, PLOT 5.11 | Residential | CITYWALK RESIDENTIAL 1 LLC |  | Q — Mechanical Engineering Installations | Q | Q05 | Q0504 | Q5 Automatic controls | C-SW-07; Bidet spray | 5 | Nr. | AED | 62 | 310 | 5.01 | Sanitary Appliances – Bidet Spray | Number | 88 | AI | ✓ | Priced
| Citywalk Plot 5.11 Main Works Contract BOQ (1).xlsx | D |  |  | NEW | CITYWALK PHASE-05, PLOT 5.11 | Residential | CITYWALK RESIDENTIAL 1 LLC |  | Q — Mechanical Engineering Installations | Q | Q05 | Q0504 | Q5 Automatic controls | C-SW-07A; Angle valve | 5 | Nr. | AED | 50 | 250 | 5.01 | Sanitary Appliances – Angle Valve | Number | 88 | AI | ✓ | Priced
| Citywalk Plot 5.11 Main Works Contract BOQ (1).xlsx | E |  |  | NEW | CITYWALK PHASE-05, PLOT 5.11 | Residential | CITYWALK RESIDENTIAL 1 LLC |  | Q — Mechanical Engineering Installations | Q | Q05 | Q0504 | Q5 Automatic controls | C-SW-08; Shower head | 4 | Nr. | AED | 1306 | 5224 | 5.01 | Sanitary Appliances – Shower Head | Number | 92 | AI | ✓ | Priced
| Citywalk Plot 5.11 Main Works Contract BOQ (1).xlsx | F |  |  | NEW | CITYWALK PHASE-05, PLOT 5.11 | Residential | CITYWALK RESIDENTIAL 1 LLC |  | Q — Mechanical Engineering Installations | Q | Q05 | Q0504 | Q5 Automatic controls | C-SW-09; Concealed shower mixer | 8 | Nr. | AED |  | Included in C-SW-08 | 5.01 | Sanitary Appliances – Concealed Shower Mixer | Number | 92 | AI | ✓ | Unpriced
| Citywalk Plot 5.11 Main Works Contract BOQ (1).xlsx | G |  |  | NEW | CITYWALK PHASE-05, PLOT 5.11 | Residential | CITYWALK RESIDENTIAL 1 LLC |  | Q — Mechanical Engineering Installations | Q | Q05 | Q0504 | Q5 Automatic controls | C-SW-10; Concealed hand shower | 4 | Nr. | AED | 0 | Included in C-SW-08 | 5.01 | Sanitary Appliances – Concealed Hand Shower | Number | 90 | AI | ✓ | Unpriced
| Citywalk Plot 5.11 Main Works Contract BOQ (1).xlsx | H |  |  | NEW | CITYWALK PHASE-05, PLOT 5.11 | Residential | CITYWALK RESIDENTIAL 1 LLC |  | Q — Mechanical Engineering Installations | Q | Q05 | Q0504 | Q5 Automatic controls | C-SW-14B; ADA Basin faucet | 1 | Nr. | AED | 236 | 236 | 5.01 | Sanitary Appliances – ADA Basin Faucet | Number | 92 | AI | ✓ | Priced
| Citywalk Plot 5.11 Main Works Contract BOQ (1).xlsx | J |  |  | NEW | CITYWALK PHASE-05, PLOT 5.11 | Residential | CITYWALK RESIDENTIAL 1 LLC |  | Q — Mechanical Engineering Installations | Q | Q05 | Q0504 | Q5 Automatic controls | C-SW-14C; ADA Basin bottle trap | 1 | Nr. | AED | 69 | 69 | 5.01 | Sanitary Appliances – ADA Basin Bottle Trap | Number | 88 | AI | ✓ | Priced
| Citywalk Plot 5.11 Main Works Contract BOQ (1).xlsx | K |  |  | NEW | CITYWALK PHASE-05, PLOT 5.11 | Residential | CITYWALK RESIDENTIAL 1 LLC |  | Q — Mechanical Engineering Installations | Q | Q05 | Q0504 | Q5 Automatic controls | C-SW-14D; ADA Angle valve | 1 | Nr. | AED | 50 | 50 | 5.01 | Sanitary Appliances – ADA Angle Valve | Number | 88 | AI | ✓ | Priced
| Citywalk Plot 5.11 Main Works Contract BOQ (1).xlsx | L |  |  | NEW | CITYWALK PHASE-05, PLOT 5.11 | Residential | CITYWALK RESIDENTIAL 1 LLC |  | Q — Mechanical Engineering Installations | Q | Q05 | Q0504 | Q5 Automatic controls | A-SW-01; Concealed wall hung WC | 197 | Nr. | AED | 117 | 23049 | 5.01 | Sanitary Appliances – Wall-hung WC Installation | Number | 90 | AI | ✓ | Priced
| Citywalk Plot 5.11 Main Works Contract BOQ (1).xlsx | M |  |  | NEW | CITYWALK PHASE-05, PLOT 5.11 | Residential | CITYWALK RESIDENTIAL 1 LLC |  | K — Accessories | K | K05 | K0504 |  | A-SW-03; Tissue roll holder | 197 | Nr. | AED | 23 | 4531 | 5.01 | Sanitary Appliances – Tissue Roll Holder | Number | 85 | AI | ✓ | Priced
| Citywalk Plot 5.11 Main Works Contract BOQ (1).xlsx | N |  |  | NEW | CITYWALK PHASE-05, PLOT 5.11 | Residential | CITYWALK RESIDENTIAL 1 LLC |  | K — Accessories | K | K05 | K0504 |  | A-SW-04; Dual flush plate | 197 | Nr. | AED | 35 | 6895 | 5.01 | Sanitary Appliances – Dual Flush Plate | Number | 88 | AI | ✓ | Priced
| Citywalk Plot 5.11 Main Works Contract BOQ (1).xlsx | P |  |  | NEW | CITYWALK PHASE-05, PLOT 5.11 | Residential | CITYWALK RESIDENTIAL 1 LLC |  | Q — Mechanical Engineering Installations | Q | Q05 | Q0504 | Q5 Automatic controls | A-SW-08; Liner shower drain | 106 | Nr. | AED | 18 | 1908 | 5.01 | Sanitary Appliances – Liner Shower Drain | Number | 88 | AI | ✓ | Priced
| Citywalk Plot 5.11 Main Works Contract BOQ (1).xlsx | Q |  |  | NEW | CITYWALK PHASE-05, PLOT 5.11 | Residential | CITYWALK RESIDENTIAL 1 LLC |  | Q — Mechanical Engineering Installations | Q | Q05 | Q0504 | Q5 Automatic controls | A-SW-10; Double under mount sink | 65 | Nr. | AED | 0 | Included | 5.01 | Sanitary Appliances – Double Undermount Sink Installation | Number | 90 | AI | ✓ | Unpriced
| Citywalk Plot 5.11 Main Works Contract BOQ (1).xlsx | R |  |  | NEW | CITYWALK PHASE-05, PLOT 5.11 | Residential | CITYWALK RESIDENTIAL 1 LLC |  | K — Accessories | K | K05 | K0504 |  | A-SW-11; Tower rails | 92 | Nr. | AED | 23 | 2116 | 5.01 | Sanitary Appliances – Towel Rail | Number | 85 | AI | ✓ | Priced
| Citywalk Plot 5.11 Main Works Contract BOQ (1).xlsx | A |  |  | NEW | CITYWALK PHASE-05, PLOT 5.11 | Residential | CITYWALK RESIDENTIAL 1 LLC |  | K — Accessories | K | K05 | K0504 |  | A-SW-12; Robe hook | 115 | Nr. | AED | 23 | 2645 | 5.01 | Sanitary Appliances – Robe Hook | Number | 85 | AI | ✓ | Priced
| Citywalk Plot 5.11 Main Works Contract BOQ (1).xlsx | B |  |  | NEW | CITYWALK PHASE-05, PLOT 5.11 | Residential | CITYWALK RESIDENTIAL 1 LLC |  | Q — Mechanical Engineering Installations | Q | Q05 | Q0504 | Q5 Automatic controls | A-SW-13; Under mount sink | 112 | Nr. | AED | 146 | 16352 | 5.01 | Sanitary Appliances – Undermount Sink | Number | 90 | AI | ✓ | Priced
| Citywalk Plot 5.11 Main Works Contract BOQ (1).xlsx | C |  |  | NEW | CITYWALK PHASE-05, PLOT 5.11 | Residential | CITYWALK RESIDENTIAL 1 LLC |  | Q — Mechanical Engineering Installations | Q | Q05 | Q0504 | Q5 Automatic controls | A-SW-15; 150x150mm square drain | 226 | Nr. | AED | 0 | Included | 5.01 | Sanitary Appliances – Square Drain | Number | 88 | AI | ✓ | Unpriced
| Citywalk Plot 5.11 Main Works Contract BOQ (1).xlsx | D |  |  | NEW | CITYWALK PHASE-05, PLOT 5.11 | Residential | CITYWALK RESIDENTIAL 1 LLC |  | Q — Mechanical Engineering Installations | Q | Q05 | Q0504 | Q5 Automatic controls | A-SW-16; Bathtub | 49 | Nr. | AED | 176 | 8624 | 5.01 | Sanitary Appliances – Bathtub | Number | 95 | AI | ✓ | Priced
| Citywalk Plot 5.11 Main Works Contract BOQ (1).xlsx | E |  |  | NEW | CITYWALK PHASE-05, PLOT 5.11 | Residential | CITYWALK RESIDENTIAL 1 LLC |  | Q — Mechanical Engineering Installations | Q | Q05 | Q0504 | Q5 Automatic controls | A-SW-18; Washbasin@ Powder room | 20 | Nr. | AED | 0 | Included | 5.01 | Sanitary Appliances – Washbasin | Number | 95 | AI | ✓ | Unpriced
| Citywalk Plot 5.11 Main Works Contract BOQ (1).xlsx | F |  |  | NEW | CITYWALK PHASE-05, PLOT 5.11 | Residential | CITYWALK RESIDENTIAL 1 LLC |  | H — Doors And Windows | H | H01 | H0100 | H1 Doors | A-SW-20; Door handle towel rail | 37 | Nr. | AED | 0 | Included | 2.06 | Windows and External Doors | Enumerated (nr), Area (m²), Length (m) | 62 | Fuzzy | ⚠ | Unpriced
| Citywalk Plot 5.11 Main Works Contract BOQ (1).xlsx | G |  |  | NEW | CITYWALK PHASE-05, PLOT 5.11 | Residential | CITYWALK RESIDENTIAL 1 LLC |  | K — Accessories | K | K05 | K0504 |  | A-SW-21; Towel rail length 331 | 197 | Nr. | AED | 23 | 4531 | 5.01 | Sanitary Appliances – Towel Rail | Number | 85 | AI | ✓ | Priced
| Citywalk Plot 5.11 Main Works Contract BOQ (1).xlsx | H |  |  | NEW | CITYWALK PHASE-05, PLOT 5.11 | Residential | CITYWALK RESIDENTIAL 1 LLC |  | K — Accessories | K | K05 | K0504 |  | A-SW-22; Robe Hook | 92 | Nr. | AED | 23 | 2116 | 5.01 | Sanitary Appliances – Robe Hook | Number | 85 | AI | ✓ | Priced
| Citywalk Plot 5.11 Main Works Contract BOQ (1).xlsx | J |  |  | NEW | CITYWALK PHASE-05, PLOT 5.11 | Residential | CITYWALK RESIDENTIAL 1 LLC |  | H — Doors And Windows | H | H05 | H0500 | H5 Glass | A-SW-24; Glass to wall clamp | 12 | Nr. | AED | 0 | Included | 2.06 | Windows and External Doors | Enumerated (nr), Area (m²), Length (m) | 78 | Fuzzy | ⚠ | Unpriced
| Citywalk Plot 5.11 Main Works Contract BOQ (1).xlsx | K |  |  | NEW | CITYWALK PHASE-05, PLOT 5.11 | Residential | CITYWALK RESIDENTIAL 1 LLC |  | H — Doors And Windows | H | H05 | H0500 | H5 Glass | A-SW-25; Glass to glass clamp | 13 | Nr. | AED | 0 | Included | 2.06 | Windows and External Doors | Enumerated (nr), Area (m²), Length (m) | 79 | Fuzzy | ⚠ | Unpriced
| Citywalk Plot 5.11 Main Works Contract BOQ (1).xlsx | L |  |  | NEW | CITYWALK PHASE-05, PLOT 5.11 | Residential | CITYWALK RESIDENTIAL 1 LLC |  | Q — Mechanical Engineering Installations | Q | Q05 | Q0504 | Q5 Automatic controls | A-SW-30; Free standing toilet | 34 | Nr. | AED | 117 | 3978 | 5.01 | Sanitary Appliances – Free-standing WC | Number | 92 | AI | ✓ | Priced
| Citywalk Plot 5.11 Main Works Contract BOQ (1).xlsx | M |  |  | NEW | CITYWALK PHASE-05, PLOT 5.11 | Residential | CITYWALK RESIDENTIAL 1 LLC |  | K — Accessories | K | K05 | K0504 |  | A-SW-32; Tissue holder | 34 | Nr. | AED | 23 | 782 | 5.01 | Sanitary Appliances – Tissue Holder | Number | 85 | AI | ✓ | Priced
| Citywalk Plot 5.11 Main Works Contract BOQ (1).xlsx | N |  |  | NEW | CITYWALK PHASE-05, PLOT 5.11 | Residential | CITYWALK RESIDENTIAL 1 LLC |  | Q — Mechanical Engineering Installations | Q | Q05 | Q0504 | Q5 Automatic controls | A-SW-34; Wall mount basin including tap | 34 | Nr. | AED | 117 | 3978 | 5.01 | Sanitary Appliances – Wall-mounted Basin with Tap | Number | 92 | AI | ✓ | Priced
| Citywalk Plot 5.11 Main Works Contract BOQ (1).xlsx | P |  |  | NEW | CITYWALK PHASE-05, PLOT 5.11 | Residential | CITYWALK RESIDENTIAL 1 LLC |  | K — Accessories | K | K05 | K0504 |  | A-SW-36; Robe hook | 34 | Nr. | AED | 23 | 782 | 5.01 | Sanitary Appliances – Robe Hook | Number | 85 | AI | ✓ | Priced
| Citywalk Plot 5.11 Main Works Contract BOQ (1).xlsx | Q |  |  | NEW | CITYWALK PHASE-05, PLOT 5.11 | Residential | CITYWALK RESIDENTIAL 1 LLC |  | K — Accessories | K | K05 | K0504 |  | A-SW-37; Towel rail@ maid room | 21 | Nr. | AED | 23 | 483 | 5.01 | Sanitary Appliances – Towel Rail | Number | 85 | AI | ✓ | Priced
| Citywalk Plot 5.11 Main Works Contract BOQ (1).xlsx | R |  |  | NEW | CITYWALK PHASE-05, PLOT 5.11 | Residential | CITYWALK RESIDENTIAL 1 LLC |  | K — Accessories | K | K05 | K0504 |  | A-SW-38; Towel rail@ maid room | 13 | Nr. | AED | 23 | 299 | 5.01 | Sanitary Appliances – Towel Rail | Number | 85 | AI | ✓ | Priced
| Citywalk Plot 5.11 Main Works Contract BOQ (1).xlsx | S |  |  | NEW | CITYWALK PHASE-05, PLOT 5.11 | Residential | CITYWALK RESIDENTIAL 1 LLC |  | Q — Mechanical Engineering Installations | Q | Q05 | Q0504 | Q5 Automatic controls | C-SW-01; Counter top basin | 5 | Nr. | AED | 146 | 730 | 5.01 | Sanitary Appliances – Counter-top Basin | Number | 92 | AI | ✓ | Priced
| Citywalk Plot 5.11 Main Works Contract BOQ (1).xlsx | T |  |  | NEW | CITYWALK PHASE-05, PLOT 5.11 | Residential | CITYWALK RESIDENTIAL 1 LLC |  | Q — Mechanical Engineering Installations | Q | Q05 | Q0504 | Q5 Automatic controls | C-SW-02; Bottle trap | 5 | Nr. | AED | 23 | 115 | 5.01 | Sanitary Appliances – Bottle Trap | Number | 88 | AI | ✓ | Priced
| Citywalk Plot 5.11 Main Works Contract BOQ (1).xlsx | U |  |  | NEW | CITYWALK PHASE-05, PLOT 5.11 | Residential | CITYWALK RESIDENTIAL 1 LLC |  | Q — Mechanical Engineering Installations | Q | Q05 | Q0504 | Q5 Automatic controls | C-SW-04; Concealed wall mounted WC | 4 | Nr. | AED | 117 | 468 | 5.01 | Sanitary Appliances – Concealed WC | Number | 92 | AI | ✓ | Priced
| Citywalk Plot 5.11 Main Works Contract BOQ (1).xlsx | V |  |  | NEW | CITYWALK PHASE-05, PLOT 5.11 | Residential | CITYWALK RESIDENTIAL 1 LLC |  | K — Accessories | K | K05 | K0504 |  | C-SW-04A; Soft close seat & cover | 4 | Nr. | AED | 0 | Not Applicable. Please refer to section for Additional item | 5.01 | Sanitary Appliances – Soft Close Seat & Cover | Number | 88 | AI | ✓ | Unpriced
| Citywalk Plot 5.11 Main Works Contract BOQ (1).xlsx | W |  |  | NEW | CITYWALK PHASE-05, PLOT 5.11 | Residential | CITYWALK RESIDENTIAL 1 LLC |  | K — Accessories | K | K05 | K0501 |  | C-SW-06; Sensor flush plate | 5 | Nr. | AED | 59 | 295 | 5.01 | Sanitary Appliances – Sensor Flush Plate | No. | 85 | AI | ✓ | Priced
| Citywalk Plot 5.11 Main Works Contract BOQ (1).xlsx | X |  |  | NEW | CITYWALK PHASE-05, PLOT 5.11 | Residential | CITYWALK RESIDENTIAL 1 LLC |  | K — Accessories | K | K05 | K0501 |  | C-SW-11; Tissue holder | 5 | Nr. | AED | 23 | 115 | 5.01 | Sanitary Appliances – Tissue Holder | No. | 85 | AI | ✓ | Priced
| Citywalk Plot 5.11 Main Works Contract BOQ (1).xlsx | Y |  |  | NEW | CITYWALK PHASE-05, PLOT 5.11 | Residential | CITYWALK RESIDENTIAL 1 LLC |  | K — Accessories | K | K05 | K0501 |  | C-SW-12; Robe hook | 4 | Nr. | AED | 23 | 92 | 5.01 | Sanitary Appliances – Robe Hook | No. | 80 | AI | ⚠ | Priced
| Citywalk Plot 5.11 Main Works Contract BOQ (1).xlsx | A |  |  | NEW | CITYWALK PHASE-05, PLOT 5.11 | Residential | CITYWALK RESIDENTIAL 1 LLC |  | K — Accessories | K | K05 | K0501 |  | C-SW-13; ADA WC & seat cover | 1 | Nr. | AED | 117 | 117 | 5.01 | Sanitary Appliances – ADA WC & Seat Cover | No. | 90 | AI | ✓ | Priced
| Citywalk Plot 5.11 Main Works Contract BOQ (1).xlsx | B |  |  | NEW | CITYWALK PHASE-05, PLOT 5.11 | Residential | CITYWALK RESIDENTIAL 1 LLC |  | K — Accessories | K | K05 | K0501 |  | C-SW-14; ADA lavatory sink | 1 | Nr. | AED | 117 | 117 | 5.01 | Sanitary Appliances – ADA Lavatory Sink | No. | 90 | AI | ✓ | Priced
| Citywalk Plot 5.11 Main Works Contract BOQ (1).xlsx | C |  |  | NEW | CITYWALK PHASE-05, PLOT 5.11 | Residential | CITYWALK RESIDENTIAL 1 LLC |  | K — Accessories | K | K02 | K0201 | K2 Partitions | C-SW-14A; ADA Mirror | 1 | Nr. | AED | 50 | 50 | 3.01 | Accessories – Mirror | Enumerated (nr) | 93 | Rule | ✓ | Priced
| Citywalk Plot 5.11 Main Works Contract BOQ (1).xlsx | D |  |  | NEW | CITYWALK PHASE-05, PLOT 5.11 | Residential | CITYWALK RESIDENTIAL 1 LLC |  | K — Accessories | K | K05 | K0501 |  | C-SW-15; Shower drain | 4 | Nr. | AED | 18 | 72 | 5.01 | Sanitary Appliances – Shower Drain | No. | 85 | AI | ✓ | Priced
| Citywalk Plot 5.11 Main Works Contract BOQ (1).xlsx | E |  |  | NEW | CITYWALK PHASE-05, PLOT 5.11 | Residential | CITYWALK RESIDENTIAL 1 LLC |  | K — Accessories | K | K05 | K0501 |  | C-SW-16; Urinal | 1 | Nr. | AED | 117 | 117 | 5.01 | Sanitary Appliances – Urinal | No. | 95 | AI | ✓ | Priced
| Citywalk Plot 5.11 Main Works Contract BOQ (1).xlsx | F |  |  | NEW | CITYWALK PHASE-05, PLOT 5.11 | Residential | CITYWALK RESIDENTIAL 1 LLC |  | K — Accessories | K | K05 | K0501 |  | C-SW-17; ADA fold down grab bar | 3 | Nr. | AED | 23 | 69 | 5.01 | Sanitary Appliances – ADA Fold Down Grab Bar | No. | 85 | AI | ✓ | Priced
| Citywalk Plot 5.11 Main Works Contract BOQ (1).xlsx | G |  |  | NEW | CITYWALK PHASE-05, PLOT 5.11 | Residential | CITYWALK RESIDENTIAL 1 LLC |  | B — Site Work | B | B24 | B2401 | B24 Tunnel excavation | C-SW-18; ADA straight support bar | 1 | Nr. | AED | 23 | 23 | 8.01 | Site Works, Drainage, External Services & Landscaping | Volume (m³), Length (m), Area (m²), Enumerated (nr), Item | 68 | Fuzzy | ⚠ | Priced
| Citywalk Plot 5.11 Main Works Contract BOQ (1).xlsx | H |  |  | NEW | CITYWALK PHASE-05, PLOT 5.11 | Residential | CITYWALK RESIDENTIAL 1 LLC |  | K — Accessories | K | K05 | K0501 |  | C-SW-19; Wall combination | 1 | Nr. | AED | 59 | 59 | 5.01 | Sanitary Appliances – Wall Combination Unit | No. | 80 | AI | ⚠ | Priced
| Citywalk Plot 5.11 Main Works Contract BOQ (1).xlsx | J |  |  | NEW | CITYWALK PHASE-05, PLOT 5.11 | Residential | CITYWALK RESIDENTIAL 1 LLC |  | K — Accessories | K | K05 | K0503 |  | C-SW-20; Floor drain | 6 | Nr. | AED | 8 | 48 | 5.03 | Waste Disposal – Floor Drain | No. | 90 | AI | ✓ | Priced
| Citywalk Plot 5.11 Main Works Contract BOQ (1).xlsx | K |  |  | NEW | CITYWALK PHASE-05, PLOT 5.11 | Residential | CITYWALK RESIDENTIAL 1 LLC |  | K — Accessories | K | K05 | K0501 |  | C-SW-22; Soap dispenser | 4 | Nr. | AED | 59 | 236 | 5.01 | Sanitary Appliances – Soap Dispenser | No. | 80 | AI | ⚠ | Priced
| Citywalk Plot 5.11 Main Works Contract BOQ (1).xlsx | L |  |  | NEW | CITYWALK PHASE-05, PLOT 5.11 | Residential | CITYWALK RESIDENTIAL 1 LLC |  | K — Accessories | K | K05 | K0501 |  | C-SW-23; Paper towel dispenser | 2 | Nr. | AED | 117 | 234 | 5.01 | Sanitary Appliances – Paper Towel Dispenser | No. | 80 | AI | ⚠ | Priced
| Citywalk Plot 5.11 Main Works Contract BOQ (1).xlsx | M |  |  | NEW | CITYWALK PHASE-05, PLOT 5.11 | Residential | CITYWALK RESIDENTIAL 1 LLC |  | K — Accessories | K | K05 | K0501 |  | C-SW-24; Baby changing | 1 | Nr. | AED | 117 | 117 | 5.01 | Sanitary Appliances – Baby Changing Unit | No. | 85 | AI | ✓ | Priced
| Citywalk Plot 5.11 Main Works Contract BOQ (1).xlsx | N |  |  | NEW | CITYWALK PHASE-05, PLOT 5.11 | Residential | CITYWALK RESIDENTIAL 1 LLC |  | K — Accessories | K | K05 | K0501 |  | A-SW-02; Bidet spray | 197 | Nr. | AED | 35 | 6895 | 5.01 | Sanitary Appliances – Bidet Spray | No. | 90 | AI | ✓ | Priced
| Citywalk Plot 5.11 Main Works Contract BOQ (1).xlsx | P |  |  | NEW | CITYWALK PHASE-05, PLOT 5.11 | Residential | CITYWALK RESIDENTIAL 1 LLC |  | K — Accessories | K | K05 | K0501 |  | A-SW-05; Wall mounted shower head | 177 | Nr. | AED | 23 | 4071 | 5.01 | Sanitary Appliances – Wall Mounted Shower Head | No. | 90 | AI | ✓ | Priced
| Citywalk Plot 5.11 Main Works Contract BOQ (1).xlsx | Q |  |  | NEW | CITYWALK PHASE-05, PLOT 5.11 | Residential | CITYWALK RESIDENTIAL 1 LLC |  | K — Accessories | K | K05 | K0501 |  | A-SW-06; Concealed hand shower | 177 | Nr. | AED | 23 | 4071 | 5.01 | Sanitary Appliances – Concealed Hand Shower | No. | 90 | AI | ✓ | Priced
| Citywalk Plot 5.11 Main Works Contract BOQ (1).xlsx | R |  |  | NEW | CITYWALK PHASE-05, PLOT 5.11 | Residential | CITYWALK RESIDENTIAL 1 LLC |  | K — Accessories | K | K05 | K0501 |  | A-SW-07; Concealed hand mixer | 177 | Nr. | AED | 23 | 4071 | 5.01 | Sanitary Appliances – Concealed Hand Mixer | No. | 90 | AI | ✓ | Priced
| Citywalk Plot 5.11 Main Works Contract BOQ (1).xlsx | S |  |  | NEW | CITYWALK PHASE-05, PLOT 5.11 | Residential | CITYWALK RESIDENTIAL 1 LLC |  | K — Accessories | K | K05 | K0501 |  | A-SW-09; Wall mounted basin mixer | 158 | Nr. | AED | 59 | 9322 | 5.01 | Sanitary Appliances – Wall Mounted Basin Mixer | No. | 90 | AI | ✓ | Priced
| Citywalk Plot 5.11 Main Works Contract BOQ (1).xlsx | T |  |  | NEW | CITYWALK PHASE-05, PLOT 5.11 | Residential | CITYWALK RESIDENTIAL 1 LLC |  | K — Accessories | K | K05 | K0501 |  | A-SW-14; Basin mixer | 62 | Nr. | AED | 35 | 2170 | 5.01 | Sanitary Appliances – Basin Mixer | No. | 90 | AI | ✓ | Priced
| Citywalk Plot 5.11 Main Works Contract BOQ (1).xlsx | U |  |  | NEW | CITYWALK PHASE-05, PLOT 5.11 | Residential | CITYWALK RESIDENTIAL 1 LLC |  | K — Accessories | K | K05 | K0501 |  | A-SW-17; Tub mixer | 21 | Nr. | AED | 59 | 1239 | 5.01 | Sanitary Appliances – Bath Tub Mixer | No. | 90 | AI | ✓ | Priced
| Citywalk Plot 5.11 Main Works Contract BOQ (1).xlsx | A |  |  | NEW | CITYWALK PHASE-05, PLOT 5.11 | Residential | CITYWALK RESIDENTIAL 1 LLC |  | K — Accessories | K | K05 | K0501 |  | A-SW-19; Free standing mixer | 77 | Nr. | AED | 35 | 2695 | 5.01 | Sanitary Appliances – Free Standing Mixer | No. | 85 | AI | ✓ | Priced
| Citywalk Plot 5.11 Main Works Contract BOQ (1).xlsx | B |  |  | NEW | CITYWALK PHASE-05, PLOT 5.11 | Residential | CITYWALK RESIDENTIAL 1 LLC |  | K — Accessories | K | K05 | K0501 |  | A-SW-31; Bidet spray to Maid bathroom | 34 | Nr. | AED | 35 | 1190 | 5.01 | Sanitary Appliances – Bidet Spray to Maid Bathroom | No. | 90 | AI | ✓ | Priced
| Citywalk Plot 5.11 Main Works Contract BOQ (1).xlsx | C |  |  | NEW | CITYWALK PHASE-05, PLOT 5.11 | Residential | CITYWALK RESIDENTIAL 1 LLC |  | K — Accessories | K | K05 | K0501 |  | A-SW-33; Hand shower | 34 | Nr. | AED | 59 | 2006 | 5.01 | Sanitary Appliances – Hand Shower | No. | 90 | AI | ✓ | Priced
| Citywalk Plot 5.11 Main Works Contract BOQ (1).xlsx | D |  |  | NEW | CITYWALK PHASE-05, PLOT 5.11 | Residential | CITYWALK RESIDENTIAL 1 LLC |  | K — Accessories | K | K05 | K0501 |  | A-SW-35; Basin mixer | 34 | Nr. | AED | 35 | 1190 | 5.01 | Sanitary Appliances – Basin Mixer | No. | 90 | AI | ✓ | Priced
| Citywalk Plot 5.11 Main Works Contract BOQ (1).xlsx | E |  |  | NEW | CITYWALK PHASE-05, PLOT 5.11 | Residential | CITYWALK RESIDENTIAL 1 LLC |  | K — Accessories | K | K05 | K0501 |  | C-SW-03; Sensor type mixers | 5 | Nr. | AED | 59 | 295 | 5.01 | Sanitary Appliances – Sensor Type Mixers | No. | 90 | AI | ✓ | Priced
| Citywalk Plot 5.11 Main Works Contract BOQ (1).xlsx | F |  |  | NEW | CITYWALK PHASE-05, PLOT 5.11 | Residential | CITYWALK RESIDENTIAL 1 LLC |  | K — Accessories | K | K05 | K0503 |  | C-SW-03A; Pop up waste | 5 | Nr. | AED | 23 | 115 | 5.03 | Waste Disposal – Pop Up Waste | No. | 85 | AI | ✓ | Priced
| Citywalk Plot 5.11 Main Works Contract BOQ (1).xlsx | G |  |  | NEW | CITYWALK PHASE-05, PLOT 5.11 | Residential | CITYWALK RESIDENTIAL 1 LLC |  | K — Accessories | K | K05 | K0501 |  | C-SW-07; Bidet spray | 5 | Nr. | AED | 35 | 175 | 5.01 | Sanitary Appliances – Bidet Spray | No. | 90 | AI | ✓ | Priced
| Citywalk Plot 5.11 Main Works Contract BOQ (1).xlsx | H |  |  | NEW | CITYWALK PHASE-05, PLOT 5.11 | Residential | CITYWALK RESIDENTIAL 1 LLC |  | K — Accessories | K | K05 | K0504 |  | C-SW-07A; Angle valve | 5 | Nr. | AED | 6 | 30 | 5.04 | Water Installations – Angle Valve | No. | 90 | AI | ✓ | Priced
| Citywalk Plot 5.11 Main Works Contract BOQ (1).xlsx | J |  |  | NEW | CITYWALK PHASE-05, PLOT 5.11 | Residential | CITYWALK RESIDENTIAL 1 LLC |  | K — Accessories | K | K05 | K0501 |  | C-SW-08; Shower head | 4 | Nr. | AED | 70 | 280 | 5.01 | Sanitary Appliances – Shower Head | No. | 90 | AI | ✓ | Priced
| Citywalk Plot 5.11 Main Works Contract BOQ (1).xlsx | K |  |  | NEW | CITYWALK PHASE-05, PLOT 5.11 | Residential | CITYWALK RESIDENTIAL 1 LLC |  | K — Accessories | K | K05 | K0501 |  | C-SW-09; Concealed shower mixer | 8 | Nr. | AED | 0 | Included in C-SW-08 | 5.01 | Sanitary Appliances – Concealed Shower Mixer | No. | 90 | AI | ✓ | Unpriced
| Citywalk Plot 5.11 Main Works Contract BOQ (1).xlsx | L |  |  | NEW | CITYWALK PHASE-05, PLOT 5.11 | Residential | CITYWALK RESIDENTIAL 1 LLC |  | K — Accessories | K | K05 | K0501 |  | C-SW-10; Concealed hand shower | 4 | Nr. | AED | 0 | Included in C-SW-08 | 5.01 | Sanitary Appliances – Concealed Hand Shower | No. | 90 | AI | ✓ | Unpriced
| Citywalk Plot 5.11 Main Works Contract BOQ (1).xlsx | M |  |  | NEW | CITYWALK PHASE-05, PLOT 5.11 | Residential | CITYWALK RESIDENTIAL 1 LLC |  | K — Accessories | K | K05 | K0501 |  | C-SW-14B; ADA Basin faucet | 1 | Nr. | AED | 35 | 35 | 5.01 | Sanitary Appliances – ADA Basin Faucet | No. | 90 | AI | ✓ | Priced
| Citywalk Plot 5.11 Main Works Contract BOQ (1).xlsx | N |  |  | NEW | CITYWALK PHASE-05, PLOT 5.11 | Residential | CITYWALK RESIDENTIAL 1 LLC |  | K — Accessories | K | K05 | K0503 |  | C-SW-14C; ADA Basin bottle trap | 1 | Nr. | AED | 23 | 23 | 5.03 | Waste Disposal – ADA Basin Bottle Trap | No. | 85 | AI | ✓ | Priced
| Citywalk Plot 5.11 Main Works Contract BOQ (1).xlsx | P |  |  | NEW | CITYWALK PHASE-05, PLOT 5.11 | Residential | CITYWALK RESIDENTIAL 1 LLC |  | K — Accessories | K | K05 | K0504 |  | C-SW-14D; ADA Angle valve | 1 | Nr. | AED | 6 | 6 | 5.04 | Water Installations – ADA Angle Valve | No. | 90 | AI | ✓ | Priced
| Citywalk Plot 5.11 Main Works Contract BOQ (1).xlsx | A |  |  | NEW | CITYWALK PHASE-05, PLOT 5.11 | Residential | CITYWALK RESIDENTIAL 1 LLC |  | B — Site Work | B | B19 | B1904 | B19 Underground drainage | 82mm diameter | 36 | m | AED | 126 | 4536 | 8.01 | Site Works, Drainage, External Services & Landscaping | Volume (m³), Length (m), Area (m²), Enumerated (nr), Item | 70 | Fuzzy | ⚠ | Priced
| Citywalk Plot 5.11 Main Works Contract BOQ (1).xlsx | B |  |  | NEW | CITYWALK PHASE-05, PLOT 5.11 | Residential | CITYWALK RESIDENTIAL 1 LLC |  | Q — Mechanical Engineering Installations | Q | Q02 | Q0201 | Q2 Pipework and gutterwork | 110mm diameter | 268 | m | AED | 177 | 47436 | 3.01 | Mechanical – Drainage Pipe | Length (m) | 90 | Rule | ✓ | Priced
| Citywalk Plot 5.11 Main Works Contract BOQ (1).xlsx | C |  |  | NEW | CITYWALK PHASE-05, PLOT 5.11 | Residential | CITYWALK RESIDENTIAL 1 LLC |  | B — Site Work | B | B19 | B1904 | B19 Underground drainage | 160mm diameter | 54 | m | AED | 266 | 14364 | 8.01 | Site Works, Drainage, External Services & Landscaping | Volume (m³), Length (m), Area (m²), Enumerated (nr), Item | 73 | Fuzzy | ⚠ | Priced
| Citywalk Plot 5.11 Main Works Contract BOQ (1).xlsx | D |  |  | NEW | CITYWALK PHASE-05, PLOT 5.11 | Residential | CITYWALK RESIDENTIAL 1 LLC |  | B — Site Work | B | B19 | B1904 | B19 Underground drainage | 82mm diameter | 18 | m | AED | 159 | 2862 | 8.01 | Site Works, Drainage, External Services & Landscaping | Volume (m³), Length (m), Area (m²), Enumerated (nr), Item | 70 | Fuzzy | ⚠ | Priced
| Citywalk Plot 5.11 Main Works Contract BOQ (1).xlsx | E |  |  | NEW | CITYWALK PHASE-05, PLOT 5.11 | Residential | CITYWALK RESIDENTIAL 1 LLC |  | Q — Mechanical Engineering Installations | Q | Q02 | Q0201 | Q2 Pipework and gutterwork | 110mm diameter | 21 | m | AED | 253 | 5313 | 3.01 | Mechanical – Drainage Pipe | Length (m) | 90 | Rule | ✓ | Priced
| Citywalk Plot 5.11 Main Works Contract BOQ (1).xlsx | A |  |  | NEW | CITYWALK PHASE-05, PLOT 5.11 | Residential | CITYWALK RESIDENTIAL 1 LLC |  | Q — Mechanical Engineering Installations | Q | Q02 | Q0201 | Q2 Pipework and gutterwork | 110mm diameter | 10 | Nr. | AED | 280 | 2800 | 3.01 | Mechanical – Drainage Pipe | Length (m) | 90 | Rule | ✓ | Priced
| Citywalk Plot 5.11 Main Works Contract BOQ (1).xlsx | B |  |  | NEW | CITYWALK PHASE-05, PLOT 5.11 | Residential | CITYWALK RESIDENTIAL 1 LLC |  | Q — Mechanical Engineering Installations | Q | Q02 | Q0201 | Q2 Pipework and gutterwork | 110mm diameter | 5 | Nr. | AED | 280 | 1400 | 3.01 | Mechanical – Drainage Pipe | Length (m) | 90 | Rule | ✓ | Priced
| Citywalk Plot 5.11 Main Works Contract BOQ (1).xlsx | C |  |  | NEW | CITYWALK PHASE-05, PLOT 5.11 | Residential | CITYWALK RESIDENTIAL 1 LLC |  | Q — Mechanical Engineering Installations | Q | Q02 | Q0201 | Q2 Pipework and gutterwork | 50mm diameter | 106 | Nr. | AED | 42 | 4452 | 3.01 | Mechanical – Drainage Pipe | Length (m) | 88 | Rule | ✓ | Priced
| Citywalk Plot 5.11 Main Works Contract BOQ (1).xlsx | D |  |  | NEW | CITYWALK PHASE-05, PLOT 5.11 | Residential | CITYWALK RESIDENTIAL 1 LLC |  | B — Site Work | B | B19 | B1904 | B19 Underground drainage | 82mm diameter | 5 | Nr. | AED | 84 | 420 | 8.01 | Site Works, Drainage, External Services & Landscaping | Volume (m³), Length (m), Area (m²), Enumerated (nr), Item | 70 | Fuzzy | ⚠ | Priced
| Citywalk Plot 5.11 Main Works Contract BOQ (1).xlsx | E |  |  | NEW | CITYWALK PHASE-05, PLOT 5.11 | Residential | CITYWALK RESIDENTIAL 1 LLC |  | Q — Mechanical Engineering Installations | Q | Q02 | Q0201 | Q2 Pipework and gutterwork | 40mm diameter | 1487 | m | AED | 92 | 136804 | 3.01 | Mechanical – Pipe | Length (m) | 90 | Rule | ✓ | Priced
| Citywalk Plot 5.11 Main Works Contract BOQ (1).xlsx | F |  |  | NEW | CITYWALK PHASE-05, PLOT 5.11 | Residential | CITYWALK RESIDENTIAL 1 LLC |  | Q — Mechanical Engineering Installations | Q | Q02 | Q0201 | Q2 Pipework and gutterwork | 50mm diameter | 13 | m | AED | 105 | 1365 | 3.01 | Mechanical – Drainage Pipe | Length (m) | 88 | Rule | ✓ | Priced
| Citywalk Plot 5.11 Main Works Contract BOQ (1).xlsx | G |  |  | NEW | CITYWALK PHASE-05, PLOT 5.11 | Residential | CITYWALK RESIDENTIAL 1 LLC |  | Q — Mechanical Engineering Installations | Q | Q02 | Q0201 | Q2 Pipework and gutterwork | 50mm diameter | 269 | m | AED | 105 | 28245 | 3.01 | Mechanical – Drainage Pipe | Length (m) | 88 | Rule | ✓ | Priced
| Citywalk Plot 5.11 Main Works Contract BOQ (1).xlsx | H |  |  | NEW | CITYWALK PHASE-05, PLOT 5.11 | Residential | CITYWALK RESIDENTIAL 1 LLC |  | Q — Mechanical Engineering Installations | Q | Q02 | Q0201 | Q2 Pipework and gutterwork | 110mm diameter | 876 | m | AED | 177 | 155052 | 3.01 | Mechanical – Drainage Pipe | Length (m) | 90 | Rule | ✓ | Priced
| Citywalk Plot 5.11 Main Works Contract BOQ (1).xlsx | J |  |  | NEW | CITYWALK PHASE-05, PLOT 5.11 | Residential | CITYWALK RESIDENTIAL 1 LLC |  | B — Site Work | B | B19 | B1904 | B19 Underground drainage | 160mm diameter | 958 | m | AED | 266 | 254828 | 8.01 | Site Works, Drainage, External Services & Landscaping | Volume (m³), Length (m), Area (m²), Enumerated (nr), Item | 73 | Fuzzy | ⚠ | Priced
| Citywalk Plot 5.11 Main Works Contract BOQ (1).xlsx | K |  |  | NEW | CITYWALK PHASE-05, PLOT 5.11 | Residential | CITYWALK RESIDENTIAL 1 LLC |  | Q — Mechanical Engineering Installations | Q | Q02 | Q0201 | Q2 Pipework and gutterwork | 200mm diameter | 153 | m | AED | 314 | 48042 | 3.01 | Mechanical – Drainage Pipe | Length (m) | 90 | Rule | ✓ | Priced
| Citywalk Plot 5.11 Main Works Contract BOQ (1).xlsx | A |  |  | NEW | CITYWALK PHASE-05, PLOT 5.11 | Residential | CITYWALK RESIDENTIAL 1 LLC |  | B — Site Work | B | B19 | B1904 | B19 Underground drainage | 82mm diameter | 895 | m | AED | 126 | 112770 | 8.01 | Site Works, Drainage, External Services & Landscaping | Volume (m³), Length (m), Area (m²), Enumerated (nr), Item | 70 | Fuzzy | ⚠ | Priced
| Citywalk Plot 5.11 Main Works Contract BOQ (1).xlsx | B |  |  | NEW | CITYWALK PHASE-05, PLOT 5.11 | Residential | CITYWALK RESIDENTIAL 1 LLC |  | Q — Mechanical Engineering Installations | Q | Q02 | Q0201 | Q2 Pipework and gutterwork | 110mm diameter | 372 | m | AED | 177 | 65844 | 3.01 | Mechanical – Drainage Pipe | Length (m) | 90 | Rule | ✓ | Priced
| Citywalk Plot 5.11 Main Works Contract BOQ (1).xlsx | C |  |  | NEW | CITYWALK PHASE-05, PLOT 5.11 | Residential | CITYWALK RESIDENTIAL 1 LLC |  | B — Site Work | B | B19 | B1904 | B19 Underground drainage | 82mm diameter | 769 | m | AED | 126 | 96894 | 8.01 | Site Works, Drainage, External Services & Landscaping | Volume (m³), Length (m), Area (m²), Enumerated (nr), Item | 70 | Fuzzy | ⚠ | Priced
| Citywalk Plot 5.11 Main Works Contract BOQ (1).xlsx | D |  |  | NEW | CITYWALK PHASE-05, PLOT 5.11 | Residential | CITYWALK RESIDENTIAL 1 LLC |  | Q — Mechanical Engineering Installations | Q | Q02 | Q0201 | Q2 Pipework and gutterwork | 110mm diameter | 514 | m | AED | 177 | 90978 | 3.01 | Mechanical – Drainage Pipe | Length (m) | 90 | Rule | ✓ | Priced
| Citywalk Plot 5.11 Main Works Contract BOQ (1).xlsx | E |  |  | NEW | CITYWALK PHASE-05, PLOT 5.11 | Residential | CITYWALK RESIDENTIAL 1 LLC |  | B — Site Work | B | B19 | B1904 | B19 Underground drainage | 160mm diameter | 1483 | m | AED | 266 | 394478 | 8.01 | Site Works, Drainage, External Services & Landscaping | Volume (m³), Length (m), Area (m²), Enumerated (nr), Item | 73 | Fuzzy | ⚠ | Priced
| Citywalk Plot 5.11 Main Works Contract BOQ (1).xlsx | F |  |  | NEW | CITYWALK PHASE-05, PLOT 5.11 | Residential | CITYWALK RESIDENTIAL 1 LLC |  | Q — Mechanical Engineering Installations | Q | Q02 | Q0201 | Q2 Pipework and gutterwork | 200mm diameter | 187 | m | AED | 314 | 58718 | 3.01 | Mechanical – Drainage Pipe | Length (m) | 90 | Rule | ✓ | Priced
| Citywalk Plot 5.11 Main Works Contract BOQ (1).xlsx | G |  |  | NEW | CITYWALK PHASE-05, PLOT 5.11 | Residential | CITYWALK RESIDENTIAL 1 LLC |  | B — Site Work | B | B19 | B1904 | B19 Underground drainage | 82mm diameter | 8 | m | AED | 126 | 1008 | 8.01 | Site Works, Drainage, External Services & Landscaping | Volume (m³), Length (m), Area (m²), Enumerated (nr), Item | 70 | Fuzzy | ⚠ | Priced
| Citywalk Plot 5.11 Main Works Contract BOQ (1).xlsx | H |  |  | NEW | CITYWALK PHASE-05, PLOT 5.11 | Residential | CITYWALK RESIDENTIAL 1 LLC |  | Q — Mechanical Engineering Installations | Q | Q02 | Q0201 | Q2 Pipework and gutterwork | 110mm diameter | 1377 | m | AED | 177 | 243729 | 3.01 | Mechanical – Drainage Pipe | Length (m) | 90 | Rule | ✓ | Priced
| Citywalk Plot 5.11 Main Works Contract BOQ (1).xlsx | J |  |  | NEW | CITYWALK PHASE-05, PLOT 5.11 | Residential | CITYWALK RESIDENTIAL 1 LLC |  | B — Site Work | B | B19 | B1904 | B19 Underground drainage | 160mm diameter | 198 | m | AED | 266 | 52668 | 8.01 | Site Works, Drainage, External Services & Landscaping | Volume (m³), Length (m), Area (m²), Enumerated (nr), Item | 73 | Fuzzy | ⚠ | Priced
| Citywalk Plot 5.11 Main Works Contract BOQ (1).xlsx | K |  |  | NEW | CITYWALK PHASE-05, PLOT 5.11 | Residential | CITYWALK RESIDENTIAL 1 LLC |  | Q — Mechanical Engineering Installations | Q | Q02 | Q0201 | Q2 Pipework and gutterwork | 50mm diameter | 42 | m | AED | 154 | 6468 | 3.01 | Mechanical – Drainage Pipe | Length (m) | 88 | Rule | ✓ | Priced
| Citywalk Plot 5.11 Main Works Contract BOQ (1).xlsx | L |  |  | NEW | CITYWALK PHASE-05, PLOT 5.11 | Residential | CITYWALK RESIDENTIAL 1 LLC |  | B — Site Work | B | B19 | B1904 | B19 Underground drainage | 82mm diameter | 139 | m | AED | 199 | 27661 | 8.01 | Site Works, Drainage, External Services & Landscaping | Volume (m³), Length (m), Area (m²), Enumerated (nr), Item | 70 | Fuzzy | ⚠ | Priced
| Citywalk Plot 5.11 Main Works Contract BOQ (1).xlsx | M |  |  | NEW | CITYWALK PHASE-05, PLOT 5.11 | Residential | CITYWALK RESIDENTIAL 1 LLC |  | Q — Mechanical Engineering Installations | Q | Q02 | Q0201 | Q2 Pipework and gutterwork | 40mm diameter | 300 | m | AED | 117 | 35100 | 3.01 | Mechanical – Pipe | Length (m) | 90 | Rule | ✓ | Priced
| Citywalk Plot 5.11 Main Works Contract BOQ (1).xlsx | A |  |  | NEW | CITYWALK PHASE-05, PLOT 5.11 | Residential | CITYWALK RESIDENTIAL 1 LLC |  | Q — Mechanical Engineering Installations | Q | Q02 | Q0201 | Q2 Pipework and gutterwork | 110mm diameter | 452 | m | AED | 253 | 114356 | 3.01 | Mechanical – Drainage Pipe | Length (m) | 90 | Rule | ✓ | Priced
| Citywalk Plot 5.11 Main Works Contract BOQ (1).xlsx | B |  |  | NEW | CITYWALK PHASE-05, PLOT 5.11 | Residential | CITYWALK RESIDENTIAL 1 LLC |  | B — Site Work | B | B19 | B1904 | B19 Underground drainage | 82mm diameter | 175 | m | AED | 159 | 27825 | 8.01 | Site Works, Drainage, External Services & Landscaping | Volume (m³), Length (m), Area (m²), Enumerated (nr), Item | 70 | Fuzzy | ⚠ | Priced
| Citywalk Plot 5.11 Main Works Contract BOQ (1).xlsx | C |  |  | NEW | CITYWALK PHASE-05, PLOT 5.11 | Residential | CITYWALK RESIDENTIAL 1 LLC |  | Q — Mechanical Engineering Installations | Q | Q02 | Q0201 | Q2 Pipework and gutterwork | 110mm diameter | 25 | m | AED | 253 | 6325 | 3.01 | Mechanical – Drainage Pipe | Length (m) | 90 | Rule | ✓ | Priced
| Citywalk Plot 5.11 Main Works Contract BOQ (1).xlsx | D |  |  | NEW | CITYWALK PHASE-05, PLOT 5.11 | Residential | CITYWALK RESIDENTIAL 1 LLC |  | Q — Mechanical Engineering Installations | Q | Q02 | Q0201 | Q2 Pipework and gutterwork | 50mm diameter | 15 | m | AED | 140 | 2100 | 3.01 | Mechanical – Drainage Pipe | Length (m) | 88 | Rule | ✓ | Priced
| Citywalk Plot 5.11 Main Works Contract BOQ (1).xlsx | E |  |  | NEW | CITYWALK PHASE-05, PLOT 5.11 | Residential | CITYWALK RESIDENTIAL 1 LLC |  | B — Site Work | B | B19 | B1904 | B19 Underground drainage | 82mm diameter | 1 | m | AED | 192 | 192 | 8.01 | Site Works, Drainage, External Services & Landscaping | Volume (m³), Length (m), Area (m²), Enumerated (nr), Item | 70 | Fuzzy | ⚠ | Priced
| Citywalk Plot 5.11 Main Works Contract BOQ (1).xlsx | F |  |  | NEW | CITYWALK PHASE-05, PLOT 5.11 | Residential | CITYWALK RESIDENTIAL 1 LLC |  | Q — Mechanical Engineering Installations | Q | Q02 | Q0201 | Q2 Pipework and gutterwork | 110mm diameter | 38 | m | AED | 262 | 9956 | 3.01 | Mechanical – Drainage Pipe | Length (m) | 90 | Rule | ✓ | Priced
| Citywalk Plot 5.11 Main Works Contract BOQ (1).xlsx | G |  |  | NEW | CITYWALK PHASE-05, PLOT 5.11 | Residential | CITYWALK RESIDENTIAL 1 LLC |  | B — Site Work | B | B19 | B1904 | B19 Underground drainage | 160mm diameter | 36 | m | AED | 318 | 11448 | 8.01 | Site Works, Drainage, External Services & Landscaping | Volume (m³), Length (m), Area (m²), Enumerated (nr), Item | 73 | Fuzzy | ⚠ | Priced
| Citywalk Plot 5.11 Main Works Contract BOQ (1).xlsx | H |  |  | NEW | CITYWALK PHASE-05, PLOT 5.11 | Residential | CITYWALK RESIDENTIAL 1 LLC |  | Q — Mechanical Engineering Installations | Q | Q02 | Q0201 | Q2 Pipework and gutterwork | 200mm diameter | 2 | m | AED | 362 | 724 | 3.01 | Mechanical – Drainage Pipe | Length (m) | 90 | Rule | ✓ | Priced
| Citywalk Plot 5.11 Main Works Contract BOQ (1).xlsx | J |  |  | NEW | CITYWALK PHASE-05, PLOT 5.11 | Residential | CITYWALK RESIDENTIAL 1 LLC |  | B — Site Work | B | B19 | B1904 | B19 Underground drainage | 82mm diameter | 21 | m | AED | 192 | 4032 | 8.01 | Site Works, Drainage, External Services & Landscaping | Volume (m³), Length (m), Area (m²), Enumerated (nr), Item | 70 | Fuzzy | ⚠ | Priced
| Citywalk Plot 5.11 Main Works Contract BOQ (1).xlsx | K |  |  | NEW | CITYWALK PHASE-05, PLOT 5.11 | Residential | CITYWALK RESIDENTIAL 1 LLC |  | Q — Mechanical Engineering Installations | Q | Q02 | Q0201 | Q2 Pipework and gutterwork | 40mm diameter | 43 | m | AED | 104 | 4472 | 3.01 | Mechanical – Pipe | Length (m) | 90 | Rule | ✓ | Priced
| Citywalk Plot 5.11 Main Works Contract BOQ (1).xlsx | L |  |  | NEW | CITYWALK PHASE-05, PLOT 5.11 | Residential | CITYWALK RESIDENTIAL 1 LLC |  | Q — Mechanical Engineering Installations | Q | Q02 | Q0201 | Q2 Pipework and gutterwork | 50mm diameter | 7 | m | AED | 140 | 980 | 3.01 | Mechanical – Drainage Pipe | Length (m) | 88 | Rule | ✓ | Priced
| Citywalk Plot 5.11 Main Works Contract BOQ (1).xlsx | M |  |  | NEW | CITYWALK PHASE-05, PLOT 5.11 | Residential | CITYWALK RESIDENTIAL 1 LLC |  | B — Site Work | B | B19 | B1904 | B19 Underground drainage | 82mm diameter | 30 | m | AED | 192 | 5760 | 8.01 | Site Works, Drainage, External Services & Landscaping | Volume (m³), Length (m), Area (m²), Enumerated (nr), Item | 70 | Fuzzy | ⚠ | Priced
| Citywalk Plot 5.11 Main Works Contract BOQ (1).xlsx | N |  |  | NEW | CITYWALK PHASE-05, PLOT 5.11 | Residential | CITYWALK RESIDENTIAL 1 LLC |  | Q — Mechanical Engineering Installations | Q | Q02 | Q0201 | Q2 Pipework and gutterwork | 110mm diameter | 36 | m | AED | 262 | 9432 | 3.01 | Mechanical – Drainage Pipe | Length (m) | 90 | Rule | ✓ | Priced
| Citywalk Plot 5.11 Main Works Contract BOQ (1).xlsx | A |  |  | NEW | CITYWALK PHASE-05, PLOT 5.11 | Residential | CITYWALK RESIDENTIAL 1 LLC |  | B — Site Work | B | B19 | B1904 | B19 Underground drainage | 160mm diameter | 52 | m | AED | 318 | 16536 | 8.01 | Site Works, Drainage, External Services & Landscaping | Volume (m³), Length (m), Area (m²), Enumerated (nr), Item | 73 | Fuzzy | ⚠ | Priced
| Citywalk Plot 5.11 Main Works Contract BOQ (1).xlsx | B |  |  | NEW | CITYWALK PHASE-05, PLOT 5.11 | Residential | CITYWALK RESIDENTIAL 1 LLC |  | Q — Mechanical Engineering Installations | Q | Q02 | Q0201 | Q2 Pipework and gutterwork | 200mm diameter | 14 | m | AED | 362 | 5068 | 3.01 | Mechanical – Drainage Pipe | Length (m) | 90 | Rule | ✓ | Priced
| Citywalk Plot 5.11 Main Works Contract BOQ (1).xlsx | C |  |  | NEW | CITYWALK PHASE-05, PLOT 5.11 | Residential | CITYWALK RESIDENTIAL 1 LLC |  | Q — Mechanical Engineering Installations | Q | Q02 | Q0201 | Q2 Pipework and gutterwork | 15mm diameter | 21 | m | AED | 44 | 924 | 3.01 | Mechanical – Pipe | Length (m) | 90 | Rule | ✓ | Priced
| Citywalk Plot 5.11 Main Works Contract BOQ (1).xlsx | D |  |  | NEW | CITYWALK PHASE-05, PLOT 5.11 | Residential | CITYWALK RESIDENTIAL 1 LLC |  | Q — Mechanical Engineering Installations | Q | Q02 | Q0201 | Q2 Pipework and gutterwork | 25mm diameter | 702 | m | AED | 56 | 39312 | 3.01 | Mechanical – Pipe | Length (m) | 90 | Rule | ✓ | Priced
| Citywalk Plot 5.11 Main Works Contract BOQ (1).xlsx | E |  |  | NEW | CITYWALK PHASE-05, PLOT 5.11 | Residential | CITYWALK RESIDENTIAL 1 LLC |  | Q — Mechanical Engineering Installations | Q | Q02 | Q0201 | Q2 Pipework and gutterwork | 15mm diameter | 8 | m | AED | 44 | 352 | 3.01 | Mechanical – Pipe | Length (m) | 90 | Rule | ✓ | Priced
| Citywalk Plot 5.11 Main Works Contract BOQ (1).xlsx | F |  |  | NEW | CITYWALK PHASE-05, PLOT 5.11 | Residential | CITYWALK RESIDENTIAL 1 LLC |  | Q — Mechanical Engineering Installations | Q | Q02 | Q0201 | Q2 Pipework and gutterwork | 25mm diameter | 300 | m | AED | 56 | 16800 | 3.01 | Mechanical – Pipe | Length (m) | 90 | Rule | ✓ | Priced
| Citywalk Plot 5.11 Main Works Contract BOQ (1).xlsx | G |  |  | NEW | CITYWALK PHASE-05, PLOT 5.11 | Residential | CITYWALK RESIDENTIAL 1 LLC |  | Q — Mechanical Engineering Installations | Q | Q02 | Q0201 | Q2 Pipework and gutterwork | 50mm diameter | 102 | m | AED | 154 | 15708 | 3.01 | Mechanical – Drainage Pipe | Length (m) | 88 | Rule | ✓ | Priced
| Citywalk Plot 5.11 Main Works Contract BOQ (1).xlsx | H |  |  | NEW | CITYWALK PHASE-05, PLOT 5.11 | Residential | CITYWALK RESIDENTIAL 1 LLC |  | B — Site Work | B | B19 | B1904 | B19 Underground drainage | 82mm diameter | 35 | m | AED | 199 | 6965 | 8.01 | Site Works, Drainage, External Services & Landscaping | Volume (m³), Length (m), Area (m²), Enumerated (nr), Item | 70 | Fuzzy | ⚠ | Priced
| Citywalk Plot 5.11 Main Works Contract BOQ (1).xlsx | J |  |  | NEW | CITYWALK PHASE-05, PLOT 5.11 | Residential | CITYWALK RESIDENTIAL 1 LLC |  | B — Site Work | B | B19 | B1904 | B19 Underground drainage | 82mm diameter | 15 | m | AED | 199 | 2985 | 8.01 | Site Works, Drainage, External Services & Landscaping | Volume (m³), Length (m), Area (m²), Enumerated (nr), Item | 70 | Fuzzy | ⚠ | Priced
| Citywalk Plot 5.11 Main Works Contract BOQ (1).xlsx | K |  |  | NEW | CITYWALK PHASE-05, PLOT 5.11 | Residential | CITYWALK RESIDENTIAL 1 LLC |  | Q — Mechanical Engineering Installations | Q | Q02 | Q0201 | Q2 Pipework and gutterwork | 40mm diameter | 18 | Nr. | AED | 12 | 216 | 3.01 | Mechanical – Pipe | Length (m) | 90 | Rule | ✓ | Priced
| Citywalk Plot 5.11 Main Works Contract BOQ (1).xlsx | L |  |  | NEW | CITYWALK PHASE-05, PLOT 5.11 | Residential | CITYWALK RESIDENTIAL 1 LLC |  | B — Site Work | B | B19 | B1904 | B19 Underground drainage | 82mm diameter | 365 | Nr. | AED | 26 | 9490 | 8.01 | Site Works, Drainage, External Services & Landscaping | Volume (m³), Length (m), Area (m²), Enumerated (nr), Item | 70 | Fuzzy | ⚠ | Priced
| Citywalk Plot 5.11 Main Works Contract BOQ (1).xlsx | A |  |  | NEW | CITYWALK PHASE-05, PLOT 5.11 | Residential | CITYWALK RESIDENTIAL 1 LLC |  | Q — Mechanical Engineering Installations | Q | Q02 | Q0201 | Q2 Pipework and gutterwork | 110mm diameter | 359 | Nr. | AED | 28 | 10052 | 3.01 | Mechanical – Drainage Pipe | Length (m) | 90 | Rule | ✓ | Priced
| Citywalk Plot 5.11 Main Works Contract BOQ (1).xlsx | B |  |  | NEW | CITYWALK PHASE-05, PLOT 5.11 | Residential | CITYWALK RESIDENTIAL 1 LLC |  | B — Site Work | B | B19 | B1904 | B19 Underground drainage | 160mm diameter | 52 | Nr. | AED | 34 | 1768 | 8.01 | Site Works, Drainage, External Services & Landscaping | Volume (m³), Length (m), Area (m²), Enumerated (nr), Item | 73 | Fuzzy | ⚠ | Priced
| Citywalk Plot 5.11 Main Works Contract BOQ (1).xlsx | C |  |  | NEW | CITYWALK PHASE-05, PLOT 5.11 | Residential | CITYWALK RESIDENTIAL 1 LLC |  | Q — Mechanical Engineering Installations | Q | Q02 | Q0201 | Q2 Pipework and gutterwork | 200mm diameter | 25 | Nr. | AED | 39 | 975 | 3.01 | Mechanical – Drainage Pipe | Length (m) | 90 | Rule | ✓ | Priced
| Citywalk Plot 5.11 Main Works Contract BOQ (1).xlsx | D |  |  | NEW | CITYWALK PHASE-05, PLOT 5.11 | Residential | CITYWALK RESIDENTIAL 1 LLC |  | Q — Mechanical Engineering Installations | Q | Q02 | Q0201 | Q2 Pipework and gutterwork | 110mm diameter | 4 | Nr. | AED | 28 | 112 | 3.01 | Mechanical – Drainage Pipe | Length (m) | 90 | Rule | ✓ | Priced
| Citywalk Plot 5.11 Main Works Contract BOQ (1).xlsx | E |  |  | NEW | CITYWALK PHASE-05, PLOT 5.11 | Residential | CITYWALK RESIDENTIAL 1 LLC |  | B — Site Work | B | B19 | B1904 | B19 Underground drainage | 82mm diameter | 19 | Nr. | AED | 28 | 532 | 8.01 | Site Works, Drainage, External Services & Landscaping | Volume (m³), Length (m), Area (m²), Enumerated (nr), Item | 70 | Fuzzy | ⚠ | Priced
| Citywalk Plot 5.11 Main Works Contract BOQ (1).xlsx | F |  |  | NEW | CITYWALK PHASE-05, PLOT 5.11 | Residential | CITYWALK RESIDENTIAL 1 LLC |  | B — Site Work | B | B19 | B1904 | B19 Underground drainage | 82mm diameter | 496 | Nr. | AED | 0 | Included in Section-Sanitary fittings and fixtures | 8.01 | Site Works, Drainage, External Services & Landscaping | Volume (m³), Length (m), Area (m²), Enumerated (nr), Item | 70 | Fuzzy | ⚠ | Unpriced
| Citywalk Plot 5.11 Main Works Contract BOQ (1).xlsx | G |  |  | NEW | CITYWALK PHASE-05, PLOT 5.11 | Residential | CITYWALK RESIDENTIAL 1 LLC |  | Q — Mechanical Engineering Installations | Q | Q02 | Q0201 | Q2 Pipework and gutterwork | 40mm diameter | 137 | Nr. | AED | 0 | Included in Section-Sanitary fittings and fixtures | 3.01 | Mechanical – Pipe | Length (m) | 90 | Rule | ✓ | Unpriced
| Citywalk Plot 5.11 Main Works Contract BOQ (1).xlsx | H |  |  | NEW | CITYWALK PHASE-05, PLOT 5.11 | Residential | CITYWALK RESIDENTIAL 1 LLC |  | B — Site Work | B | B19 | B1904 | B19 Underground drainage | 82mm diameter | 1 | Nr. | AED | 420 | 420 | 8.01 | Site Works, Drainage, External Services & Landscaping | Volume (m³), Length (m), Area (m²), Enumerated (nr), Item | 70 | Fuzzy | ⚠ | Priced
| Citywalk Plot 5.11 Main Works Contract BOQ (1).xlsx | J |  |  | NEW | CITYWALK PHASE-05, PLOT 5.11 | Residential | CITYWALK RESIDENTIAL 1 LLC |  | B — Site Work | B | B19 | B1904 | B19 Underground drainage | 82mm diameter | 5 | Nr. | AED | 420 | 2100 | 8.01 | Site Works, Drainage, External Services & Landscaping | Volume (m³), Length (m), Area (m²), Enumerated (nr), Item | 70 | Fuzzy | ⚠ | Priced
| Citywalk Plot 5.11 Main Works Contract BOQ (1).xlsx | K |  |  | NEW | CITYWALK PHASE-05, PLOT 5.11 | Residential | CITYWALK RESIDENTIAL 1 LLC |  | B — Site Work | B | B19 | B1904 | B19 Underground drainage | 160mm diameter | 12 | Nr. | AED | 35 | 420 | 8.01 | Site Works, Drainage, External Services & Landscaping | Volume (m³), Length (m), Area (m²), Enumerated (nr), Item | 73 | Fuzzy | ⚠ | Priced
| Citywalk Plot 5.11 Main Works Contract BOQ (1).xlsx | A |  |  | NEW | CITYWALK PHASE-05, PLOT 5.11 | Residential | CITYWALK RESIDENTIAL 1 LLC |  | Q — Mechanical Engineering Installations | Q | Q02 | Q0201 | Q2 Pipework and gutterwork | 20mm diameter | 226 | m | AED | 130 | 29380 | 3.01 | Mechanical – Pipe | Length (m) | 90 | Rule | ✓ | Priced
| Citywalk Plot 5.11 Main Works Contract BOQ (1).xlsx | B |  |  | NEW | CITYWALK PHASE-05, PLOT 5.11 | Residential | CITYWALK RESIDENTIAL 1 LLC |  | Q — Mechanical Engineering Installations | Q | Q02 | Q0201 | Q2 Pipework and gutterwork | 25mm diameter | 113 | m | AED | 177 | 20001 | 3.01 | Mechanical – Pipe | Length (m) | 90 | Rule | ✓ | Priced
| Citywalk Plot 5.11 Main Works Contract BOQ (1).xlsx | C |  |  | NEW | CITYWALK PHASE-05, PLOT 5.11 | Residential | CITYWALK RESIDENTIAL 1 LLC |  | Q — Mechanical Engineering Installations | Q | Q02 | Q0201 | Q2 Pipework and gutterwork | 32mm diameter | 151 | m | AED | 264 | 39864 | 3.01 | Mechanical – Pipe | Length (m) | 90 | Rule | ✓ | Priced
| Citywalk Plot 5.11 Main Works Contract BOQ (1).xlsx | D |  |  | NEW | CITYWALK PHASE-05, PLOT 5.11 | Residential | CITYWALK RESIDENTIAL 1 LLC |  | Q — Mechanical Engineering Installations | Q | Q02 | Q0201 | Q2 Pipework and gutterwork | 100mm diameter | 81 | m | AED | 749 | 60669 | 3.01 | Mechanical – Drainage Pipe | Length (m) | 90 | Rule | ✓ | Priced
| Citywalk Plot 5.11 Main Works Contract BOQ (1).xlsx | E |  |  | NEW | CITYWALK PHASE-05, PLOT 5.11 | Residential | CITYWALK RESIDENTIAL 1 LLC |  | Q — Mechanical Engineering Installations | Q | Q02 | Q0201 | Q2 Pipework and gutterwork | 20mm diameter | 2122 | m | AED | 130 | 275860 | 3.01 | Mechanical – Pipe | Length (m) | 90 | Rule | ✓ | Priced
| Citywalk Plot 5.11 Main Works Contract BOQ (1).xlsx | F |  |  | NEW | CITYWALK PHASE-05, PLOT 5.11 | Residential | CITYWALK RESIDENTIAL 1 LLC |  | Q — Mechanical Engineering Installations | Q | Q02 | Q0201 | Q2 Pipework and gutterwork | 25mm diameter | 2891 | m | AED | 177 | 511707 | 3.01 | Mechanical – Pipe | Length (m) | 90 | Rule | ✓ | Priced
| Citywalk Plot 5.11 Main Works Contract BOQ (1).xlsx | G |  |  | NEW | CITYWALK PHASE-05, PLOT 5.11 | Residential | CITYWALK RESIDENTIAL 1 LLC |  | Q — Mechanical Engineering Installations | Q | Q02 | Q0201 | Q2 Pipework and gutterwork | 32mm diameter | 1323 | m | AED | 264 | 349272 | 3.01 | Mechanical – Pipe | Length (m) | 90 | Rule | ✓ | Priced
| Citywalk Plot 5.11 Main Works Contract BOQ (1).xlsx | A |  |  | NEW | CITYWALK PHASE-05, PLOT 5.11 | Residential | CITYWALK RESIDENTIAL 1 LLC |  | Q — Mechanical Engineering Installations | Q | Q02 | Q0201 | Q2 Pipework and gutterwork | 50mm diameter | 43 | m | AED | 347 | 14921 | 3.01 | Mechanical – Drainage Pipe | Length (m) | 88 | Rule | ✓ | Priced
| Citywalk Plot 5.11 Main Works Contract BOQ (1).xlsx | B |  |  | NEW | CITYWALK PHASE-05, PLOT 5.11 | Residential | CITYWALK RESIDENTIAL 1 LLC |  | Q — Mechanical Engineering Installations | Q | Q02 | Q0201 | Q2 Pipework and gutterwork | 80mm diameter | 68 | m | AED | 647 | 43996 | 3.01 | Mechanical – Drainage Pipe | Length (m) | 90 | Rule | ✓ | Priced
| Citywalk Plot 5.11 Main Works Contract BOQ (1).xlsx | C |  |  | NEW | CITYWALK PHASE-05, PLOT 5.11 | Residential | CITYWALK RESIDENTIAL 1 LLC |  | Q — Mechanical Engineering Installations | Q | Q02 | Q0201 | Q2 Pipework and gutterwork | 65mm diameter | 54 | m | AED | 435 | 23490 | 3.01 | Mechanical – Drainage Pipe | Length (m) | 88 | Rule | ✓ | Priced
| Citywalk Plot 5.11 Main Works Contract BOQ (1).xlsx | D |  |  | NEW | CITYWALK PHASE-05, PLOT 5.11 | Residential | CITYWALK RESIDENTIAL 1 LLC |  | Q — Mechanical Engineering Installations | Q | Q02 | Q0201 | Q2 Pipework and gutterwork | 20mm diameter | 1973 | m | AED | 130 | 256490 | 3.01 | Mechanical – Pipe | Length (m) | 90 | Rule | ✓ | Priced
| Citywalk Plot 5.11 Main Works Contract BOQ (1).xlsx | E |  |  | NEW | CITYWALK PHASE-05, PLOT 5.11 | Residential | CITYWALK RESIDENTIAL 1 LLC |  | Q — Mechanical Engineering Installations | Q | Q02 | Q0201 | Q2 Pipework and gutterwork | 25mm diameter | 121 | m | AED | 177 | 21417 | 3.01 | Mechanical – Pipe | Length (m) | 90 | Rule | ✓ | Priced
| Citywalk Plot 5.11 Main Works Contract BOQ (1).xlsx | F |  |  | NEW | CITYWALK PHASE-05, PLOT 5.11 | Residential | CITYWALK RESIDENTIAL 1 LLC |  | Q — Mechanical Engineering Installations | Q | Q02 | Q0201 | Q2 Pipework and gutterwork | 15mm diameter | 2758 | m | AED | 48 | 132384 | 3.01 | Mechanical – Pipe | Length (m) | 90 | Rule | ✓ | Priced
| Citywalk Plot 5.11 Main Works Contract BOQ (1).xlsx | G |  |  | NEW | CITYWALK PHASE-05, PLOT 5.11 | Residential | CITYWALK RESIDENTIAL 1 LLC |  | Q — Mechanical Engineering Installations | Q | Q02 | Q0201 | Q2 Pipework and gutterwork | 15mm diameter | 1313 | m | AED | 48 | 63024 | 3.01 | Mechanical – Pipe | Length (m) | 90 | Rule | ✓ | Priced
| Citywalk Plot 5.11 Main Works Contract BOQ (1).xlsx | H |  |  | NEW | CITYWALK PHASE-05, PLOT 5.11 | Residential | CITYWALK RESIDENTIAL 1 LLC |  | B — Site Work | B | B19 | B1904 | B19 Underground drainage | 16mm diameter | 189 | m | AED | 48 | 9072 | 8.01 | Site Works, Drainage, External Services & Landscaping | Volume (m³), Length (m), Area (m²), Enumerated (nr), Item | 70 | Fuzzy | ⚠ | Priced
| Citywalk Plot 5.11 Main Works Contract BOQ (1).xlsx | J |  |  | NEW | CITYWALK PHASE-05, PLOT 5.11 | Residential | CITYWALK RESIDENTIAL 1 LLC |  | B — Site Work | B | B19 | B1904 | B19 Underground drainage | 16mm diameter | 82 | m | AED | 48 | 3936 | 8.01 | Site Works, Drainage, External Services & Landscaping | Volume (m³), Length (m), Area (m²), Enumerated (nr), Item | 70 | Fuzzy | ⚠ | Priced
| Citywalk Plot 5.11 Main Works Contract BOQ (1).xlsx | A |  |  | NEW | CITYWALK PHASE-05, PLOT 5.11 | Residential | CITYWALK RESIDENTIAL 1 LLC |  | Q — Mechanical Engineering Installations | Q | Q02 | Q0201 | Q2 Pipework and gutterwork | 20mm diameter | 2335 | m | AED | 14 | 32690 | 3.01 | Mechanical – Pipe | Length (m) | 90 | Rule | ✓ | Priced
| Citywalk Plot 5.11 Main Works Contract BOQ (1).xlsx | B |  |  | NEW | CITYWALK PHASE-05, PLOT 5.11 | Residential | CITYWALK RESIDENTIAL 1 LLC |  | Q — Mechanical Engineering Installations | Q | Q02 | Q0201 | Q2 Pipework and gutterwork | 25mm diameter | 3003 | m | AED | 15 | 45045 | 3.01 | Mechanical – Pipe | Length (m) | 90 | Rule | ✓ | Priced
| Citywalk Plot 5.11 Main Works Contract BOQ (1).xlsx | C |  |  | NEW | CITYWALK PHASE-05, PLOT 5.11 | Residential | CITYWALK RESIDENTIAL 1 LLC |  | Q — Mechanical Engineering Installations | Q | Q02 | Q0201 | Q2 Pipework and gutterwork | 32mm diameter | 1427 | m | AED | 22 | 31394 | 3.01 | Mechanical – Pipe | Length (m) | 90 | Rule | ✓ | Priced
| Citywalk Plot 5.11 Main Works Contract BOQ (1).xlsx | D |  |  | NEW | CITYWALK PHASE-05, PLOT 5.11 | Residential | CITYWALK RESIDENTIAL 1 LLC |  | Q — Mechanical Engineering Installations | Q | Q02 | Q0201 | Q2 Pipework and gutterwork | 50mm diameter | 43 | m | AED | 28 | 1204 | 3.01 | Mechanical – Drainage Pipe | Length (m) | 88 | Rule | ✓ | Priced
| Citywalk Plot 5.11 Main Works Contract BOQ (1).xlsx | E |  |  | NEW | CITYWALK PHASE-05, PLOT 5.11 | Residential | CITYWALK RESIDENTIAL 1 LLC |  | Q — Mechanical Engineering Installations | Q | Q02 | Q0201 | Q2 Pipework and gutterwork | 65mm diameter | 29 | m | AED | 35 | 1015 | 3.01 | Mechanical – Drainage Pipe | Length (m) | 88 | Rule | ✓ | Priced
| Citywalk Plot 5.11 Main Works Contract BOQ (1).xlsx | F |  |  | NEW | CITYWALK PHASE-05, PLOT 5.11 | Residential | CITYWALK RESIDENTIAL 1 LLC |  | Q — Mechanical Engineering Installations | Q | Q02 | Q0201 | Q2 Pipework and gutterwork | 80mm diameter | 29 | m | AED | 39 | 1131 | 3.01 | Mechanical – Drainage Pipe | Length (m) | 90 | Rule | ✓ | Priced
| Citywalk Plot 5.11 Main Works Contract BOQ (1).xlsx | G |  |  | NEW | CITYWALK PHASE-05, PLOT 5.11 | Residential | CITYWALK RESIDENTIAL 1 LLC |  | Q — Mechanical Engineering Installations | Q | Q02 | Q0201 | Q2 Pipework and gutterwork | 100mm diameter | 19 | m | AED | 46 | 874 | 3.01 | Mechanical – Drainage Pipe | Length (m) | 90 | Rule | ✓ | Priced
| Citywalk Plot 5.11 Main Works Contract BOQ (1).xlsx | H |  |  | NEW | CITYWALK PHASE-05, PLOT 5.11 | Residential | CITYWALK RESIDENTIAL 1 LLC |  | Q — Mechanical Engineering Installations | Q | Q02 | Q0201 | Q2 Pipework and gutterwork | 20mm diameter | 14 | m | AED | 20 | 280 | 3.01 | Mechanical – Pipe | Length (m) | 90 | Rule | ✓ | Priced
| Citywalk Plot 5.11 Main Works Contract BOQ (1).xlsx | J |  |  | NEW | CITYWALK PHASE-05, PLOT 5.11 | Residential | CITYWALK RESIDENTIAL 1 LLC |  | Q — Mechanical Engineering Installations | Q | Q02 | Q0201 | Q2 Pipework and gutterwork | 25mm diameter | 1 | m | AED | 21 | 21 | 3.01 | Mechanical – Pipe | Length (m) | 90 | Rule | ✓ | Priced
| Citywalk Plot 5.11 Main Works Contract BOQ (1).xlsx | K |  |  | NEW | CITYWALK PHASE-05, PLOT 5.11 | Residential | CITYWALK RESIDENTIAL 1 LLC |  | Q — Mechanical Engineering Installations | Q | Q02 | Q0201 | Q2 Pipework and gutterwork | 32mm diameter | 47 | m | AED | 30 | 1410 | 3.01 | Mechanical – Pipe | Length (m) | 90 | Rule | ✓ | Priced
| Citywalk Plot 5.11 Main Works Contract BOQ (1).xlsx | L |  |  | NEW | CITYWALK PHASE-05, PLOT 5.11 | Residential | CITYWALK RESIDENTIAL 1 LLC |  | Q — Mechanical Engineering Installations | Q | Q02 | Q0201 | Q2 Pipework and gutterwork | 65mm diameter | 25 | m | AED | 49 | 1225 | 3.01 | Mechanical – Drainage Pipe | Length (m) | 88 | Rule | ✓ | Priced
| Citywalk Plot 5.11 Main Works Contract BOQ (1).xlsx | M |  |  | NEW | CITYWALK PHASE-05, PLOT 5.11 | Residential | CITYWALK RESIDENTIAL 1 LLC |  | Q — Mechanical Engineering Installations | Q | Q02 | Q0201 | Q2 Pipework and gutterwork | 80mm diameter | 39 | m | AED | 56 | 2184 | 3.01 | Mechanical – Drainage Pipe | Length (m) | 90 | Rule | ✓ | Priced
| Citywalk Plot 5.11 Main Works Contract BOQ (1).xlsx | N |  |  | NEW | CITYWALK PHASE-05, PLOT 5.11 | Residential | CITYWALK RESIDENTIAL 1 LLC |  | Q — Mechanical Engineering Installations | Q | Q02 | Q0201 | Q2 Pipework and gutterwork | 100mm diameter | 62 | m | AED | 64 | 3968 | 3.01 | Mechanical – Drainage Pipe | Length (m) | 90 | Rule | ✓ | Priced
| Citywalk Plot 5.11 Main Works Contract BOQ (1).xlsx | A |  |  | NEW | CITYWALK PHASE-05, PLOT 5.11 | Residential | CITYWALK RESIDENTIAL 1 LLC |  | Q — Mechanical Engineering Installations | Q | Q02 | Q0201 | Q2 Pipework and gutterwork | 20mm diameter | 1973 | m | AED | 14 | 27622 | 3.01 | Mechanical – Pipe | Length (m) | 90 | Rule | ✓ | Priced
| Citywalk Plot 5.11 Main Works Contract BOQ (1).xlsx | B |  |  | NEW | CITYWALK PHASE-05, PLOT 5.11 | Residential | CITYWALK RESIDENTIAL 1 LLC |  | Q — Mechanical Engineering Installations | Q | Q02 | Q0201 | Q2 Pipework and gutterwork | 25mm diameter | 121 | m | AED | 15 | 1815 | 3.01 | Mechanical – Pipe | Length (m) | 90 | Rule | ✓ | Priced
| Citywalk Plot 5.11 Main Works Contract BOQ (1).xlsx | C |  |  | NEW | CITYWALK PHASE-05, PLOT 5.11 | Residential | CITYWALK RESIDENTIAL 1 LLC |  | Q — Mechanical Engineering Installations | Q | Q02 | Q0201 | Q2 Pipework and gutterwork | 20mm diameter | 763 | Nr. | AED | 130 | 99190 | 3.01 | Mechanical – Pipe | Length (m) | 90 | Rule | ✓ | Priced
| Citywalk Plot 5.11 Main Works Contract BOQ (1).xlsx | D |  |  | NEW | CITYWALK PHASE-05, PLOT 5.11 | Residential | CITYWALK RESIDENTIAL 1 LLC |  | Q — Mechanical Engineering Installations | Q | Q02 | Q0201 | Q2 Pipework and gutterwork | 25mm diameter | 539 | Nr. | AED | 166 | 89474 | 3.01 | Mechanical – Pipe | Length (m) | 90 | Rule | ✓ | Priced
| Citywalk Plot 5.11 Main Works Contract BOQ (1).xlsx | E |  |  | NEW | CITYWALK PHASE-05, PLOT 5.11 | Residential | CITYWALK RESIDENTIAL 1 LLC |  | Q — Mechanical Engineering Installations | Q | Q02 | Q0201 | Q2 Pipework and gutterwork | 32mm diameter | 121 | Nr. | AED | 235 | 28435 | 3.01 | Mechanical – Pipe | Length (m) | 90 | Rule | ✓ | Priced
| Citywalk Plot 5.11 Main Works Contract BOQ (1).xlsx | F |  |  | NEW | CITYWALK PHASE-05, PLOT 5.11 | Residential | CITYWALK RESIDENTIAL 1 LLC |  | Q — Mechanical Engineering Installations | Q | Q02 | Q0201 | Q2 Pipework and gutterwork | 50mm diameter | 29 | Nr. | AED | 473 | 13717 | 3.01 | Mechanical – Drainage Pipe | Length (m) | 88 | Rule | ✓ | Priced
| Citywalk Plot 5.11 Main Works Contract BOQ (1).xlsx | G |  |  | NEW | CITYWALK PHASE-05, PLOT 5.11 | Residential | CITYWALK RESIDENTIAL 1 LLC |  | Q — Mechanical Engineering Installations | Q | Q02 | Q0201 | Q2 Pipework and gutterwork | 65mm diameter | 2 | Nr. | AED | 1102 | 2204 | 3.01 | Mechanical – Drainage Pipe | Length (m) | 88 | Rule | ✓ | Priced
| Citywalk Plot 5.11 Main Works Contract BOQ (1).xlsx | H |  |  | NEW | CITYWALK PHASE-05, PLOT 5.11 | Residential | CITYWALK RESIDENTIAL 1 LLC |  | Q — Mechanical Engineering Installations | Q | Q02 | Q0201 | Q2 Pipework and gutterwork | 100mm diameter | 6 | Nr. | AED | 1522 | 9132 | 3.01 | Mechanical – Drainage Pipe | Length (m) | 90 | Rule | ✓ | Priced
| Citywalk Plot 5.11 Main Works Contract BOQ (1).xlsx | J |  |  | NEW | CITYWALK PHASE-05, PLOT 5.11 | Residential | CITYWALK RESIDENTIAL 1 LLC |  | Q — Mechanical Engineering Installations | Q | Q02 | Q0201 | Q2 Pipework and gutterwork | 65mm diameter | 2 | Nr. | AED | 2519 | 5038 | 3.01 | Mechanical – Drainage Pipe | Length (m) | 88 | Rule | ✓ | Priced
| Citywalk Plot 5.11 Main Works Contract BOQ (1).xlsx | K |  |  | NEW | CITYWALK PHASE-05, PLOT 5.11 | Residential | CITYWALK RESIDENTIAL 1 LLC |  | Q — Mechanical Engineering Installations | Q | Q02 | Q0201 | Q2 Pipework and gutterwork | 65mm diameter | 2 | Nr. | AED | 2519 | 5038 | 3.01 | Mechanical – Drainage Pipe | Length (m) | 88 | Rule | ✓ | Priced
| Citywalk Plot 5.11 Main Works Contract BOQ (1).xlsx | L |  |  | NEW | CITYWALK PHASE-05, PLOT 5.11 | Residential | CITYWALK RESIDENTIAL 1 LLC |  | Q — Mechanical Engineering Installations | Q | Q02 | Q0201 | Q2 Pipework and gutterwork | 100mm diameter | 1 | Nr. | AED | 1522 | 1522 | 3.01 | Mechanical – Drainage Pipe | Length (m) | 90 | Rule | ✓ | Priced
| Citywalk Plot 5.11 Main Works Contract BOQ (1).xlsx | A |  |  | NEW | CITYWALK PHASE-05, PLOT 5.11 | Residential | CITYWALK RESIDENTIAL 1 LLC |  | Q — Mechanical Engineering Installations | Q | Q02 | Q0201 | Q2 Pipework and gutterwork | 15mm diameter | 12 | Nr. | AED | 209 | 2508 | 3.01 | Mechanical – Pipe | Length (m) | 90 | Rule | ✓ | Priced
| Citywalk Plot 5.11 Main Works Contract BOQ (1).xlsx | B |  |  | NEW | CITYWALK PHASE-05, PLOT 5.11 | Residential | CITYWALK RESIDENTIAL 1 LLC |  | Q — Mechanical Engineering Installations | Q | Q02 | Q0201 | Q2 Pipework and gutterwork | 50mm diameter | 29 | Nr. | AED | 1450 | 42050 | 3.01 | Mechanical – Drainage Pipe | Length (m) | 88 | Rule | ✓ | Priced
| Citywalk Plot 5.11 Main Works Contract BOQ (1).xlsx | C |  |  | NEW | CITYWALK PHASE-05, PLOT 5.11 | Residential | CITYWALK RESIDENTIAL 1 LLC |  | Q — Mechanical Engineering Installations | Q | Q02 | Q0201 | Q2 Pipework and gutterwork | 20mm diameter | 1455 | Nr. | AED | 0 | Not Applicable as per Tender Query Response-1, SL No. 45 | 3.01 | Mechanical – Pipe | Length (m) | 90 | Rule | ✓ | Unpriced
| Citywalk Plot 5.11 Main Works Contract BOQ (1).xlsx | D |  |  | NEW | CITYWALK PHASE-05, PLOT 5.11 | Residential | CITYWALK RESIDENTIAL 1 LLC |  | Q — Mechanical Engineering Installations | Q | Q02 | Q0201 | Q2 Pipework and gutterwork | 20mm diameter | 7 | Nr. | AED | 42 | 294 | 3.01 | Mechanical – Pipe | Length (m) | 90 | Rule | ✓ | Priced
| Citywalk Plot 5.11 Main Works Contract BOQ (1).xlsx | E |  |  | NEW | CITYWALK PHASE-05, PLOT 5.11 | Residential | CITYWALK RESIDENTIAL 1 LLC |  | Q — Mechanical Engineering Installations | Q | Q02 | Q0201 | Q2 Pipework and gutterwork | 25mm diameter | 73 | Nr. | AED | 42 | 3066 | 3.01 | Mechanical – Pipe | Length (m) | 90 | Rule | ✓ | Priced
| Citywalk Plot 5.11 Main Works Contract BOQ (1).xlsx | F |  |  | NEW | CITYWALK PHASE-05, PLOT 5.11 | Residential | CITYWALK RESIDENTIAL 1 LLC |  | Q — Mechanical Engineering Installations | Q | Q02 | Q0201 | Q2 Pipework and gutterwork | 32mm diameter | 43 | Nr. | AED | 42 | 1806 | 3.01 | Mechanical – Pipe | Length (m) | 90 | Rule | ✓ | Priced
| Citywalk Plot 5.11 Main Works Contract BOQ (1).xlsx | G |  |  | NEW | CITYWALK PHASE-05, PLOT 5.11 | Residential | CITYWALK RESIDENTIAL 1 LLC |  | K — Accessories | K | K05 | K0504 |  | EWH 80 litre | 180 | Nr. | AED | 686 | 123480 | 5.04 | Water Installations – Water Hammer Arrestor 80L | No. | 85 | AI | ✓ | Priced
| Citywalk Plot 5.11 Main Works Contract BOQ (1).xlsx | H |  |  | NEW | CITYWALK PHASE-05, PLOT 5.11 | Residential | CITYWALK RESIDENTIAL 1 LLC |  | K — Accessories | K | K05 | K0504 |  | EWH 100 litre | 6 | Nr. | AED | 854 | 5124 | 5.04 | Water Installations – Water Hammer Arrestor 100L | No. | 85 | AI | ✓ | Priced
| Citywalk Plot 5.11 Main Works Contract BOQ (1).xlsx | J |  |  | NEW | CITYWALK PHASE-05, PLOT 5.11 | Residential | CITYWALK RESIDENTIAL 1 LLC |  | Q — Mechanical Engineering Installations | Q | Q07 | Q0700 | Q7 Insulation, including linings and protective coverings | Water booster pump set (BP-01); (1 duty + 1 assist) of 6L/S flow at 2.5 BAR head, including expansion tank and built in VFD; base mounted | 1 | Nr. | AED | 41980 | 41980 | 5.06 | Mechanical Engineering Installations | Length (m), Weight (t), Area (m²), Enumerated (nr), Item | 65 | Fuzzy | ⚠ | Priced
| Citywalk Plot 5.11 Main Works Contract BOQ (1).xlsx | A |  |  | NEW | CITYWALK PHASE-05, PLOT 5.11 | Residential | CITYWALK RESIDENTIAL 1 LLC |  | K — Accessories | K | K05 | K0504 |  | GRP tank, capacity 47m3; size: 5.0 x 3.5 x 3.0m | 1 | Nr. | AED | 132236 | 132236 | 5.04 | Water Installations – GRP Tank 47m³ | No. | 90 | AI | ✓ | Priced
| Citywalk Plot 5.11 Main Works Contract BOQ (1).xlsx | B |  |  | NEW | CITYWALK PHASE-05, PLOT 5.11 | Residential | CITYWALK RESIDENTIAL 1 LLC |  | K — Accessories | K | K05 | K0504 |  | For RCC domestic water tank | 1 | Item | AED | 5597 | 5597 | 5.04 | Water Installations – RCC Domestic Water Tank | No. | 90 | AI | ✓ | Priced
| Citywalk Plot 5.11 Main Works Contract BOQ (1).xlsx | A |  |  | NEW | CITYWALK PHASE-05, PLOT 5.11 | Residential | CITYWALK RESIDENTIAL 1 LLC |  | Q — Mechanical Engineering Installations | Q | Q02 | Q0201 | Q2 Pipework and gutterwork | 25mm diameter | 2689 | m | AED | 112 | 301168 | 3.01 | Mechanical – Pipe | Length (m) | 90 | Rule | ✓ | Priced
| Citywalk Plot 5.11 Main Works Contract BOQ (1).xlsx | B |  |  | NEW | CITYWALK PHASE-05, PLOT 5.11 | Residential | CITYWALK RESIDENTIAL 1 LLC |  | Q — Mechanical Engineering Installations | Q | Q02 | Q0201 | Q2 Pipework and gutterwork | 32mm diameter | 418 | m | AED | 143 | 59774 | 3.01 | Mechanical – Pipe | Length (m) | 90 | Rule | ✓ | Priced
| Citywalk Plot 5.11 Main Works Contract BOQ (1).xlsx | C |  |  | NEW | CITYWALK PHASE-05, PLOT 5.11 | Residential | CITYWALK RESIDENTIAL 1 LLC |  | Q — Mechanical Engineering Installations | Q | Q02 | Q0201 | Q2 Pipework and gutterwork | 40mm diameter | 158 | m | AED | 179 | 28282 | 3.01 | Mechanical – Pipe | Length (m) | 90 | Rule | ✓ | Priced
| Citywalk Plot 5.11 Main Works Contract BOQ (1).xlsx | D |  |  | NEW | CITYWALK PHASE-05, PLOT 5.11 | Residential | CITYWALK RESIDENTIAL 1 LLC |  | Q — Mechanical Engineering Installations | Q | Q02 | Q0201 | Q2 Pipework and gutterwork | 50mm diameter | 513 | m | AED | 227 | 116451 | 3.01 | Mechanical – Drainage Pipe | Length (m) | 88 | Rule | ✓ | Priced
| Citywalk Plot 5.11 Main Works Contract BOQ (1).xlsx | E |  |  | NEW | CITYWALK PHASE-05, PLOT 5.11 | Residential | CITYWALK RESIDENTIAL 1 LLC |  | Q — Mechanical Engineering Installations | Q | Q02 | Q0201 | Q2 Pipework and gutterwork | 65mm diameter | 306 | m | AED | 347 | 106182 | 3.01 | Mechanical – Drainage Pipe | Length (m) | 88 | Rule | ✓ | Priced
| Citywalk Plot 5.11 Main Works Contract BOQ (1).xlsx | F |  |  | NEW | CITYWALK PHASE-05, PLOT 5.11 | Residential | CITYWALK RESIDENTIAL 1 LLC |  | Q — Mechanical Engineering Installations | Q | Q02 | Q0201 | Q2 Pipework and gutterwork | 80mm diameter | 241 | m | AED | 473 | 113993 | 3.01 | Mechanical – Drainage Pipe | Length (m) | 90 | Rule | ✓ | Priced
| Citywalk Plot 5.11 Main Works Contract BOQ (1).xlsx | G |  |  | NEW | CITYWALK PHASE-05, PLOT 5.11 | Residential | CITYWALK RESIDENTIAL 1 LLC |  | Q — Mechanical Engineering Installations | Q | Q02 | Q0201 | Q2 Pipework and gutterwork | 100mm diameter | 385 | m | AED | 644 | 247940 | 3.01 | Mechanical – Drainage Pipe | Length (m) | 90 | Rule | ✓ | Priced
| Citywalk Plot 5.11 Main Works Contract BOQ (1).xlsx | H |  |  | NEW | CITYWALK PHASE-05, PLOT 5.11 | Residential | CITYWALK RESIDENTIAL 1 LLC |  | Q — Mechanical Engineering Installations | Q | Q02 | Q0201 | Q2 Pipework and gutterwork | 150mm diameter | 74 | m | AED | 1066 | 78884 | 3.01 | Mechanical – Drainage Pipe | Length (m) | 90 | Rule | ✓ | Priced
| Citywalk Plot 5.11 Main Works Contract BOQ (1).xlsx | A |  |  | NEW | CITYWALK PHASE-05, PLOT 5.11 | Residential | CITYWALK RESIDENTIAL 1 LLC |  | Q — Mechanical Engineering Installations | Q | Q02 | Q0201 | Q2 Pipework and gutterwork | 65mm diameter | 1 | m | AED | 347 | 347 | 3.01 | Mechanical – Drainage Pipe | Length (m) | 88 | Rule | ✓ | Priced
| Citywalk Plot 5.11 Main Works Contract BOQ (1).xlsx | B |  |  | NEW | CITYWALK PHASE-05, PLOT 5.11 | Residential | CITYWALK RESIDENTIAL 1 LLC |  | Q — Mechanical Engineering Installations | Q | Q02 | Q0201 | Q2 Pipework and gutterwork | 150mm diameter | 194 | m | AED | 1066 | 206804 | 3.01 | Mechanical – Drainage Pipe | Length (m) | 90 | Rule | ✓ | Priced
| Citywalk Plot 5.11 Main Works Contract BOQ (1).xlsx | C |  |  | NEW | CITYWALK PHASE-05, PLOT 5.11 | Residential | CITYWALK RESIDENTIAL 1 LLC |  | Q — Mechanical Engineering Installations | Q | Q02 | Q0201 | Q2 Pipework and gutterwork | 50mm diameter | 34 | m | AED | 227 | 7718 | 3.01 | Mechanical – Drainage Pipe | Length (m) | 88 | Rule | ✓ | Priced
| Citywalk Plot 5.11 Main Works Contract BOQ (1).xlsx | D |  |  | NEW | CITYWALK PHASE-05, PLOT 5.11 | Residential | CITYWALK RESIDENTIAL 1 LLC |  | Q — Mechanical Engineering Installations | Q | Q02 | Q0201 | Q2 Pipework and gutterwork | 100mm diameter | 1 | Nr. | AED | 1749 | 1749 | 3.01 | Mechanical – Drainage Pipe | Length (m) | 90 | Rule | ✓ | Priced
| Citywalk Plot 5.11 Main Works Contract BOQ (1).xlsx | E |  |  | NEW | CITYWALK PHASE-05, PLOT 5.11 | Residential | CITYWALK RESIDENTIAL 1 LLC |  | Q — Mechanical Engineering Installations | Q | Q02 | Q0201 | Q2 Pipework and gutterwork | 150mm diameter | 8 | Nr. | AED | 1959 | 15672 | 3.01 | Mechanical – Drainage Pipe | Length (m) | 90 | Rule | ✓ | Priced
| Citywalk Plot 5.11 Main Works Contract BOQ (1).xlsx | F |  |  | NEW | CITYWALK PHASE-05, PLOT 5.11 | Residential | CITYWALK RESIDENTIAL 1 LLC |  | Q — Mechanical Engineering Installations | Q | Q02 | Q0201 | Q2 Pipework and gutterwork | Fixed to 50mm diameter | 2 | Nr. | AED | 483 | 966 | 3.01 | Mechanical – Drainage Pipe | Length (m) | 88 | Rule | ✓ | Priced
| Citywalk Plot 5.11 Main Works Contract BOQ (1).xlsx | G |  |  | NEW | CITYWALK PHASE-05, PLOT 5.11 | Residential | CITYWALK RESIDENTIAL 1 LLC |  | Q — Mechanical Engineering Installations | Q | Q02 | Q0201 | Q2 Pipework and gutterwork | Fixed to 150mm diameter | 4 | Nr. | AED | 587 | 2348 | 3.01 | Mechanical – Drainage Pipe | Length (m) | 90 | Rule | ✓ | Priced
| Citywalk Plot 5.11 Main Works Contract BOQ (1).xlsx | H |  |  | NEW | CITYWALK PHASE-05, PLOT 5.11 | Residential | CITYWALK RESIDENTIAL 1 LLC |  | Q — Mechanical Engineering Installations | Q | Q05 | Q0501 | Q5 Automatic controls | Upright sprinkler head | 208 | Nr. | AED | 33 | 6864 | 3.01 | Mechanical – Sprinkler Head | Enumerated (nr) | 97 | Rule | ✓ | Priced
| Citywalk Plot 5.11 Main Works Contract BOQ (1).xlsx | J |  |  | NEW | CITYWALK PHASE-05, PLOT 5.11 | Residential | CITYWALK RESIDENTIAL 1 LLC |  | Q — Mechanical Engineering Installations | Q | Q05 | Q0501 | Q5 Automatic controls | Concealed sprinkler head | 858 | Nr. | AED | 44 | 37752 | 3.01 | Mechanical – Sprinkler Head | Enumerated (nr) | 97 | Rule | ✓ | Priced
| Citywalk Plot 5.11 Main Works Contract BOQ (1).xlsx | K |  |  | NEW | CITYWALK PHASE-05, PLOT 5.11 | Residential | CITYWALK RESIDENTIAL 1 LLC |  | Q — Mechanical Engineering Installations | Q | Q05 | Q0501 | Q5 Automatic controls | Side wall sprinkler head | 20 | Nr. | AED | 53 | 1060 | 3.01 | Mechanical – Sprinkler Head | Enumerated (nr) | 97 | Rule | ✓ | Priced
| Citywalk Plot 5.11 Main Works Contract BOQ (1).xlsx | L |  |  | NEW | CITYWALK PHASE-05, PLOT 5.11 | Residential | CITYWALK RESIDENTIAL 1 LLC |  | Q — Mechanical Engineering Installations | Q | Q05 | Q0501 | Q5 Automatic controls | Concealed side wall sprinkler head | 225 | Nr. | AED | 59 | 13275 | 3.01 | Mechanical – Sprinkler Head | Enumerated (nr) | 97 | Rule | ✓ | Priced
| Citywalk Plot 5.11 Main Works Contract BOQ (1).xlsx | M |  |  | NEW | CITYWALK PHASE-05, PLOT 5.11 | Residential | CITYWALK RESIDENTIAL 1 LLC |  | Q — Mechanical Engineering Installations | Q | Q05 | Q0501 | Q5 Automatic controls | Extended side wall sprinkler head | 145 | Nr. | AED | 55 | 7975 | 3.01 | Mechanical – Sprinkler Head | Enumerated (nr) | 97 | Rule | ✓ | Priced
| Citywalk Plot 5.11 Main Works Contract BOQ (1).xlsx | A |  |  | NEW | CITYWALK PHASE-05, PLOT 5.11 | Residential | CITYWALK RESIDENTIAL 1 LLC |  | K — Accessories | K | K05 | K0511 |  | Fire blanket | 114 | Nr. | AED | 77 | 8778 | 5.11 | Fire & Lightning Protection – Fire Blanket | No. | 90 | AI | ✓ | Priced
| Citywalk Plot 5.11 Main Works Contract BOQ (1).xlsx | B |  |  | NEW | CITYWALK PHASE-05, PLOT 5.11 | Residential | CITYWALK RESIDENTIAL 1 LLC |  | K — Accessories | K | K05 | K0511 |  | 2.5Kg dry powder fire extinguisher | 114 | Nr. | AED | 91 | 10374 | 5.11 | Fire & Lightning Protection – Dry Powder Fire Extinguisher 2.5kg | No. | 95 | AI | ✓ | Priced
| Citywalk Plot 5.11 Main Works Contract BOQ (1).xlsx | C |  |  | NEW | CITYWALK PHASE-05, PLOT 5.11 | Residential | CITYWALK RESIDENTIAL 1 LLC |  | Q — Mechanical Engineering Installations | Q | Q05 | Q0501 | Q5 Automatic controls | 5kg CO2 fire extinguisher | 20 | Nr. | AED | 259 | 5180 | 5.11 | Fire & Lightning Protection – Fire Extinguishers | Number | 85 | AI | ✓ | Priced
| Citywalk Plot 5.11 Main Works Contract BOQ (1).xlsx | D |  |  | NEW | CITYWALK PHASE-05, PLOT 5.11 | Residential | CITYWALK RESIDENTIAL 1 LLC |  | Q — Mechanical Engineering Installations | Q | Q05 | Q0501 | Q5 Automatic controls | 6kg dry powder fire extinguisher | 2 | Nr. | AED | 147 | 294 | 5.11 | Fire & Lightning Protection – Fire Extinguishers | Number | 85 | AI | ✓ | Priced
| Citywalk Plot 5.11 Main Works Contract BOQ (1).xlsx | E |  |  | NEW | CITYWALK PHASE-05, PLOT 5.11 | Residential | CITYWALK RESIDENTIAL 1 LLC |  | Q — Mechanical Engineering Installations | Q | Q05 | Q0501 | Q5 Automatic controls | FHC; fire hose reel cabinet | 27 | Nr. | AED | 6017 | 162459 | 5.11 | Fire & Lightning Protection – Fire Hose Reels | Number | 88 | AI | ✓ | Priced
| Citywalk Plot 5.11 Main Works Contract BOQ (1).xlsx | F |  |  | NEW | CITYWALK PHASE-05, PLOT 5.11 | Residential | CITYWALK RESIDENTIAL 1 LLC |  | Q — Mechanical Engineering Installations | Q | Q05 | Q0501 | Q5 Automatic controls | For GSM Room (approximately; 11m²) | 1 | Item | AED | 38919 | 38919 | 5.11 | Fire & Lightning Protection – Fire Safety for GSM Room | Area (m²) | 82 | AI | ⚠ | Priced
| Citywalk Plot 5.11 Main Works Contract BOQ (1).xlsx | G |  |  | NEW | CITYWALK PHASE-05, PLOT 5.11 | Residential | CITYWALK RESIDENTIAL 1 LLC |  | Q — Mechanical Engineering Installations | Q | Q05 | Q0501 | Q5 Automatic controls | For MCC Room (approximately; 27m²) | 1 | Item | AED | 52475 | 52475 | 5.11 | Fire & Lightning Protection – Fire Safety for MCC Room | Area (m²) | 82 | AI | ⚠ | Priced
| Citywalk Plot 5.11 Main Works Contract BOQ (1).xlsx | A |  |  | NEW | CITYWALK PHASE-05, PLOT 5.11 | Residential | CITYWALK RESIDENTIAL 1 LLC |  | Q — Mechanical Engineering Installations | Q | Q02 | Q0201 | Q2 Pipework and gutterwork | 20mm diameter | 1843 | m | AED | 171 | 315153 | 3.01 | Mechanical – Pipe | Length (m) | 90 | Rule | ✓ | Priced
| Citywalk Plot 5.11 Main Works Contract BOQ (1).xlsx | B |  |  | NEW | CITYWALK PHASE-05, PLOT 5.11 | Residential | CITYWALK RESIDENTIAL 1 LLC |  | Q — Mechanical Engineering Installations | Q | Q02 | Q0201 | Q2 Pipework and gutterwork | 25mm diameter | 786 | m | AED | 229 | 179994 | 3.01 | Mechanical – Pipe | Length (m) | 90 | Rule | ✓ | Priced
| Citywalk Plot 5.11 Main Works Contract BOQ (1).xlsx | C |  |  | NEW | CITYWALK PHASE-05, PLOT 5.11 | Residential | CITYWALK RESIDENTIAL 1 LLC |  | Q — Mechanical Engineering Installations | Q | Q02 | Q0201 | Q2 Pipework and gutterwork | 32mm diameter | 241 | m | AED | 287 | 69167 | 3.01 | Mechanical – Pipe | Length (m) | 90 | Rule | ✓ | Priced
| Citywalk Plot 5.11 Main Works Contract BOQ (1).xlsx | D |  |  | NEW | CITYWALK PHASE-05, PLOT 5.11 | Residential | CITYWALK RESIDENTIAL 1 LLC |  | Q — Mechanical Engineering Installations | Q | Q02 | Q0201 | Q2 Pipework and gutterwork | 40mm diameter | 293 | m | AED | 337 | 98741 | 3.01 | Mechanical – Pipe | Length (m) | 90 | Rule | ✓ | Priced
| Citywalk Plot 5.11 Main Works Contract BOQ (1).xlsx | E |  |  | NEW | CITYWALK PHASE-05, PLOT 5.11 | Residential | CITYWALK RESIDENTIAL 1 LLC |  | Q — Mechanical Engineering Installations | Q | Q02 | Q0201 | Q2 Pipework and gutterwork | 50mm diameter | 432 | m | AED | 449 | 193968 | 3.01 | Mechanical – Drainage Pipe | Length (m) | 88 | Rule | ✓ | Priced
| Citywalk Plot 5.11 Main Works Contract BOQ (1).xlsx | F |  |  | NEW | CITYWALK PHASE-05, PLOT 5.11 | Residential | CITYWALK RESIDENTIAL 1 LLC |  | Q — Mechanical Engineering Installations | Q | Q02 | Q0201 | Q2 Pipework and gutterwork | 65mm diameter | 254 | m | AED | 658 | 167132 | 3.01 | Mechanical – Drainage Pipe | Length (m) | 88 | Rule | ✓ | Priced
| Citywalk Plot 5.11 Main Works Contract BOQ (1).xlsx | A |  |  | NEW | CITYWALK PHASE-05, PLOT 5.11 | Residential | CITYWALK RESIDENTIAL 1 LLC |  | Q — Mechanical Engineering Installations | Q | Q02 | Q0201 | Q2 Pipework and gutterwork | 80mm diameter | 106 | m | AED | 856 | 90736 | 3.01 | Mechanical – Drainage Pipe | Length (m) | 90 | Rule | ✓ | Priced
| Citywalk Plot 5.11 Main Works Contract BOQ (1).xlsx | B |  |  | NEW | CITYWALK PHASE-05, PLOT 5.11 | Residential | CITYWALK RESIDENTIAL 1 LLC |  | Q — Mechanical Engineering Installations | Q | Q02 | Q0201 | Q2 Pipework and gutterwork | 100mm diameter | 7 | m | AED | 1212 | 8484 | 3.01 | Mechanical – Drainage Pipe | Length (m) | 90 | Rule | ✓ | Priced
| Citywalk Plot 5.11 Main Works Contract BOQ (1).xlsx | C |  |  | NEW | CITYWALK PHASE-05, PLOT 5.11 | Residential | CITYWALK RESIDENTIAL 1 LLC |  | Q — Mechanical Engineering Installations | Q | Q02 | Q0201 | Q2 Pipework and gutterwork | 125mm diameter | 16 | m | AED | 1433 | 22928 | 3.01 | Mechanical – Pipe | Length (m) | 90 | Rule | ✓ | Priced
| Citywalk Plot 5.11 Main Works Contract BOQ (1).xlsx | D |  |  | NEW | CITYWALK PHASE-05, PLOT 5.11 | Residential | CITYWALK RESIDENTIAL 1 LLC |  | Q — Mechanical Engineering Installations | Q | Q02 | Q0201 | Q2 Pipework and gutterwork | 150mm diameter | 27 | m | AED | 1719 | 46413 | 3.01 | Mechanical – Drainage Pipe | Length (m) | 90 | Rule | ✓ | Priced
| Citywalk Plot 5.11 Main Works Contract BOQ (1).xlsx | E |  |  | NEW | CITYWALK PHASE-05, PLOT 5.11 | Residential | CITYWALK RESIDENTIAL 1 LLC |  | Q — Mechanical Engineering Installations | Q | Q02 | Q0201 | Q2 Pipework and gutterwork | 200mm diameter | 20 | m | AED | 2126 | 42520 | 3.01 | Mechanical – Drainage Pipe | Length (m) | 90 | Rule | ✓ | Priced
| Citywalk Plot 5.11 Main Works Contract BOQ (1).xlsx | F |  |  | NEW | CITYWALK PHASE-05, PLOT 5.11 | Residential | CITYWALK RESIDENTIAL 1 LLC |  | Q — Mechanical Engineering Installations | Q | Q02 | Q0201 | Q2 Pipework and gutterwork | 250mm diameter | 156 | m | AED | 2190 | 341640 | 3.01 | Mechanical – Drainage Pipe | Length (m) | 88 | Rule | ✓ | Priced
| Citywalk Plot 5.11 Main Works Contract BOQ (1).xlsx | G |  |  | NEW | CITYWALK PHASE-05, PLOT 5.11 | Residential | CITYWALK RESIDENTIAL 1 LLC |  | Q — Mechanical Engineering Installations | Q | Q02 | Q0201 | Q2 Pipework and gutterwork | 20mm diameter | 1750 | m | AED | 90 | 157500 | 3.01 | Mechanical – Pipe | Length (m) | 90 | Rule | ✓ | Priced
| Citywalk Plot 5.11 Main Works Contract BOQ (1).xlsx | H |  |  | NEW | CITYWALK PHASE-05, PLOT 5.11 | Residential | CITYWALK RESIDENTIAL 1 LLC |  | Q — Mechanical Engineering Installations | Q | Q02 | Q0201 | Q2 Pipework and gutterwork | 25mm diameter | 786 | m | AED | 104 | 81744 | 3.01 | Mechanical – Pipe | Length (m) | 90 | Rule | ✓ | Priced
| Citywalk Plot 5.11 Main Works Contract BOQ (1).xlsx | J |  |  | NEW | CITYWALK PHASE-05, PLOT 5.11 | Residential | CITYWALK RESIDENTIAL 1 LLC |  | Q — Mechanical Engineering Installations | Q | Q02 | Q0201 | Q2 Pipework and gutterwork | 32mm diameter | 241 | m | AED | 137 | 33017 | 3.01 | Mechanical – Pipe | Length (m) | 90 | Rule | ✓ | Priced
| Citywalk Plot 5.11 Main Works Contract BOQ (1).xlsx | K |  |  | NEW | CITYWALK PHASE-05, PLOT 5.11 | Residential | CITYWALK RESIDENTIAL 1 LLC |  | Q — Mechanical Engineering Installations | Q | Q02 | Q0201 | Q2 Pipework and gutterwork | 40mm diameter | 293 | m | AED | 151 | 44243 | 3.01 | Mechanical – Pipe | Length (m) | 90 | Rule | ✓ | Priced
| Citywalk Plot 5.11 Main Works Contract BOQ (1).xlsx | L |  |  | NEW | CITYWALK PHASE-05, PLOT 5.11 | Residential | CITYWALK RESIDENTIAL 1 LLC |  | Q — Mechanical Engineering Installations | Q | Q02 | Q0201 | Q2 Pipework and gutterwork | 50mm diameter | 414 | m | AED | 192 | 79488 | 3.01 | Mechanical – Drainage Pipe | Length (m) | 88 | Rule | ✓ | Priced
| Citywalk Plot 5.11 Main Works Contract BOQ (1).xlsx | M |  |  | NEW | CITYWALK PHASE-05, PLOT 5.11 | Residential | CITYWALK RESIDENTIAL 1 LLC |  | Q — Mechanical Engineering Installations | Q | Q02 | Q0201 | Q2 Pipework and gutterwork | 65mm diameter | 254 | m | AED | 349 | 88646 | 3.01 | Mechanical – Drainage Pipe | Length (m) | 88 | Rule | ✓ | Priced
| Citywalk Plot 5.11 Main Works Contract BOQ (1).xlsx | N |  |  | NEW | CITYWALK PHASE-05, PLOT 5.11 | Residential | CITYWALK RESIDENTIAL 1 LLC |  | Q — Mechanical Engineering Installations | Q | Q02 | Q0201 | Q2 Pipework and gutterwork | 80mm diameter | 106 | m | AED | 422 | 44732 | 3.01 | Mechanical – Drainage Pipe | Length (m) | 90 | Rule | ✓ | Priced
| Citywalk Plot 5.11 Main Works Contract BOQ (1).xlsx | P |  |  | NEW | CITYWALK PHASE-05, PLOT 5.11 | Residential | CITYWALK RESIDENTIAL 1 LLC |  | Q — Mechanical Engineering Installations | Q | Q02 | Q0201 | Q2 Pipework and gutterwork | 100mm diameter | 7 | m | AED | 545 | 3815 | 3.01 | Mechanical – Drainage Pipe | Length (m) | 90 | Rule | ✓ | Priced
| Citywalk Plot 5.11 Main Works Contract BOQ (1).xlsx | Q |  |  | NEW | CITYWALK PHASE-05, PLOT 5.11 | Residential | CITYWALK RESIDENTIAL 1 LLC |  | Q — Mechanical Engineering Installations | Q | Q02 | Q0201 | Q2 Pipework and gutterwork | 150mm diameter | 27 | m | AED | 791 | 21357 | 3.01 | Mechanical – Drainage Pipe | Length (m) | 90 | Rule | ✓ | Priced
| Citywalk Plot 5.11 Main Works Contract BOQ (1).xlsx | R |  |  | NEW | CITYWALK PHASE-05, PLOT 5.11 | Residential | CITYWALK RESIDENTIAL 1 LLC |  | Q — Mechanical Engineering Installations | Q | Q02 | Q0201 | Q2 Pipework and gutterwork | 200mm diameter | 20 | m | AED | 1051 | 21020 | 3.01 | Mechanical – Drainage Pipe | Length (m) | 90 | Rule | ✓ | Priced
| Citywalk Plot 5.11 Main Works Contract BOQ (1).xlsx | A |  |  | NEW | CITYWALK PHASE-05, PLOT 5.11 | Residential | CITYWALK RESIDENTIAL 1 LLC |  | Q — Mechanical Engineering Installations | Q | Q02 | Q0201 | Q2 Pipework and gutterwork | 20mm diameter | 93 | m | AED | 302 | 28086 | 3.01 | Mechanical – Pipe | Length (m) | 90 | Rule | ✓ | Priced
| Citywalk Plot 5.11 Main Works Contract BOQ (1).xlsx | B |  |  | NEW | CITYWALK PHASE-05, PLOT 5.11 | Residential | CITYWALK RESIDENTIAL 1 LLC |  | Q — Mechanical Engineering Installations | Q | Q02 | Q0201 | Q2 Pipework and gutterwork | 50mm diameter | 18 | m | AED | 562 | 10116 | 3.01 | Mechanical – Drainage Pipe | Length (m) | 88 | Rule | ✓ | Priced
| Citywalk Plot 5.11 Main Works Contract BOQ (1).xlsx | C |  |  | NEW | CITYWALK PHASE-05, PLOT 5.11 | Residential | CITYWALK RESIDENTIAL 1 LLC |  | Q — Mechanical Engineering Installations | Q | Q02 | Q0201 | Q2 Pipework and gutterwork | 125mm diameter | 16 | m | AED | 1587 | 25392 | 3.01 | Mechanical – Pipe | Length (m) | 90 | Rule | ✓ | Priced
| Citywalk Plot 5.11 Main Works Contract BOQ (1).xlsx | D |  |  | NEW | CITYWALK PHASE-05, PLOT 5.11 | Residential | CITYWALK RESIDENTIAL 1 LLC |  | Q — Mechanical Engineering Installations | Q | Q02 | Q0201 | Q2 Pipework and gutterwork | 250mm diameter | 156 | m | AED | 2063 | 321828 | 3.01 | Mechanical – Drainage Pipe | Length (m) | 88 | Rule | ✓ | Priced
| Citywalk Plot 5.11 Main Works Contract BOQ (1).xlsx | E |  |  | NEW | CITYWALK PHASE-05, PLOT 5.11 | Residential | CITYWALK RESIDENTIAL 1 LLC |  | Q — Mechanical Engineering Installations | Q | Q02 | Q0201 | Q2 Pipework and gutterwork | 25mm diameter | 112 | Nr. | AED | 2868 | 321216 | 3.01 | Mechanical – Pipe | Length (m) | 90 | Rule | ✓ | Priced
| Citywalk Plot 5.11 Main Works Contract BOQ (1).xlsx | F |  |  | NEW | CITYWALK PHASE-05, PLOT 5.11 | Residential | CITYWALK RESIDENTIAL 1 LLC |  | Q — Mechanical Engineering Installations | Q | Q02 | Q0201 | Q2 Pipework and gutterwork | 32mm diameter | 5 | Nr. | AED | 4791 | 23955 | 3.01 | Mechanical – Pipe | Length (m) | 90 | Rule | ✓ | Priced
| Citywalk Plot 5.11 Main Works Contract BOQ (1).xlsx | G |  |  | NEW | CITYWALK PHASE-05, PLOT 5.11 | Residential | CITYWALK RESIDENTIAL 1 LLC |  | Q — Mechanical Engineering Installations | Q | Q02 | Q0201 | Q2 Pipework and gutterwork | 20mm diameter | 226 | Nr. | AED | 168 | 37968 | 3.01 | Mechanical – Pipe | Length (m) | 90 | Rule | ✓ | Priced
| Citywalk Plot 5.11 Main Works Contract BOQ (1).xlsx | H |  |  | NEW | CITYWALK PHASE-05, PLOT 5.11 | Residential | CITYWALK RESIDENTIAL 1 LLC |  | Q — Mechanical Engineering Installations | Q | Q02 | Q0201 | Q2 Pipework and gutterwork | 25mm diameter | 116 | Nr. | AED | 236 | 27376 | 3.01 | Mechanical – Pipe | Length (m) | 90 | Rule | ✓ | Priced
| Citywalk Plot 5.11 Main Works Contract BOQ (1).xlsx | J |  |  | NEW | CITYWALK PHASE-05, PLOT 5.11 | Residential | CITYWALK RESIDENTIAL 1 LLC |  | Q — Mechanical Engineering Installations | Q | Q02 | Q0201 | Q2 Pipework and gutterwork | 32mm diameter | 5 | Nr. | AED | 366 | 1830 | 3.01 | Mechanical – Pipe | Length (m) | 90 | Rule | ✓ | Priced
| Citywalk Plot 5.11 Main Works Contract BOQ (1).xlsx | K |  |  | NEW | CITYWALK PHASE-05, PLOT 5.11 | Residential | CITYWALK RESIDENTIAL 1 LLC |  | Q — Mechanical Engineering Installations | Q | Q02 | Q0201 | Q2 Pipework and gutterwork | 80mm diameter | 8 | Nr. | AED | 2329 | 18632 | 3.01 | Mechanical – Drainage Pipe | Length (m) | 90 | Rule | ✓ | Priced
| Citywalk Plot 5.11 Main Works Contract BOQ (1).xlsx | L |  |  | NEW | CITYWALK PHASE-05, PLOT 5.11 | Residential | CITYWALK RESIDENTIAL 1 LLC |  | Q — Mechanical Engineering Installations | Q | Q02 | Q0201 | Q2 Pipework and gutterwork | 250mm diameter | 2 | Nr. | AED | 7064 | 14128 | 3.01 | Mechanical – Drainage Pipe | Length (m) | 88 | Rule | ✓ | Priced
| Citywalk Plot 5.11 Main Works Contract BOQ (1).xlsx | M |  |  | NEW | CITYWALK PHASE-05, PLOT 5.11 | Residential | CITYWALK RESIDENTIAL 1 LLC |  | Q — Mechanical Engineering Installations | Q | Q02 | Q0201 | Q2 Pipework and gutterwork | 80mm diameter | 8 | Nr. | AED | 4564 | 36512 | 3.01 | Mechanical – Drainage Pipe | Length (m) | 90 | Rule | ✓ | Priced
| Citywalk Plot 5.11 Main Works Contract BOQ (1).xlsx | N |  |  | NEW | CITYWALK PHASE-05, PLOT 5.11 | Residential | CITYWALK RESIDENTIAL 1 LLC |  | Q — Mechanical Engineering Installations | Q | Q02 | Q0201 | Q2 Pipework and gutterwork | 20mm diameter | 226 | Nr. | AED | 1769 | 399794 | 3.01 | Mechanical – Pipe | Length (m) | 90 | Rule | ✓ | Priced
| Citywalk Plot 5.11 Main Works Contract BOQ (1).xlsx | A |  |  | NEW | CITYWALK PHASE-05, PLOT 5.11 | Residential | CITYWALK RESIDENTIAL 1 LLC |  | Q — Mechanical Engineering Installations | Q | Q02 | Q0201 | Q2 Pipework and gutterwork | 25mm diameter | 12 | Nr. | AED | 1970 | 23640 | 3.01 | Mechanical – Pipe | Length (m) | 90 | Rule | ✓ | Priced
| Citywalk Plot 5.11 Main Works Contract BOQ (1).xlsx | B |  |  | NEW | CITYWALK PHASE-05, PLOT 5.11 | Residential | CITYWALK RESIDENTIAL 1 LLC |  | Q — Mechanical Engineering Installations | Q | Q02 | Q0201 | Q2 Pipework and gutterwork | 250mm diameter | 1 | Nr. | AED | 18135 | 18135 | 3.01 | Mechanical – Drainage Pipe | Length (m) | 88 | Rule | ✓ | Priced
| Citywalk Plot 5.11 Main Works Contract BOQ (1).xlsx | C |  |  | NEW | CITYWALK PHASE-05, PLOT 5.11 | Residential | CITYWALK RESIDENTIAL 1 LLC |  | Q — Mechanical Engineering Installations | Q | Q02 | Q0201 | Q2 Pipework and gutterwork | 200mm diameter | 2 | Nr. | AED | 3746 | 7492 | 3.01 | Mechanical – Drainage Pipe | Length (m) | 90 | Rule | ✓ | Priced
| Citywalk Plot 5.11 Main Works Contract BOQ (1).xlsx | D |  |  | NEW | CITYWALK PHASE-05, PLOT 5.11 | Residential | CITYWALK RESIDENTIAL 1 LLC |  | R — Electrical Engineering Installations | R | R04 | R0401 | R4 Final sub-circuits and auxiliary installations | Chiller 01; cooling capacity 284.0TR each, electrical load 462.0kW | 2 | Nr. | AED | 1073500 | 2147000 | 5.08 | Electrical Engineering Installations | Length (m), Enumerated (nr), Item | 66 | Fuzzy | ⚠ | Priced
| Citywalk Plot 5.11 Main Works Contract BOQ (1).xlsx | E |  |  | NEW | CITYWALK PHASE-05, PLOT 5.11 | Residential | CITYWALK RESIDENTIAL 1 LLC |  | Q — Mechanical Engineering Installations | Q | Q04 | Q0403 | Q4 Equipment | CHWP-RF-01 (duty); 43.3L/s @ 400KPA head | 1 | Nr. | AED | 104130 | 104130 | 5.06 | Space Heating & Air Treatment – Pump Duty | Number | 80 | AI | ⚠ | Priced
| Citywalk Plot 5.11 Main Works Contract BOQ (1).xlsx | F |  |  | NEW | CITYWALK PHASE-05, PLOT 5.11 | Residential | CITYWALK RESIDENTIAL 1 LLC |  | Q — Mechanical Engineering Installations | Q | Q04 | Q0403 | Q4 Equipment | CHWP-RF-02 (duty); 43.3L/s @ 400KPA head | 1 | Nr. | AED | 104130 | 104130 | 5.06 | Space Heating & Air Treatment – Pump Duty | Number | 80 | AI | ⚠ | Priced
| Citywalk Plot 5.11 Main Works Contract BOQ (1).xlsx | G |  |  | NEW | CITYWALK PHASE-05, PLOT 5.11 | Residential | CITYWALK RESIDENTIAL 1 LLC |  | Q — Mechanical Engineering Installations | Q | Q04 | Q0403 | Q4 Equipment | CHWP-RF-03 (stand-by); 43.3L/s @ 400KPA head | 1 | Nr. | AED | 104130 | 104130 | 5.06 | Space Heating & Air Treatment – Pump Stand-by | Number | 80 | AI | ⚠ | Priced
| Citywalk Plot 5.11 Main Works Contract BOQ (1).xlsx | H |  |  | NEW | CITYWALK PHASE-05, PLOT 5.11 | Residential | CITYWALK RESIDENTIAL 1 LLC |  | Q — Mechanical Engineering Installations | Q | Q05 | Q0500 | Q5 Automatic controls | Automatic chemical dosing unit | 1 | Nr. | AED | 69172 | 69172 | 5.06 | Mechanical Engineering Installations | Length (m), Weight (t), Area (m²), Enumerated (nr), Item | 62 | Fuzzy | ⚠ | Priced
| Citywalk Plot 5.11 Main Works Contract BOQ (1).xlsx | A |  |  | NEW | CITYWALK PHASE-05, PLOT 5.11 | Residential | CITYWALK RESIDENTIAL 1 LLC |  | Q — Mechanical Engineering Installations | Q | Q04 | Q0404 | Q4 Equipment | Manual chemical dosing unit | 1 | Nr. | AED | 28298 | 28298 | 5.06 | Space Heating & Air Treatment – Chemical Dosing | Number | 83 | AI | ⚠ | Priced
| Citywalk Plot 5.11 Main Works Contract BOQ (1).xlsx | B |  |  | NEW | CITYWALK PHASE-05, PLOT 5.11 | Residential | CITYWALK RESIDENTIAL 1 LLC |  | B — Site Work | B | B04 | B0400 | B4 Site preparation | Pressurization unit | 1 | Nr. | AED | 42446 | 42446 | 8.01 | Site Works, Drainage, External Services & Landscaping | Volume (m³), Length (m), Area (m²), Enumerated (nr), Item | 62 | Fuzzy | ⚠ | Priced
| Citywalk Plot 5.11 Main Works Contract BOQ (1).xlsx | C |  |  | NEW | CITYWALK PHASE-05, PLOT 5.11 | Residential | CITYWALK RESIDENTIAL 1 LLC |  | Q — Mechanical Engineering Installations | Q | Q04 | Q0405 | Q4 Equipment | Air separator | 1 | Nr. | AED | 10000 | 10000 | 5.06 | Space Heating & Air Treatment – Air Separator | Number | 85 | AI | ✓ | Priced
| Citywalk Plot 5.11 Main Works Contract BOQ (1).xlsx | D |  |  | NEW | CITYWALK PHASE-05, PLOT 5.11 | Residential | CITYWALK RESIDENTIAL 1 LLC |  | Q — Mechanical Engineering Installations | Q | Q03 | Q0303 | Q3 Ductwork | Supply and return air ducts | 3044 | m² | AED | 135 | 410940 | 5.06 | Mechanical Engineering Installations | Length (m), Weight (t), Area (m²), Enumerated (nr), Item | 68 | Fuzzy | ⚠ | Priced
| Citywalk Plot 5.11 Main Works Contract BOQ (1).xlsx | E |  |  | NEW | CITYWALK PHASE-05, PLOT 5.11 | Residential | CITYWALK RESIDENTIAL 1 LLC |  | Q — Mechanical Engineering Installations | Q | Q03 | Q0303 | Q3 Ductwork | Supply and return air ducts | 2968 | m² | AED | 37 | 109816 | 5.06 | Mechanical Engineering Installations | Length (m), Weight (t), Area (m²), Enumerated (nr), Item | 68 | Fuzzy | ⚠ | Priced
| Citywalk Plot 5.11 Main Works Contract BOQ (1).xlsx | F |  |  | NEW | CITYWALK PHASE-05, PLOT 5.11 | Residential | CITYWALK RESIDENTIAL 1 LLC |  | Q — Mechanical Engineering Installations | Q | Q03 | Q0303 | Q3 Ductwork | Supply and return air ducts | 59 | m² | AED | 50 | 2950 | 5.06 | Mechanical Engineering Installations | Length (m), Weight (t), Area (m²), Enumerated (nr), Item | 68 | Fuzzy | ⚠ | Priced
| Citywalk Plot 5.11 Main Works Contract BOQ (1).xlsx | G |  |  | NEW | CITYWALK PHASE-05, PLOT 5.11 | Residential | CITYWALK RESIDENTIAL 1 LLC |  | Q — Mechanical Engineering Installations | Q | Q03 | Q0303 | Q3 Ductwork | Supply and return air ducts | 16 | m² | AED | 188 | 3008 | 5.06 | Mechanical Engineering Installations | Length (m), Weight (t), Area (m²), Enumerated (nr), Item | 68 | Fuzzy | ⚠ | Priced
| Citywalk Plot 5.11 Main Works Contract BOQ (1).xlsx | A |  |  | NEW | CITYWALK PHASE-05, PLOT 5.11 | Residential | CITYWALK RESIDENTIAL 1 LLC |  | G — Thermal And Moisture Protection | G | G04 | G0400 | G4 Insulation | Acoustic insulation (considered 3m of duct per equipment) | 1400 | m² | AED | 85 | 119000 | 2.03 | Roof / Thermal & Moisture Protection | Area (m²), Length (m), Enumerated (nr) | 79 | Fuzzy | ⚠ | Priced
| Citywalk Plot 5.11 Main Works Contract BOQ (1).xlsx | B |  |  | NEW | CITYWALK PHASE-05, PLOT 5.11 | Residential | CITYWALK RESIDENTIAL 1 LLC |  | Q — Mechanical Engineering Installations | Q | Q02 | Q0201 | Q2 Pipework and gutterwork | 150mm diameter; length 1.0m | 346 | Nr. | AED | 63 | 21798 | 3.01 | Mechanical – Drainage Pipe | Length (m) | 90 | Rule | ✓ | Priced
| Citywalk Plot 5.11 Main Works Contract BOQ (1).xlsx | C |  |  | NEW | CITYWALK PHASE-05, PLOT 5.11 | Residential | CITYWALK RESIDENTIAL 1 LLC |  | Q — Mechanical Engineering Installations | Q | Q02 | Q0201 | Q2 Pipework and gutterwork | 200mm diameter; length 1.0m | 156 | Nr. | AED | 83 | 12948 | 3.01 | Mechanical – Drainage Pipe | Length (m) | 90 | Rule | ✓ | Priced
| Citywalk Plot 5.11 Main Works Contract BOQ (1).xlsx | D |  |  | NEW | CITYWALK PHASE-05, PLOT 5.11 | Residential | CITYWALK RESIDENTIAL 1 LLC |  | Q — Mechanical Engineering Installations | Q | Q02 | Q0201 | Q2 Pipework and gutterwork | 200mm diameter | 129 | Nr. | AED | 207 | 26703 | 3.01 | Mechanical – Drainage Pipe | Length (m) | 90 | Rule | ✓ | Priced
| Citywalk Plot 5.11 Main Works Contract BOQ (1).xlsx | E |  |  | NEW | CITYWALK PHASE-05, PLOT 5.11 | Residential | CITYWALK RESIDENTIAL 1 LLC |  | Q — Mechanical Engineering Installations | Q | Q03 | Q0304 | Q3 Ductwork | 150x150mm | 270 | Nr. | AED | 215 | 58050 | 5.07 | Ventilation – Volume Damper 150x150mm | Number | 87 | AI | ✓ | Priced
| Citywalk Plot 5.11 Main Works Contract BOQ (1).xlsx | F |  |  | NEW | CITYWALK PHASE-05, PLOT 5.11 | Residential | CITYWALK RESIDENTIAL 1 LLC |  | Q — Mechanical Engineering Installations | Q | Q03 | Q0304 | Q3 Ductwork | 200x150mm | 15 | Nr. | AED | 234 | 3510 | 5.07 | Ventilation – Volume Damper 200x150mm | Number | 87 | AI | ✓ | Priced
| Citywalk Plot 5.11 Main Works Contract BOQ (1).xlsx | G |  |  | NEW | CITYWALK PHASE-05, PLOT 5.11 | Residential | CITYWALK RESIDENTIAL 1 LLC |  | Q — Mechanical Engineering Installations | Q | Q03 | Q0304 | Q3 Ductwork | 200x200mm | 57 | Nr. | AED | 301 | 17157 | 5.07 | Ventilation – Volume Damper 200x200mm | Number | 87 | AI | ✓ | Priced
| Citywalk Plot 5.11 Main Works Contract BOQ (1).xlsx | H |  |  | NEW | CITYWALK PHASE-05, PLOT 5.11 | Residential | CITYWALK RESIDENTIAL 1 LLC |  | Q — Mechanical Engineering Installations | Q | Q03 | Q0304 | Q3 Ductwork | 250x150mm | 24 | Nr. | AED | 253 | 6072 | 5.07 | Ventilation – Volume Damper 250x150mm | Number | 87 | AI | ✓ | Priced
| Citywalk Plot 5.11 Main Works Contract BOQ (1).xlsx | J |  |  | NEW | CITYWALK PHASE-05, PLOT 5.11 | Residential | CITYWALK RESIDENTIAL 1 LLC |  | Q — Mechanical Engineering Installations | Q | Q03 | Q0304 | Q3 Ductwork | 250x200mm | 1 | Nr. | AED | 321 | 321 | 5.07 | Ventilation – Volume Damper 250x200mm | Number | 87 | AI | ✓ | Priced
| Citywalk Plot 5.11 Main Works Contract BOQ (1).xlsx | K |  |  | NEW | CITYWALK PHASE-05, PLOT 5.11 | Residential | CITYWALK RESIDENTIAL 1 LLC |  | Q — Mechanical Engineering Installations | Q | Q03 | Q0304 | Q3 Ductwork | 300x150mm | 12 | Nr. | AED | 275 | 3300 | 5.07 | Ventilation – Volume Damper 300x150mm | Number | 87 | AI | ✓ | Priced
| Citywalk Plot 5.11 Main Works Contract BOQ (1).xlsx | L |  |  | NEW | CITYWALK PHASE-05, PLOT 5.11 | Residential | CITYWALK RESIDENTIAL 1 LLC |  | Q — Mechanical Engineering Installations | Q | Q03 | Q0304 | Q3 Ductwork | 300x200mm | 1 | Nr. | AED | 283 | 283 | 5.07 | Ventilation – Volume Damper 300x200mm | Number | 87 | AI | ✓ | Priced
| Citywalk Plot 5.11 Main Works Contract BOQ (1).xlsx | M |  |  | NEW | CITYWALK PHASE-05, PLOT 5.11 | Residential | CITYWALK RESIDENTIAL 1 LLC |  | Q — Mechanical Engineering Installations | Q | Q03 | Q0304 | Q3 Ductwork | 350x150mm | 9 | Nr. | AED | 294 | 2646 | 5.07 | Ventilation – Volume Damper 350x150mm | Number | 87 | AI | ✓ | Priced
| Citywalk Plot 5.11 Main Works Contract BOQ (1).xlsx | N |  |  | NEW | CITYWALK PHASE-05, PLOT 5.11 | Residential | CITYWALK RESIDENTIAL 1 LLC |  | Q — Mechanical Engineering Installations | Q | Q03 | Q0304 | Q3 Ductwork | 400x150mm | 24 | Nr. | AED | 312 | 7488 | 5.07 | Ventilation – Volume Damper 400x150mm | Number | 87 | AI | ✓ | Priced
| Citywalk Plot 5.11 Main Works Contract BOQ (1).xlsx | P |  |  | NEW | CITYWALK PHASE-05, PLOT 5.11 | Residential | CITYWALK RESIDENTIAL 1 LLC |  | Q — Mechanical Engineering Installations | Q | Q03 | Q0304 | Q3 Ductwork | 450x150mm | 10 | Nr. | AED | 332 | 3320 | 5.07 | Ventilation – Volume Damper 450x150mm | Number | 87 | AI | ✓ | Priced
| Citywalk Plot 5.11 Main Works Contract BOQ (1).xlsx | Q |  |  | NEW | CITYWALK PHASE-05, PLOT 5.11 | Residential | CITYWALK RESIDENTIAL 1 LLC |  | Q — Mechanical Engineering Installations | Q | Q03 | Q0304 | Q3 Ductwork | 400x200mm | 8 | Nr. | AED | 385 | 3080 | 5.07 | Ventilation – Volume Damper 400x200mm | Number | 87 | AI | ✓ | Priced
| Citywalk Plot 5.11 Main Works Contract BOQ (1).xlsx | R |  |  | NEW | CITYWALK PHASE-05, PLOT 5.11 | Residential | CITYWALK RESIDENTIAL 1 LLC |  | Q — Mechanical Engineering Installations | Q | Q03 | Q0304 | Q3 Ductwork | 500x150mm | 3 | Nr. | AED | 351 | 1053 | 5.07 | Ventilation – Volume Damper 500x150mm | Number | 87 | AI | ✓ | Priced
| Citywalk Plot 5.11 Main Works Contract BOQ (1).xlsx | S |  |  | NEW | CITYWALK PHASE-05, PLOT 5.11 | Residential | CITYWALK RESIDENTIAL 1 LLC |  | Q — Mechanical Engineering Installations | Q | Q03 | Q0304 | Q3 Ductwork | 550x150mm | 7 | Nr. | AED | 372 | 2604 | 5.07 | Ventilation – Volume Damper 550x150mm | Number | 87 | AI | ✓ | Priced
| Citywalk Plot 5.11 Main Works Contract BOQ (1).xlsx | A |  |  | NEW | CITYWALK PHASE-05, PLOT 5.11 | Residential | CITYWALK RESIDENTIAL 1 LLC |  | Q — Mechanical Engineering Installations | Q | Q03 | Q0304 | Q3 Ductwork | 550x250mm | 3 | Nr. | AED | 483 | 1449 | 5.07 | Ventilation – Volume Damper 550x250mm | Number | 87 | AI | ✓ | Priced
| Citywalk Plot 5.11 Main Works Contract BOQ (1).xlsx | B |  |  | NEW | CITYWALK PHASE-05, PLOT 5.11 | Residential | CITYWALK RESIDENTIAL 1 LLC |  | Q — Mechanical Engineering Installations | Q | Q03 | Q0304 | Q3 Ductwork | 600x150mm | 58 | Nr. | AED | 392 | 22736 | 5.07 | Ventilation – Volume Damper 600x150mm | Number | 87 | AI | ✓ | Priced
| Citywalk Plot 5.11 Main Works Contract BOQ (1).xlsx | C |  |  | NEW | CITYWALK PHASE-05, PLOT 5.11 | Residential | CITYWALK RESIDENTIAL 1 LLC |  | Q — Mechanical Engineering Installations | Q | Q03 | Q0305 | Q3 Ductwork | 400x150mm | 14 | Nr. | AED | 660 | 9240 | 5.07 | Ventilation – Fire Damper 400x150mm | Number | 88 | AI | ✓ | Priced
| Citywalk Plot 5.11 Main Works Contract BOQ (1).xlsx | D |  |  | NEW | CITYWALK PHASE-05, PLOT 5.11 | Residential | CITYWALK RESIDENTIAL 1 LLC |  | Q — Mechanical Engineering Installations | Q | Q03 | Q0305 | Q3 Ductwork | 400x200mm | 7 | Nr. | AED | 698 | 4886 | 5.07 | Ventilation – Fire Damper 400x200mm | Number | 88 | AI | ✓ | Priced
| Citywalk Plot 5.11 Main Works Contract BOQ (1).xlsx | E |  |  | NEW | CITYWALK PHASE-05, PLOT 5.11 | Residential | CITYWALK RESIDENTIAL 1 LLC |  | Q — Mechanical Engineering Installations | Q | Q03 | Q0305 | Q3 Ductwork | 500x150mm | 2 | Nr. | AED | 709 | 1418 | 5.07 | Ventilation – Fire Damper 500x150mm | Number | 88 | AI | ✓ | Priced
| Citywalk Plot 5.11 Main Works Contract BOQ (1).xlsx | F |  |  | NEW | CITYWALK PHASE-05, PLOT 5.11 | Residential | CITYWALK RESIDENTIAL 1 LLC |  | Q — Mechanical Engineering Installations | Q | Q03 | Q0305 | Q3 Ductwork | 600x200mm | 7 | Nr. | AED | 799 | 5593 | 5.07 | Ventilation – Fire Damper 600x200mm | Number | 88 | AI | ✓ | Priced
| Citywalk Plot 5.11 Main Works Contract BOQ (1).xlsx | G |  |  | NEW | CITYWALK PHASE-05, PLOT 5.11 | Residential | CITYWALK RESIDENTIAL 1 LLC |  | Q — Mechanical Engineering Installations | Q | Q03 | Q0305 | Q3 Ductwork | 750x150mm | 2 | Nr. | AED | 819 | 1638 | 5.07 | Ventilation – Fire Damper 750x150mm | Number | 88 | AI | ✓ | Priced
| Citywalk Plot 5.11 Main Works Contract BOQ (1).xlsx | H |  |  | NEW | CITYWALK PHASE-05, PLOT 5.11 | Residential | CITYWALK RESIDENTIAL 1 LLC |  | Q — Mechanical Engineering Installations | Q | Q03 | Q0305 | Q3 Ductwork | 800x300mm | 2 | Nr. | AED | 985 | 1970 | 5.07 | Ventilation – Fire Damper 800x300mm | Number | 88 | AI | ✓ | Priced
| Citywalk Plot 5.11 Main Works Contract BOQ (1).xlsx | J |  |  | NEW | CITYWALK PHASE-05, PLOT 5.11 | Residential | CITYWALK RESIDENTIAL 1 LLC |  | Q — Mechanical Engineering Installations | Q | Q03 | Q0306 | Q3 Ductwork | 750x300mm | 2 | Nr. | AED | 5806 | 11612 | 5.07 | Ventilation – Motorized Smoke & Fire Damper 750x300mm | Number | 90 | AI | ✓ | Priced
| Citywalk Plot 5.11 Main Works Contract BOQ (1).xlsx | K |  |  | NEW | CITYWALK PHASE-05, PLOT 5.11 | Residential | CITYWALK RESIDENTIAL 1 LLC |  | Q — Mechanical Engineering Installations | Q | Q03 | Q0303 | Q3 Ductwork | 400x150mm | 21 | Nr. | AED | 282 | 5922 | 5.07 | Ventilation – Supply Grill 400x150mm | Number | 86 | AI | ✓ | Priced
| Citywalk Plot 5.11 Main Works Contract BOQ (1).xlsx | L |  |  | NEW | CITYWALK PHASE-05, PLOT 5.11 | Residential | CITYWALK RESIDENTIAL 1 LLC |  | Q — Mechanical Engineering Installations | Q | Q03 | Q0303 | Q3 Ductwork | 450x150mm | 28 | Nr. | AED | 316 | 8848 | 5.07 | Ventilation – Supply Grill 450x150mm | Number | 86 | AI | ✓ | Priced
| Citywalk Plot 5.11 Main Works Contract BOQ (1).xlsx | M |  |  | NEW | CITYWALK PHASE-05, PLOT 5.11 | Residential | CITYWALK RESIDENTIAL 1 LLC |  | Q — Mechanical Engineering Installations | Q | Q03 | Q0303 | Q3 Ductwork | 500x150mm | 60 | Nr. | AED | 346 | 20760 | 5.07 | Ventilation – Supply Grill 500x150mm | Number | 86 | AI | ✓ | Priced
| Citywalk Plot 5.11 Main Works Contract BOQ (1).xlsx | N |  |  | NEW | CITYWALK PHASE-05, PLOT 5.11 | Residential | CITYWALK RESIDENTIAL 1 LLC |  | Q — Mechanical Engineering Installations | Q | Q03 | Q0303 | Q3 Ductwork | 550x150mm | 18 | Nr. | AED | 374 | 6732 | 5.07 | Ventilation – Supply Grill 550x150mm | Number | 86 | AI | ✓ | Priced
| Citywalk Plot 5.11 Main Works Contract BOQ (1).xlsx | P |  |  | NEW | CITYWALK PHASE-05, PLOT 5.11 | Residential | CITYWALK RESIDENTIAL 1 LLC |  | Q — Mechanical Engineering Installations | Q | Q03 | Q0303 | Q3 Ductwork | 600x150mm | 54 | Nr. | AED | 404 | 21816 | 5.07 | Ventilation – Supply Grill 600x150mm | Number | 86 | AI | ✓ | Priced
| Citywalk Plot 5.11 Main Works Contract BOQ (1).xlsx | Q |  |  | NEW | CITYWALK PHASE-05, PLOT 5.11 | Residential | CITYWALK RESIDENTIAL 1 LLC |  | Q — Mechanical Engineering Installations | Q | Q03 | Q0303 | Q3 Ductwork | 600x200mm | 7 | Nr. | AED | 490 | 3430 | 5.07 | Ventilation – Supply Grill 600x200mm | Number | 86 | AI | ✓ | Priced
| Citywalk Plot 5.11 Main Works Contract BOQ (1).xlsx | R |  |  | NEW | CITYWALK PHASE-05, PLOT 5.11 | Residential | CITYWALK RESIDENTIAL 1 LLC |  | Q — Mechanical Engineering Installations | Q | Q03 | Q0303 | Q3 Ductwork | 650x150mm | 18 | Nr. | AED | 433 | 7794 | 5.07 | Ventilation – Supply Grill 650x150mm | Number | 86 | AI | ✓ | Priced
| Citywalk Plot 5.11 Main Works Contract BOQ (1).xlsx | A |  |  | NEW | CITYWALK PHASE-05, PLOT 5.11 | Residential | CITYWALK RESIDENTIAL 1 LLC |  | Q — Mechanical Engineering Installations | Q | Q03 | Q0303 | Q3 Ductwork | 700x150mm | 1 | Nr. | AED | 463 | 463 | 5.07 | Ventilation – Supply Grill 700x150mm | Number | 86 | AI | ✓ | Priced
| Citywalk Plot 5.11 Main Works Contract BOQ (1).xlsx | B |  |  | NEW | CITYWALK PHASE-05, PLOT 5.11 | Residential | CITYWALK RESIDENTIAL 1 LLC |  | Q — Mechanical Engineering Installations | Q | Q05 | Q0507 | Q5 Automatic controls | 750x150mm | 23 | Nr. | AED | 494 | 11362 | 5.07 | Ventilation – Supply/Extract Grilles | Number | 85 | AI | ✓ | Priced
| Citywalk Plot 5.11 Main Works Contract BOQ (1).xlsx | C |  |  | NEW | CITYWALK PHASE-05, PLOT 5.11 | Residential | CITYWALK RESIDENTIAL 1 LLC |  | Q — Mechanical Engineering Installations | Q | Q05 | Q0507 | Q5 Automatic controls | 750x300mm | 1 | Nr. | AED | 810 | 810 | 5.07 | Ventilation – Supply/Extract Grilles | Number | 85 | AI | ✓ | Priced
| Citywalk Plot 5.11 Main Works Contract BOQ (1).xlsx | D |  |  | NEW | CITYWALK PHASE-05, PLOT 5.11 | Residential | CITYWALK RESIDENTIAL 1 LLC |  | Q — Mechanical Engineering Installations | Q | Q05 | Q0507 | Q5 Automatic controls | 800x150mm | 3 | Nr. | AED | 522 | 1566 | 5.07 | Ventilation – Supply/Extract Grilles | Number | 85 | AI | ✓ | Priced
| Citywalk Plot 5.11 Main Works Contract BOQ (1).xlsx | E |  |  | NEW | CITYWALK PHASE-05, PLOT 5.11 | Residential | CITYWALK RESIDENTIAL 1 LLC |  | Q — Mechanical Engineering Installations | Q | Q05 | Q0507 | Q5 Automatic controls | 800x300mm | 1 | Nr. | AED | 859 | 859 | 5.07 | Ventilation – Supply/Extract Grilles | Number | 85 | AI | ✓ | Priced
| Citywalk Plot 5.11 Main Works Contract BOQ (1).xlsx | F |  |  | NEW | CITYWALK PHASE-05, PLOT 5.11 | Residential | CITYWALK RESIDENTIAL 1 LLC |  | Q — Mechanical Engineering Installations | Q | Q05 | Q0507 | Q5 Automatic controls | 850x150mm | 50 | Nr. | AED | 552 | 27600 | 5.07 | Ventilation – Supply/Extract Grilles | Number | 85 | AI | ✓ | Priced
| Citywalk Plot 5.11 Main Works Contract BOQ (1).xlsx | G |  |  | NEW | CITYWALK PHASE-05, PLOT 5.11 | Residential | CITYWALK RESIDENTIAL 1 LLC |  | Q — Mechanical Engineering Installations | Q | Q05 | Q0507 | Q5 Automatic controls | 900x200mm | 7 | Nr. | AED | 704 | 4928 | 5.07 | Ventilation – Supply/Extract Grilles | Number | 85 | AI | ✓ | Priced
| Citywalk Plot 5.11 Main Works Contract BOQ (1).xlsx | H |  |  | NEW | CITYWALK PHASE-05, PLOT 5.11 | Residential | CITYWALK RESIDENTIAL 1 LLC |  | Q — Mechanical Engineering Installations | Q | Q05 | Q0507 | Q5 Automatic controls | 950x150mm | 1 | Nr. | AED | 610 | 610 | 5.07 | Ventilation – Supply/Extract Grilles | Number | 85 | AI | ✓ | Priced
| Citywalk Plot 5.11 Main Works Contract BOQ (1).xlsx | J |  |  | NEW | CITYWALK PHASE-05, PLOT 5.11 | Residential | CITYWALK RESIDENTIAL 1 LLC |  | Q — Mechanical Engineering Installations | Q | Q05 | Q0507 | Q5 Automatic controls | 1100x150mm | 3 | Nr. | AED | 700 | 2100 | 5.07 | Ventilation – Supply/Extract Grilles | Number | 85 | AI | ✓ | Priced
| Citywalk Plot 5.11 Main Works Contract BOQ (1).xlsx | K |  |  | NEW | CITYWALK PHASE-05, PLOT 5.11 | Residential | CITYWALK RESIDENTIAL 1 LLC |  | Q — Mechanical Engineering Installations | Q | Q05 | Q0507 | Q5 Automatic controls | 1100x200mm | 2 | Nr. | AED | 851 | 1702 | 5.07 | Ventilation – Supply/Extract Grilles | Number | 85 | AI | ✓ | Priced
| Citywalk Plot 5.11 Main Works Contract BOQ (1).xlsx | L |  |  | NEW | CITYWALK PHASE-05, PLOT 5.11 | Residential | CITYWALK RESIDENTIAL 1 LLC |  | Q — Mechanical Engineering Installations | Q | Q05 | Q0507 | Q5 Automatic controls | 1150x200mm | 9 | Nr. | AED | 885 | 7965 | 5.07 | Ventilation – Supply/Extract Grilles | Number | 85 | AI | ✓ | Priced
| Citywalk Plot 5.11 Main Works Contract BOQ (1).xlsx | M |  |  | NEW | CITYWALK PHASE-05, PLOT 5.11 | Residential | CITYWALK RESIDENTIAL 1 LLC |  | Q — Mechanical Engineering Installations | Q | Q05 | Q0507 | Q5 Automatic controls | 1200x150mm | 2 | Nr. | AED | 758 | 1516 | 5.07 | Ventilation – Supply/Extract Grilles | Number | 85 | AI | ✓ | Priced
| Citywalk Plot 5.11 Main Works Contract BOQ (1).xlsx | N |  |  | NEW | CITYWALK PHASE-05, PLOT 5.11 | Residential | CITYWALK RESIDENTIAL 1 LLC |  | Q — Mechanical Engineering Installations | Q | Q05 | Q0507 | Q5 Automatic controls | 1400x150mm | 4 | Nr. | AED | 879 | 3516 | 5.07 | Ventilation – Supply/Extract Grilles | Number | 85 | AI | ✓ | Priced
| Citywalk Plot 5.11 Main Works Contract BOQ (1).xlsx | P |  |  | NEW | CITYWALK PHASE-05, PLOT 5.11 | Residential | CITYWALK RESIDENTIAL 1 LLC |  | Q — Mechanical Engineering Installations | Q | Q05 | Q0507 | Q5 Automatic controls | 1400x200mm | 1 | Nr. | AED | 1071 | 1071 | 5.07 | Ventilation – Supply/Extract Grilles | Number | 85 | AI | ✓ | Priced
| Citywalk Plot 5.11 Main Works Contract BOQ (1).xlsx | Q |  |  | NEW | CITYWALK PHASE-05, PLOT 5.11 | Residential | CITYWALK RESIDENTIAL 1 LLC |  | Q — Mechanical Engineering Installations | Q | Q05 | Q0507 | Q5 Automatic controls | 1600x150mm | 7 | Nr. | AED | 998 | 6986 | 5.07 | Ventilation – Supply/Extract Grilles | Number | 85 | AI | ✓ | Priced
| Citywalk Plot 5.11 Main Works Contract BOQ (1).xlsx | R |  |  | NEW | CITYWALK PHASE-05, PLOT 5.11 | Residential | CITYWALK RESIDENTIAL 1 LLC |  | Q — Mechanical Engineering Installations | Q | Q05 | Q0507 | Q5 Automatic controls | 1900x150mm | 3 | Nr. | AED | 1175 | 3525 | 5.07 | Ventilation – Supply/Extract Grilles | Number | 85 | AI | ✓ | Priced
| Citywalk Plot 5.11 Main Works Contract BOQ (1).xlsx | S |  |  | NEW | CITYWALK PHASE-05, PLOT 5.11 | Residential | CITYWALK RESIDENTIAL 1 LLC |  | Q — Mechanical Engineering Installations | Q | Q05 | Q0507 | Q5 Automatic controls | 400x150mm | 21 | Nr. | AED | 171 | 3591 | 5.07 | Ventilation – Return Grilles | Number | 88 | AI | ✓ | Priced
| Citywalk Plot 5.11 Main Works Contract BOQ (1).xlsx | T |  |  | NEW | CITYWALK PHASE-05, PLOT 5.11 | Residential | CITYWALK RESIDENTIAL 1 LLC |  | Q — Mechanical Engineering Installations | Q | Q05 | Q0507 | Q5 Automatic controls | 450x150mm | 28 | Nr. | AED | 192 | 5376 | 5.07 | Ventilation – Return Grilles | Number | 88 | AI | ✓ | Priced
| Citywalk Plot 5.11 Main Works Contract BOQ (1).xlsx | U |  |  | NEW | CITYWALK PHASE-05, PLOT 5.11 | Residential | CITYWALK RESIDENTIAL 1 LLC |  | Q — Mechanical Engineering Installations | Q | Q05 | Q0507 | Q5 Automatic controls | 500x150mm | 57 | Nr. | AED | 209 | 11913 | 5.07 | Ventilation – Return Grilles | Number | 88 | AI | ✓ | Priced
| Citywalk Plot 5.11 Main Works Contract BOQ (1).xlsx | V |  |  | NEW | CITYWALK PHASE-05, PLOT 5.11 | Residential | CITYWALK RESIDENTIAL 1 LLC |  | Q — Mechanical Engineering Installations | Q | Q05 | Q0507 | Q5 Automatic controls | 550x150mm | 18 | Nr. | AED | 226 | 4068 | 5.07 | Ventilation – Return Grilles | Number | 88 | AI | ✓ | Priced
| Citywalk Plot 5.11 Main Works Contract BOQ (1).xlsx | A |  |  | NEW | CITYWALK PHASE-05, PLOT 5.11 | Residential | CITYWALK RESIDENTIAL 1 LLC |  | Q — Mechanical Engineering Installations | Q | Q05 | Q0507 | Q5 Automatic controls | 600x150mm | 63 | Nr. | AED | 242 | 15246 | 5.07 | Ventilation – Supply/Extract Grilles | Number | 85 | AI | ✓ | Priced
| Citywalk Plot 5.11 Main Works Contract BOQ (1).xlsx | B |  |  | NEW | CITYWALK PHASE-05, PLOT 5.11 | Residential | CITYWALK RESIDENTIAL 1 LLC |  | Q — Mechanical Engineering Installations | Q | Q05 | Q0507 | Q5 Automatic controls | 600x200mm | 7 | Nr. | AED | 294 | 2058 | 5.07 | Ventilation – Supply/Extract Grilles | Number | 85 | AI | ✓ | Priced
| Citywalk Plot 5.11 Main Works Contract BOQ (1).xlsx | C |  |  | NEW | CITYWALK PHASE-05, PLOT 5.11 | Residential | CITYWALK RESIDENTIAL 1 LLC |  | Q — Mechanical Engineering Installations | Q | Q05 | Q0507 | Q5 Automatic controls | 650x150mm | 16 | Nr. | AED | 260 | 4160 | 5.07 | Ventilation – Supply/Extract Grilles | Number | 85 | AI | ✓ | Priced
| Citywalk Plot 5.11 Main Works Contract BOQ (1).xlsx | D |  |  | NEW | CITYWALK PHASE-05, PLOT 5.11 | Residential | CITYWALK RESIDENTIAL 1 LLC |  | Q — Mechanical Engineering Installations | Q | Q05 | Q0507 | Q5 Automatic controls | 700x150mm | 1 | Nr. | AED | 276 | 276 | 5.07 | Ventilation – Supply/Extract Grilles | Number | 85 | AI | ✓ | Priced
| Citywalk Plot 5.11 Main Works Contract BOQ (1).xlsx | E |  |  | NEW | CITYWALK PHASE-05, PLOT 5.11 | Residential | CITYWALK RESIDENTIAL 1 LLC |  | Q — Mechanical Engineering Installations | Q | Q05 | Q0507 | Q5 Automatic controls | 750x150mm | 21 | Nr. | AED | 294 | 6174 | 5.07 | Ventilation – Supply/Extract Grilles | Number | 85 | AI | ✓ | Priced
| Citywalk Plot 5.11 Main Works Contract BOQ (1).xlsx | F |  |  | NEW | CITYWALK PHASE-05, PLOT 5.11 | Residential | CITYWALK RESIDENTIAL 1 LLC |  | Q — Mechanical Engineering Installations | Q | Q05 | Q0507 | Q5 Automatic controls | 750x300mm | 1 | Nr. | AED | 476 | 476 | 5.07 | Ventilation – Supply/Extract Grilles | Number | 85 | AI | ✓ | Priced
| Citywalk Plot 5.11 Main Works Contract BOQ (1).xlsx | G |  |  | NEW | CITYWALK PHASE-05, PLOT 5.11 | Residential | CITYWALK RESIDENTIAL 1 LLC |  | Q — Mechanical Engineering Installations | Q | Q05 | Q0507 | Q5 Automatic controls | 800x150mm | 7 | Nr. | AED | 311 | 2177 | 5.07 | Ventilation – Supply/Extract Grilles | Number | 85 | AI | ✓ | Priced
| Citywalk Plot 5.11 Main Works Contract BOQ (1).xlsx | H |  |  | NEW | CITYWALK PHASE-05, PLOT 5.11 | Residential | CITYWALK RESIDENTIAL 1 LLC |  | Q — Mechanical Engineering Installations | Q | Q05 | Q0507 | Q5 Automatic controls | 800x300mm | 1 | Nr. | AED | 504 | 504 | 5.07 | Ventilation – Supply/Extract Grilles | Number | 85 | AI | ✓ | Priced
| Citywalk Plot 5.11 Main Works Contract BOQ (1).xlsx | J |  |  | NEW | CITYWALK PHASE-05, PLOT 5.11 | Residential | CITYWALK RESIDENTIAL 1 LLC |  | Q — Mechanical Engineering Installations | Q | Q05 | Q0507 | Q5 Automatic controls | 850x150mm | 43 | Nr. | AED | 325 | 13975 | 5.07 | Ventilation – Supply/Extract Grilles | Number | 85 | AI | ✓ | Priced
| Citywalk Plot 5.11 Main Works Contract BOQ (1).xlsx | K |  |  | NEW | CITYWALK PHASE-05, PLOT 5.11 | Residential | CITYWALK RESIDENTIAL 1 LLC |  | Q — Mechanical Engineering Installations | Q | Q05 | Q0507 | Q5 Automatic controls | 900x200mm | 7 | Nr. | AED | 415 | 2905 | 5.07 | Ventilation – Supply/Extract Grilles | Number | 85 | AI | ✓ | Priced
| Citywalk Plot 5.11 Main Works Contract BOQ (1).xlsx | L |  |  | NEW | CITYWALK PHASE-05, PLOT 5.11 | Residential | CITYWALK RESIDENTIAL 1 LLC |  | Q — Mechanical Engineering Installations | Q | Q05 | Q0507 | Q5 Automatic controls | 950x150mm | 4 | Nr. | AED | 360 | 1440 | 5.07 | Ventilation – Supply/Extract Grilles | Number | 85 | AI | ✓ | Priced
| Citywalk Plot 5.11 Main Works Contract BOQ (1).xlsx | M |  |  | NEW | CITYWALK PHASE-05, PLOT 5.11 | Residential | CITYWALK RESIDENTIAL 1 LLC |  | Q — Mechanical Engineering Installations | Q | Q05 | Q0507 | Q5 Automatic controls | 1000x150mm | 2 | Nr. | AED | 377 | 754 | 5.07 | Ventilation – Supply/Extract Grilles | Number | 85 | AI | ✓ | Priced
| Citywalk Plot 5.11 Main Works Contract BOQ (1).xlsx | N |  |  | NEW | CITYWALK PHASE-05, PLOT 5.11 | Residential | CITYWALK RESIDENTIAL 1 LLC |  | Q — Mechanical Engineering Installations | Q | Q05 | Q0507 | Q5 Automatic controls | 1050x150mm | 2 | Nr. | AED | 394 | 788 | 5.07 | Ventilation – Supply/Extract Grilles | Number | 85 | AI | ✓ | Priced
| Citywalk Plot 5.11 Main Works Contract BOQ (1).xlsx | P |  |  | NEW | CITYWALK PHASE-05, PLOT 5.11 | Residential | CITYWALK RESIDENTIAL 1 LLC |  | Q — Mechanical Engineering Installations | Q | Q05 | Q0507 | Q5 Automatic controls | 1050x200mm | 3 | Nr. | AED | 480 | 1440 | 5.07 | Ventilation – Supply/Extract Grilles | Number | 85 | AI | ✓ | Priced
| Citywalk Plot 5.11 Main Works Contract BOQ (1).xlsx | Q |  |  | NEW | CITYWALK PHASE-05, PLOT 5.11 | Residential | CITYWALK RESIDENTIAL 1 LLC |  | Q — Mechanical Engineering Installations | Q | Q05 | Q0507 | Q5 Automatic controls | 1100x200mm | 2 | Nr. | AED | 500 | 1000 | 5.07 | Ventilation – Supply/Extract Grilles | Number | 85 | AI | ✓ | Priced
| Citywalk Plot 5.11 Main Works Contract BOQ (1).xlsx | R |  |  | NEW | CITYWALK PHASE-05, PLOT 5.11 | Residential | CITYWALK RESIDENTIAL 1 LLC |  | Q — Mechanical Engineering Installations | Q | Q05 | Q0507 | Q5 Automatic controls | 1150x200mm | 9 | Nr. | AED | 518 | 4662 | 5.07 | Ventilation – Supply/Extract Grilles | Number | 85 | AI | ✓ | Priced
| Citywalk Plot 5.11 Main Works Contract BOQ (1).xlsx | S |  |  | NEW | CITYWALK PHASE-05, PLOT 5.11 | Residential | CITYWALK RESIDENTIAL 1 LLC |  | Q — Mechanical Engineering Installations | Q | Q05 | Q0507 | Q5 Automatic controls | 1200x150mm | 2 | Nr. | AED | 445 | 890 | 5.07 | Ventilation – Supply/Extract Grilles | Number | 85 | AI | ✓ | Priced
| Citywalk Plot 5.11 Main Works Contract BOQ (1).xlsx | T |  |  | NEW | CITYWALK PHASE-05, PLOT 5.11 | Residential | CITYWALK RESIDENTIAL 1 LLC |  | Q — Mechanical Engineering Installations | Q | Q05 | Q0507 | Q5 Automatic controls | 1400x150mm | 4 | Nr. | AED | 514 | 2056 | 5.07 | Ventilation – Supply/Extract Grilles | Number | 85 | AI | ✓ | Priced
| Citywalk Plot 5.11 Main Works Contract BOQ (1).xlsx | U |  |  | NEW | CITYWALK PHASE-05, PLOT 5.11 | Residential | CITYWALK RESIDENTIAL 1 LLC |  | Q — Mechanical Engineering Installations | Q | Q05 | Q0507 | Q5 Automatic controls | 1400x200mm | 1 | Nr. | AED | 627 | 627 | 5.07 | Ventilation – Supply/Extract Grilles | Number | 85 | AI | ✓ | Priced
| Citywalk Plot 5.11 Main Works Contract BOQ (1).xlsx | V |  |  | NEW | CITYWALK PHASE-05, PLOT 5.11 | Residential | CITYWALK RESIDENTIAL 1 LLC |  | Q — Mechanical Engineering Installations | Q | Q05 | Q0507 | Q5 Automatic controls | 1600x150mm | 7 | Nr. | AED | 583 | 4081 | 5.07 | Ventilation – Supply/Extract Grilles | Number | 85 | AI | ✓ | Priced
| Citywalk Plot 5.11 Main Works Contract BOQ (1).xlsx | W |  |  | NEW | CITYWALK PHASE-05, PLOT 5.11 | Residential | CITYWALK RESIDENTIAL 1 LLC |  | Q — Mechanical Engineering Installations | Q | Q05 | Q0507 | Q5 Automatic controls | 1900x150mm | 3 | Nr. | AED | 682 | 2046 | 5.07 | Ventilation – Supply/Extract Grilles | Number | 85 | AI | ✓ | Priced
| Citywalk Plot 5.11 Main Works Contract BOQ (1).xlsx | A |  |  | NEW | CITYWALK PHASE-05, PLOT 5.11 | Residential | CITYWALK RESIDENTIAL 1 LLC |  | Q — Mechanical Engineering Installations | Q | Q05 | Q0507 | Q5 Automatic controls | 2000x150mm | 8 | Nr. | AED | 1386 | 11088 | 5.07 | Ventilation – Supply Air Grilles | Number | 85 | AI | ✓ | Priced
| Citywalk Plot 5.11 Main Works Contract BOQ (1).xlsx | B |  |  | NEW | CITYWALK PHASE-05, PLOT 5.11 | Residential | CITYWALK RESIDENTIAL 1 LLC |  | Q — Mechanical Engineering Installations | Q | Q05 | Q0507 | Q5 Automatic controls | 2000x150mm | 8 | Nr. | AED | 868 | 6944 | 5.07 | Ventilation – Return Air Grilles | Number | 85 | AI | ✓ | Priced
| Citywalk Plot 5.11 Main Works Contract BOQ (1).xlsx | C |  |  | NEW | CITYWALK PHASE-05, PLOT 5.11 | Residential | CITYWALK RESIDENTIAL 1 LLC |  | Q — Mechanical Engineering Installations | Q | Q05 | Q0507 | Q5 Automatic controls | 150x150mm | 6 | Nr. | AED | 212 | 1272 | 5.07 | Ventilation – Supply Diffusers | Number | 87 | AI | ✓ | Priced
| Citywalk Plot 5.11 Main Works Contract BOQ (1).xlsx | D |  |  | NEW | CITYWALK PHASE-05, PLOT 5.11 | Residential | CITYWALK RESIDENTIAL 1 LLC |  | Q — Mechanical Engineering Installations | Q | Q05 | Q0507 | Q5 Automatic controls | 225x225mm | 34 | Nr. | AED | 319 | 10846 | 5.07 | Ventilation – Supply Diffusers | Number | 87 | AI | ✓ | Priced
| Citywalk Plot 5.11 Main Works Contract BOQ (1).xlsx | E |  |  | NEW | CITYWALK PHASE-05, PLOT 5.11 | Residential | CITYWALK RESIDENTIAL 1 LLC |  | Q — Mechanical Engineering Installations | Q | Q05 | Q0507 | Q5 Automatic controls | 150x150mm | 6 | Nr. | AED | 166 | 996 | 5.07 | Ventilation – Return Diffusers | Number | 87 | AI | ✓ | Priced
| Citywalk Plot 5.11 Main Works Contract BOQ (1).xlsx | F |  |  | NEW | CITYWALK PHASE-05, PLOT 5.11 | Residential | CITYWALK RESIDENTIAL 1 LLC |  | Q — Mechanical Engineering Installations | Q | Q05 | Q0507 | Q5 Automatic controls | 225x225mm | 34 | Nr. | AED | 236 | 8024 | 5.07 | Ventilation – Return Diffusers | Number | 87 | AI | ✓ | Priced
| Citywalk Plot 5.11 Main Works Contract BOQ (1).xlsx | G |  |  | NEW | CITYWALK PHASE-05, PLOT 5.11 | Residential | CITYWALK RESIDENTIAL 1 LLC |  | Q — Mechanical Engineering Installations | Q | Q05 | Q0507 | Q5 Automatic controls | 1-slot, 20mm width, 1000mm length | 172 | Nr. | AED | 89 | 15308 | 5.07 | Ventilation – Linear Supply Diffusers | Length (m) | 88 | AI | ✓ | Priced
| Citywalk Plot 5.11 Main Works Contract BOQ (1).xlsx | H |  |  | NEW | CITYWALK PHASE-05, PLOT 5.11 | Residential | CITYWALK RESIDENTIAL 1 LLC |  | Q — Mechanical Engineering Installations | Q | Q05 | Q0507 | Q5 Automatic controls | 1-slot, 25mm width, 1300mm length | 9 | Nr. | AED | 108 | 972 | 5.07 | Ventilation – Linear Supply Diffusers | Length (m) | 88 | AI | ✓ | Priced
| Citywalk Plot 5.11 Main Works Contract BOQ (1).xlsx | J |  |  | NEW | CITYWALK PHASE-05, PLOT 5.11 | Residential | CITYWALK RESIDENTIAL 1 LLC |  | Q — Mechanical Engineering Installations | Q | Q05 | Q0507 | Q5 Automatic controls | 2-slot, 20mm width, 1000mm length | 131 | Nr. | AED | 125 | 16375 | 5.07 | Ventilation – Linear Supply Diffusers | Length (m) | 88 | AI | ✓ | Priced
| Citywalk Plot 5.11 Main Works Contract BOQ (1).xlsx | K |  |  | NEW | CITYWALK PHASE-05, PLOT 5.11 | Residential | CITYWALK RESIDENTIAL 1 LLC |  | Q — Mechanical Engineering Installations | Q | Q05 | Q0507 | Q5 Automatic controls | 2-slot, 25mm width, 1000mm length | 5 | Nr. | AED | 128 | 640 | 5.07 | Ventilation – Linear Supply Diffusers | Length (m) | 88 | AI | ✓ | Priced
| Citywalk Plot 5.11 Main Works Contract BOQ (1).xlsx | L |  |  | NEW | CITYWALK PHASE-05, PLOT 5.11 | Residential | CITYWALK RESIDENTIAL 1 LLC |  | Q — Mechanical Engineering Installations | Q | Q05 | Q0507 | Q5 Automatic controls | 2-slot, 25mm width, 1300mm length | 1 | Nr. | AED | 154 | 154 | 5.07 | Ventilation – Linear Supply Diffusers | Length (m) | 88 | AI | ✓ | Priced
| Citywalk Plot 5.11 Main Works Contract BOQ (1).xlsx | M |  |  | NEW | CITYWALK PHASE-05, PLOT 5.11 | Residential | CITYWALK RESIDENTIAL 1 LLC |  | Q — Mechanical Engineering Installations | Q | Q05 | Q0507 | Q5 Automatic controls | 2-slot, 25mm width, 1500mm length | 18 | Nr. | AED | 174 | 3132 | 5.07 | Ventilation – Linear Supply Diffusers | Length (m) | 88 | AI | ✓ | Priced
| Citywalk Plot 5.11 Main Works Contract BOQ (1).xlsx | N |  |  | NEW | CITYWALK PHASE-05, PLOT 5.11 | Residential | CITYWALK RESIDENTIAL 1 LLC |  | Q — Mechanical Engineering Installations | Q | Q05 | Q0507 | Q5 Automatic controls | 1-slot, 20mm width, 1000mm length | 55 | Nr. | AED | 82 | 4510 | 5.07 | Ventilation – Linear Return Diffusers | Length (m) | 88 | AI | ✓ | Priced
| Citywalk Plot 5.11 Main Works Contract BOQ (1).xlsx | P |  |  | NEW | CITYWALK PHASE-05, PLOT 5.11 | Residential | CITYWALK RESIDENTIAL 1 LLC |  | Q — Mechanical Engineering Installations | Q | Q05 | Q0507 | Q5 Automatic controls | 2-slot, 20mm width, 1000mm length | 132 | Nr. | AED | 119 | 15708 | 5.07 | Ventilation – Linear Return Diffusers | Length (m) | 88 | AI | ✓ | Priced
| Citywalk Plot 5.11 Main Works Contract BOQ (1).xlsx | Q |  |  | NEW | CITYWALK PHASE-05, PLOT 5.11 | Residential | CITYWALK RESIDENTIAL 1 LLC |  | Q — Mechanical Engineering Installations | Q | Q05 | Q0507 | Q5 Automatic controls | 2-slot, 25mm width, 1000mm length | 4 | Nr. | AED | 123 | 492 | 5.07 | Ventilation – Linear Return Diffusers | Length (m) | 88 | AI | ✓ | Priced
| Citywalk Plot 5.11 Main Works Contract BOQ (1).xlsx | R |  |  | NEW | CITYWALK PHASE-05, PLOT 5.11 | Residential | CITYWALK RESIDENTIAL 1 LLC |  | Q — Mechanical Engineering Installations | Q | Q05 | Q0507 | Q5 Automatic controls | 2-slot, 25mm width, 1300mm length | 1 | Nr. | AED | 147 | 147 | 5.07 | Ventilation – Linear Return Diffusers | Length (m) | 88 | AI | ✓ | Priced
| Citywalk Plot 5.11 Main Works Contract BOQ (1).xlsx | S |  |  | NEW | CITYWALK PHASE-05, PLOT 5.11 | Residential | CITYWALK RESIDENTIAL 1 LLC |  | Q — Mechanical Engineering Installations | Q | Q05 | Q0507 | Q5 Automatic controls | 2-slot, 25mm width, 1500mm length | 6 | Nr. | AED | 166 | 996 | 5.07 | Ventilation – Linear Return Diffusers | Length (m) | 88 | AI | ✓ | Priced
| Citywalk Plot 5.11 Main Works Contract BOQ (1).xlsx | A |  |  | NEW | CITYWALK PHASE-05, PLOT 5.11 | Residential | CITYWALK RESIDENTIAL 1 LLC |  | Q — Mechanical Engineering Installations | Q | Q05 | Q0507 | Q5 Automatic controls | 750x250mm | 1 | Nr. | AED | 576 | 576 | 5.07 | Ventilation – Air Intake Components | Number | 82 | AI | ⚠ | Priced
| Citywalk Plot 5.11 Main Works Contract BOQ (1).xlsx | B |  |  | NEW | CITYWALK PHASE-05, PLOT 5.11 | Residential | CITYWALK RESIDENTIAL 1 LLC |  | Q — Mechanical Engineering Installations | Q | Q05 | Q0506 | Q5 Automatic controls | FCU-F01-F01-A; 11.8kW total cooling capacity | 1 | Nr. | AED | 7276 | 7276 | 5.06 | Space Heating & Air Treatment – Fan Coil Units | Number | 90 | AI | ✓ | Priced
| Citywalk Plot 5.11 Main Works Contract BOQ (1).xlsx | C |  |  | NEW | CITYWALK PHASE-05, PLOT 5.11 | Residential | CITYWALK RESIDENTIAL 1 LLC |  | Q — Mechanical Engineering Installations | Q | Q05 | Q0506 | Q5 Automatic controls | FCU-F01-F01-B; 11.8kW total cooling capacity | 1 | Nr. | AED | 7276 | 7276 | 5.06 | Space Heating & Air Treatment – Fan Coil Units | Number | 90 | AI | ✓ | Priced
| Citywalk Plot 5.11 Main Works Contract BOQ (1).xlsx | D |  |  | NEW | CITYWALK PHASE-05, PLOT 5.11 | Residential | CITYWALK RESIDENTIAL 1 LLC |  | Q — Mechanical Engineering Installations | Q | Q05 | Q0506 | Q5 Automatic controls | FCU-F01-F01-C; 11.8kW total cooling capacity | 1 | Nr. | AED | 7276 | 7276 | 5.06 | Space Heating & Air Treatment – Fan Coil Units | Number | 90 | AI | ✓ | Priced
| Citywalk Plot 5.11 Main Works Contract BOQ (1).xlsx | E |  |  | NEW | CITYWALK PHASE-05, PLOT 5.11 | Residential | CITYWALK RESIDENTIAL 1 LLC |  | Q — Mechanical Engineering Installations | Q | Q05 | Q0506 | Q5 Automatic controls | FCU-F01-F02; 1.9kW total cooling capacity | 1 | Nr. | AED | 2165 | 2165 | 5.06 | Space Heating & Air Treatment – Fan Coil Units | Number | 90 | AI | ✓ | Priced
| Citywalk Plot 5.11 Main Works Contract BOQ (1).xlsx | F |  |  | NEW | CITYWALK PHASE-05, PLOT 5.11 | Residential | CITYWALK RESIDENTIAL 1 LLC |  | Q — Mechanical Engineering Installations | Q | Q05 | Q0506 | Q5 Automatic controls | FCU-F01-F03; 2.8kW total cooling capacity | 1 | Nr. | AED | 2165 | 2165 | 5.06 | Space Heating & Air Treatment – Fan Coil Units | Number | 90 | AI | ✓ | Priced
| Citywalk Plot 5.11 Main Works Contract BOQ (1).xlsx | G |  |  | NEW | CITYWALK PHASE-05, PLOT 5.11 | Residential | CITYWALK RESIDENTIAL 1 LLC |  | Q — Mechanical Engineering Installations | Q | Q05 | Q0506 | Q5 Automatic controls | FCU-F01-F04; 4.7kW total cooling capacity | 1 | Nr. | AED | 2898 | 2898 | 5.06 | Space Heating & Air Treatment – Fan Coil Units | Number | 90 | AI | ✓ | Priced
| Citywalk Plot 5.11 Main Works Contract BOQ (1).xlsx | H |  |  | NEW | CITYWALK PHASE-05, PLOT 5.11 | Residential | CITYWALK RESIDENTIAL 1 LLC |  | Q — Mechanical Engineering Installations | Q | Q05 | Q0506 | Q5 Automatic controls | FCU-F01-F05; 4.1kW total cooling capacity | 1 | Nr. | AED | 2528 | 2528 | 5.06 | Space Heating & Air Treatment – Fan Coil Units | Number | 90 | AI | ✓ | Priced
| Citywalk Plot 5.11 Main Works Contract BOQ (1).xlsx | J |  |  | NEW | CITYWALK PHASE-05, PLOT 5.11 | Residential | CITYWALK RESIDENTIAL 1 LLC |  | Q — Mechanical Engineering Installations | Q | Q05 | Q0506 | Q5 Automatic controls | FCU-F01-F06; 6.6kW total cooling capacity | 1 | Nr. | AED | 4070 | 4070 | 5.06 | Space Heating & Air Treatment – Fan Coil Units | Number | 90 | AI | ✓ | Priced
| Citywalk Plot 5.11 Main Works Contract BOQ (1).xlsx | K |  |  | NEW | CITYWALK PHASE-05, PLOT 5.11 | Residential | CITYWALK RESIDENTIAL 1 LLC |  | Q — Mechanical Engineering Installations | Q | Q05 | Q0506 | Q5 Automatic controls | FCU-F01-F07; 4.9kW total cooling capacity | 1 | Nr. | AED | 3022 | 3022 | 5.06 | Space Heating & Air Treatment – Fan Coil Units | Number | 90 | AI | ✓ | Priced
| Citywalk Plot 5.11 Main Works Contract BOQ (1).xlsx | L |  |  | NEW | CITYWALK PHASE-05, PLOT 5.11 | Residential | CITYWALK RESIDENTIAL 1 LLC |  | Q — Mechanical Engineering Installations | Q | Q05 | Q0506 | Q5 Automatic controls | FCU-F01-F08; 2.7kW total cooling capacity | 1 | Nr. | AED | 2165 | 2165 | 5.06 | Space Heating & Air Treatment – Fan Coil Units | Number | 90 | AI | ✓ | Priced
| Citywalk Plot 5.11 Main Works Contract BOQ (1).xlsx | M |  |  | NEW | CITYWALK PHASE-05, PLOT 5.11 | Residential | CITYWALK RESIDENTIAL 1 LLC |  | Q — Mechanical Engineering Installations | Q | Q05 | Q0506 | Q5 Automatic controls | FCU-F01-F09-A; 9.3kW total cooling capacity | 1 | Nr. | AED | 5735 | 5735 | 5.06 | Space Heating & Air Treatment – Fan Coil Units | Number | 90 | AI | ✓ | Priced
| Citywalk Plot 5.11 Main Works Contract BOQ (1).xlsx | N |  |  | NEW | CITYWALK PHASE-05, PLOT 5.11 | Residential | CITYWALK RESIDENTIAL 1 LLC |  | Q — Mechanical Engineering Installations | Q | Q05 | Q0506 | Q5 Automatic controls | FCU-F01-F09-B; 9.3kW total cooling capacity | 1 | Nr. | AED | 5735 | 5735 | 5.06 | Space Heating & Air Treatment – Fan Coil Units | Number | 90 | AI | ✓ | Priced
| Citywalk Plot 5.11 Main Works Contract BOQ (1).xlsx | P |  |  | NEW | CITYWALK PHASE-05, PLOT 5.11 | Residential | CITYWALK RESIDENTIAL 1 LLC |  | Q — Mechanical Engineering Installations | Q | Q05 | Q0506 | Q5 Automatic controls | FCU-F01-01-01; 5.8kW total cooling capacity | 1 | Nr. | AED | 3577 | 3577 | 5.06 | Space Heating & Air Treatment – Fan Coil Units | Number | 90 | AI | ✓ | Priced
| Citywalk Plot 5.11 Main Works Contract BOQ (1).xlsx | Q |  |  | NEW | CITYWALK PHASE-05, PLOT 5.11 | Residential | CITYWALK RESIDENTIAL 1 LLC |  | Q — Mechanical Engineering Installations | Q | Q05 | Q0506 | Q5 Automatic controls | FCU-F01-01-02; 4.6kW total cooling capacity | 1 | Nr. | AED | 2837 | 2837 | 5.06 | Space Heating & Air Treatment – Fan Coil Units | Number | 90 | AI | ✓ | Priced
| Citywalk Plot 5.11 Main Works Contract BOQ (1).xlsx | R |  |  | NEW | CITYWALK PHASE-05, PLOT 5.11 | Residential | CITYWALK RESIDENTIAL 1 LLC |  | Q — Mechanical Engineering Installations | Q | Q05 | Q0506 | Q5 Automatic controls | FCU-F01-02-01; 5.8kW total cooling capacity | 1 | Nr. | AED | 3577 | 3577 | 5.06 | Space Heating & Air Treatment – Fan Coil Units | Number | 90 | AI | ✓ | Priced
| Citywalk Plot 5.11 Main Works Contract BOQ (1).xlsx | A |  |  | NEW | CITYWALK PHASE-05, PLOT 5.11 | Residential | CITYWALK RESIDENTIAL 1 LLC |  | Q — Mechanical Engineering Installations | Q | Q05 | Q0506 | Q5 Automatic controls | FCU-F01-02-02; 4.5kW total cooling capacity | 1 | Nr. | AED | 2775 | 2775 | 5.06 | Space Heating & Air Treatment – Fan Coil Units | Number | 90 | AI | ✓ | Priced
| Citywalk Plot 5.11 Main Works Contract BOQ (1).xlsx | B |  |  | NEW | CITYWALK PHASE-05, PLOT 5.11 | Residential | CITYWALK RESIDENTIAL 1 LLC |  | Q — Mechanical Engineering Installations | Q | Q05 | Q0506 | Q5 Automatic controls | FCU-F01-03-01; 6.7kW total cooling capacity | 1 | Nr. | AED | 4131 | 4131 | 5.06 | Space Heating & Air Treatment – Fan Coil Units | Number | 90 | AI | ✓ | Priced
| Citywalk Plot 5.11 Main Works Contract BOQ (1).xlsx | C |  |  | NEW | CITYWALK PHASE-05, PLOT 5.11 | Residential | CITYWALK RESIDENTIAL 1 LLC |  | Q — Mechanical Engineering Installations | Q | Q05 | Q0506 | Q5 Automatic controls | FCU-F01-04-01; 5.1kW total cooling capacity | 1 | Nr. | AED | 3145 | 3145 | 5.06 | Space Heating & Air Treatment – Fan Coil Units | Number | 90 | AI | ✓ | Priced
| Citywalk Plot 5.11 Main Works Contract BOQ (1).xlsx | D |  |  | NEW | CITYWALK PHASE-05, PLOT 5.11 | Residential | CITYWALK RESIDENTIAL 1 LLC |  | Q — Mechanical Engineering Installations | Q | Q05 | Q0506 | Q5 Automatic controls | FCU-F01-04-02; 4.1kW total cooling capacity | 1 | Nr. | AED | 2528 | 2528 | 5.06 | Space Heating & Air Treatment – Fan Coil Units | Number | 90 | AI | ✓ | Priced
| Citywalk Plot 5.11 Main Works Contract BOQ (1).xlsx | E |  |  | NEW | CITYWALK PHASE-05, PLOT 5.11 | Residential | CITYWALK RESIDENTIAL 1 LLC |  | Q — Mechanical Engineering Installations | Q | Q05 | Q0506 | Q5 Automatic controls | FCU-F01-05-01; 5.4kW total cooling capacity | 1 | Nr. | AED | 3330 | 3330 | 5.06 | Space Heating & Air Treatment – Fan Coil Units | Number | 90 | AI | ✓ | Priced
| Citywalk Plot 5.11 Main Works Contract BOQ (1).xlsx | F |  |  | NEW | CITYWALK PHASE-05, PLOT 5.11 | Residential | CITYWALK RESIDENTIAL 1 LLC |  | Q — Mechanical Engineering Installations | Q | Q05 | Q0506 | Q5 Automatic controls | FCU-F01-05-02; 6.8kW total cooling capacity | 1 | Nr. | AED | 4193 | 4193 | 5.06 | Space Heating & Air Treatment – Fan Coil Units | Number | 90 | AI | ✓ | Priced
| Citywalk Plot 5.11 Main Works Contract BOQ (1).xlsx | G |  |  | NEW | CITYWALK PHASE-05, PLOT 5.11 | Residential | CITYWALK RESIDENTIAL 1 LLC |  | Q — Mechanical Engineering Installations | Q | Q05 | Q0506 | Q5 Automatic controls | FCU-F01-05-03; 2.1kW total cooling capacity | 1 | Nr. | AED | 2165 | 2165 | 5.06 | Space Heating & Air Treatment – Fan Coil Units | Number | 90 | AI | ✓ | Priced
| Citywalk Plot 5.11 Main Works Contract BOQ (1).xlsx | H |  |  | NEW | CITYWALK PHASE-05, PLOT 5.11 | Residential | CITYWALK RESIDENTIAL 1 LLC |  | Q — Mechanical Engineering Installations | Q | Q05 | Q0506 | Q5 Automatic controls | FCU-F01-06-01; 7.6kW total cooling capacity | 1 | Nr. | AED | 4687 | 4687 | 5.06 | Space Heating & Air Treatment – Fan Coil Unit | Number | 92 | AI | ✓ | Priced
| Citywalk Plot 5.11 Main Works Contract BOQ (1).xlsx | J |  |  | NEW | CITYWALK PHASE-05, PLOT 5.11 | Residential | CITYWALK RESIDENTIAL 1 LLC |  | Q — Mechanical Engineering Installations | Q | Q05 | Q0506 | Q5 Automatic controls | FCU-F01-07-01; 7.1kW total cooling capacity | 1 | Nr. | AED | 4378 | 4378 | 5.06 | Space Heating & Air Treatment – Fan Coil Unit | Number | 92 | AI | ✓ | Priced
| Citywalk Plot 5.11 Main Works Contract BOQ (1).xlsx | K |  |  | NEW | CITYWALK PHASE-05, PLOT 5.11 | Residential | CITYWALK RESIDENTIAL 1 LLC |  | Q — Mechanical Engineering Installations | Q | Q05 | Q0506 | Q5 Automatic controls | FCU-F01-08-01; 6.5kW total cooling capacity | 1 | Nr. | AED | 4008 | 4008 | 5.06 | Space Heating & Air Treatment – Fan Coil Unit | Number | 92 | AI | ✓ | Priced
| Citywalk Plot 5.11 Main Works Contract BOQ (1).xlsx | L |  |  | NEW | CITYWALK PHASE-05, PLOT 5.11 | Residential | CITYWALK RESIDENTIAL 1 LLC |  | Q — Mechanical Engineering Installations | Q | Q05 | Q0506 | Q5 Automatic controls | FCU-F01-09-01; 5.3kW total cooling capacity | 1 | Nr. | AED | 3268 | 3268 | 5.06 | Space Heating & Air Treatment – Fan Coil Unit | Number | 92 | AI | ✓ | Priced
| Citywalk Plot 5.11 Main Works Contract BOQ (1).xlsx | M |  |  | NEW | CITYWALK PHASE-05, PLOT 5.11 | Residential | CITYWALK RESIDENTIAL 1 LLC |  | Q — Mechanical Engineering Installations | Q | Q05 | Q0506 | Q5 Automatic controls | FCU-F01-10-01; 5.3kW total cooling capacity | 1 | Nr. | AED | 3268 | 3268 | 5.06 | Space Heating & Air Treatment – Fan Coil Unit | Number | 92 | AI | ✓ | Priced
| Citywalk Plot 5.11 Main Works Contract BOQ (1).xlsx | N |  |  | NEW | CITYWALK PHASE-05, PLOT 5.11 | Residential | CITYWALK RESIDENTIAL 1 LLC |  | Q — Mechanical Engineering Installations | Q | Q05 | Q0506 | Q5 Automatic controls | FCU-F01-11-01; 5.7kW total cooling capacity | 1 | Nr. | AED | 3515 | 3515 | 5.06 | Space Heating & Air Treatment – Fan Coil Unit | Number | 92 | AI | ✓ | Priced
| Citywalk Plot 5.11 Main Works Contract BOQ (1).xlsx | P |  |  | NEW | CITYWALK PHASE-05, PLOT 5.11 | Residential | CITYWALK RESIDENTIAL 1 LLC |  | Q — Mechanical Engineering Installations | Q | Q05 | Q0506 | Q5 Automatic controls | FCU-F01-11-02; 3.9kW total cooling capacity | 1 | Nr. | AED | 2406 | 2406 | 5.06 | Space Heating & Air Treatment – Fan Coil Unit | Number | 92 | AI | ✓ | Priced
| Citywalk Plot 5.11 Main Works Contract BOQ (1).xlsx | Q |  |  | NEW | CITYWALK PHASE-05, PLOT 5.11 | Residential | CITYWALK RESIDENTIAL 1 LLC |  | Q — Mechanical Engineering Installations | Q | Q05 | Q0506 | Q5 Automatic controls | FCU-F01-12-01; 4kW total cooling capacity | 1 | Nr. | AED | 2466 | 2466 | 5.06 | Space Heating & Air Treatment – Fan Coil Unit | Number | 92 | AI | ✓ | Priced
| Citywalk Plot 5.11 Main Works Contract BOQ (1).xlsx | R |  |  | NEW | CITYWALK PHASE-05, PLOT 5.11 | Residential | CITYWALK RESIDENTIAL 1 LLC |  | Q — Mechanical Engineering Installations | Q | Q05 | Q0506 | Q5 Automatic controls | FCU-F01-12-02; 3.4kW total cooling capacity | 1 | Nr. | AED | 2097 | 2097 | 5.06 | Space Heating & Air Treatment – Fan Coil Unit | Number | 92 | AI | ✓ | Priced
| Citywalk Plot 5.11 Main Works Contract BOQ (1).xlsx | S |  |  | NEW | CITYWALK PHASE-05, PLOT 5.11 | Residential | CITYWALK RESIDENTIAL 1 LLC |  | Q — Mechanical Engineering Installations | Q | Q05 | Q0506 | Q5 Automatic controls | FCU-F01-13-01; 3.8kW total cooling capacity | 1 | Nr. | AED | 2344 | 2344 | 5.06 | Space Heating & Air Treatment – Fan Coil Unit | Number | 92 | AI | ✓ | Priced
| Citywalk Plot 5.11 Main Works Contract BOQ (1).xlsx | T |  |  | NEW | CITYWALK PHASE-05, PLOT 5.11 | Residential | CITYWALK RESIDENTIAL 1 LLC |  | Q — Mechanical Engineering Installations | Q | Q05 | Q0506 | Q5 Automatic controls | FCU-F01-13-02; 4.7kW total cooling capacity | 1 | Nr. | AED | 2898 | 2898 | 5.06 | Space Heating & Air Treatment – Fan Coil Unit | Number | 92 | AI | ✓ | Priced
| Citywalk Plot 5.11 Main Works Contract BOQ (1).xlsx | U |  |  | NEW | CITYWALK PHASE-05, PLOT 5.11 | Residential | CITYWALK RESIDENTIAL 1 LLC |  | Q — Mechanical Engineering Installations | Q | Q05 | Q0506 | Q5 Automatic controls | FCU-F02-03-01; 3.8kW total cooling capacity | 2 | Nr. | AED | 2344 | 4688 | 5.06 | Space Heating & Air Treatment – Fan Coil Unit | Number | 92 | AI | ✓ | Priced
| Citywalk Plot 5.11 Main Works Contract BOQ (1).xlsx | V |  |  | NEW | CITYWALK PHASE-05, PLOT 5.11 | Residential | CITYWALK RESIDENTIAL 1 LLC |  | Q — Mechanical Engineering Installations | Q | Q05 | Q0506 | Q5 Automatic controls | FCU-F02-03-16-01; 5.7kW total cooling capacity | 2 | Nr. | AED | 3515 | 7030 | 5.06 | Space Heating & Air Treatment – Fan Coil Unit | Number | 92 | AI | ✓ | Priced
| Citywalk Plot 5.11 Main Works Contract BOQ (1).xlsx | W |  |  | NEW | CITYWALK PHASE-05, PLOT 5.11 | Residential | CITYWALK RESIDENTIAL 1 LLC |  | Q — Mechanical Engineering Installations | Q | Q05 | Q0506 | Q5 Automatic controls | FCU-F02-03-16-02; 8.8kW total cooling capacity | 2 | Nr. | AED | 5426 | 10852 | 5.06 | Space Heating & Air Treatment – Fan Coil Unit | Number | 92 | AI | ✓ | Priced
| Citywalk Plot 5.11 Main Works Contract BOQ (1).xlsx | A |  |  | NEW | CITYWALK PHASE-05, PLOT 5.11 | Residential | CITYWALK RESIDENTIAL 1 LLC |  | Q — Mechanical Engineering Installations | Q | Q05 | Q0506 | Q5 Automatic controls | FCU-F02-03-16-03; 4.2kW total cooling capacity | 2 | Nr. | AED | 2590 | 5180 | 5.06 | Space Heating & Air Treatment – Fan Coil Unit | Number | 92 | AI | ✓ | Priced
| Citywalk Plot 5.11 Main Works Contract BOQ (1).xlsx | B |  |  | NEW | CITYWALK PHASE-05, PLOT 5.11 | Residential | CITYWALK RESIDENTIAL 1 LLC |  | Q — Mechanical Engineering Installations | Q | Q05 | Q0506 | Q5 Automatic controls | FCU-F02-04-01-01; 5.3kW total cooling capacity | 3 | Nr. | AED | 3268 | 9804 | 5.06 | Space Heating & Air Treatment – Fan Coil Unit | Number | 92 | AI | ✓ | Priced
| Citywalk Plot 5.11 Main Works Contract BOQ (1).xlsx | C |  |  | NEW | CITYWALK PHASE-05, PLOT 5.11 | Residential | CITYWALK RESIDENTIAL 1 LLC |  | Q — Mechanical Engineering Installations | Q | Q05 | Q0506 | Q5 Automatic controls | FCU-F02-04-15-01; 3.8kW total cooling capacity | 3 | Nr. | AED | 2344 | 7032 | 5.06 | Space Heating & Air Treatment – Fan Coil Unit | Number | 92 | AI | ✓ | Priced
| Citywalk Plot 5.11 Main Works Contract BOQ (1).xlsx | D |  |  | NEW | CITYWALK PHASE-05, PLOT 5.11 | Residential | CITYWALK RESIDENTIAL 1 LLC |  | Q — Mechanical Engineering Installations | Q | Q05 | Q0506 | Q5 Automatic controls | FCU-F04-01; 3.8kW total cooling capacity | 1 | Nr. | AED | 2344 | 2344 | 5.06 | Space Heating & Air Treatment – Fan Coil Unit | Number | 92 | AI | ✓ | Priced
| Citywalk Plot 5.11 Main Works Contract BOQ (1).xlsx | E |  |  | NEW | CITYWALK PHASE-05, PLOT 5.11 | Residential | CITYWALK RESIDENTIAL 1 LLC |  | Q — Mechanical Engineering Installations | Q | Q05 | Q0506 | Q5 Automatic controls | FCU-F04-16-01; 6.1kW total cooling capacity | 1 | Nr. | AED | 3762 | 3762 | 5.06 | Space Heating & Air Treatment – Fan Coil Unit | Number | 92 | AI | ✓ | Priced
| Citywalk Plot 5.11 Main Works Contract BOQ (1).xlsx | F |  |  | NEW | CITYWALK PHASE-05, PLOT 5.11 | Residential | CITYWALK RESIDENTIAL 1 LLC |  | Q — Mechanical Engineering Installations | Q | Q05 | Q0506 | Q5 Automatic controls | FCU-F04-16-02; 9.1kW total cooling capacity | 1 | Nr. | AED | 5611 | 5611 | 5.06 | Space Heating & Air Treatment – Fan Coil Unit | Number | 92 | AI | ✓ | Priced
| Citywalk Plot 5.11 Main Works Contract BOQ (1).xlsx | G |  |  | NEW | CITYWALK PHASE-05, PLOT 5.11 | Residential | CITYWALK RESIDENTIAL 1 LLC |  | Q — Mechanical Engineering Installations | Q | Q05 | Q0506 | Q5 Automatic controls | FCU-F04-16-03; 4.4kW total cooling capacity | 1 | Nr. | AED | 2713 | 2713 | 5.06 | Space Heating & Air Treatment – Fan Coil Unit | Number | 92 | AI | ✓ | Priced
| Citywalk Plot 5.11 Main Works Contract BOQ (1).xlsx | H |  |  | NEW | CITYWALK PHASE-05, PLOT 5.11 | Residential | CITYWALK RESIDENTIAL 1 LLC |  | Q — Mechanical Engineering Installations | Q | Q05 | Q0506 | Q5 Automatic controls | FCU-F05-06-01; 3.6kW total cooling capacity | 2 | Nr. | AED | 2219 | 4438 | 5.06 | Space Heating & Air Treatment – Fan Coil Unit | Number | 92 | AI | ✓ | Priced
| Citywalk Plot 5.11 Main Works Contract BOQ (1).xlsx | J |  |  | NEW | CITYWALK PHASE-05, PLOT 5.11 | Residential | CITYWALK RESIDENTIAL 1 LLC |  | Q — Mechanical Engineering Installations | Q | Q05 | Q0506 | Q5 Automatic controls | FCU-F05-06-01-01; 7.5kW total cooling capacity | 2 | Nr. | AED | 4625 | 9250 | 5.06 | Space Heating & Air Treatment – Fan Coil Unit | Number | 92 | AI | ✓ | Priced
| Citywalk Plot 5.11 Main Works Contract BOQ (1).xlsx | K |  |  | NEW | CITYWALK PHASE-05, PLOT 5.11 | Residential | CITYWALK RESIDENTIAL 1 LLC |  | Q — Mechanical Engineering Installations | Q | Q05 | Q0506 | Q5 Automatic controls | FCU-F05-06-15-01; 5.4kW total cooling capacity | 2 | Nr. | AED | 3330 | 6660 | 5.06 | Space Heating & Air Treatment – Fan Coil Unit | Number | 92 | AI | ✓ | Priced
| Citywalk Plot 5.11 Main Works Contract BOQ (1).xlsx | L |  |  | NEW | CITYWALK PHASE-05, PLOT 5.11 | Residential | CITYWALK RESIDENTIAL 1 LLC |  | Q — Mechanical Engineering Installations | Q | Q05 | Q0506 | Q5 Automatic controls | FCU-F02-06-02; 4.3kW total cooling capacity | 5 | Nr. | AED | 2651 | 13255 | 5.06 | Space Heating & Air Treatment – Fan Coil Unit | Number | 92 | AI | ✓ | Priced
| Citywalk Plot 5.11 Main Works Contract BOQ (1).xlsx | M |  |  | NEW | CITYWALK PHASE-05, PLOT 5.11 | Residential | CITYWALK RESIDENTIAL 1 LLC |  | Q — Mechanical Engineering Installations | Q | Q05 | Q0506 | Q5 Automatic controls | FCU-F02-06-03; 6.6kW total cooling capacity | 5 | Nr. | AED | 4070 | 20350 | 5.06 | Space Heating & Air Treatment – Fan Coil Unit | Number | 92 | AI | ✓ | Priced
| Citywalk Plot 5.11 Main Works Contract BOQ (1).xlsx | N |  |  | NEW | CITYWALK PHASE-05, PLOT 5.11 | Residential | CITYWALK RESIDENTIAL 1 LLC |  | Q — Mechanical Engineering Installations | Q | Q05 | Q0506 | Q5 Automatic controls | FCU-F02-06-04; 4.9kW total cooling capacity | 5 | Nr. | AED | 3022 | 15110 | 5.06 | Space Heating & Air Treatment – Fan Coil Unit | Number | 92 | AI | ✓ | Priced
| Citywalk Plot 5.11 Main Works Contract BOQ (1).xlsx | P |  |  | NEW | CITYWALK PHASE-05, PLOT 5.11 | Residential | CITYWALK RESIDENTIAL 1 LLC |  | Q — Mechanical Engineering Installations | Q | Q05 | Q0506 | Q5 Automatic controls | FCU-F02-06-05; 2.5kW total cooling capacity | 5 | Nr. | AED | 1732 | 8660 | 5.06 | Space Heating & Air Treatment – Fan Coil Unit | Number | 92 | AI | ✓ | Priced
| Citywalk Plot 5.11 Main Works Contract BOQ (1).xlsx | Q |  |  | NEW | CITYWALK PHASE-05, PLOT 5.11 | Residential | CITYWALK RESIDENTIAL 1 LLC |  | Q — Mechanical Engineering Installations | Q | Q05 | Q0506 | Q5 Automatic controls | FCU-F02-06-01-02; 4.2kW total cooling capacity | 5 | Nr. | AED | 2590 | 12950 | 5.06 | Space Heating & Air Treatment – Fan Coil Unit | Number | 92 | AI | ✓ | Priced
| Citywalk Plot 5.11 Main Works Contract BOQ (1).xlsx | R |  |  | NEW | CITYWALK PHASE-05, PLOT 5.11 | Residential | CITYWALK RESIDENTIAL 1 LLC |  | Q — Mechanical Engineering Installations | Q | Q05 | Q0506 | Q5 Automatic controls | FCU-F02-06-02-01; 5.2kW total cooling capacity | 5 | Nr. | AED | 3207 | 16035 | 5.06 | Space Heating & Air Treatment – Fan Coil Unit | Number | 92 | AI | ✓ | Priced
| Citywalk Plot 5.11 Main Works Contract BOQ (1).xlsx | S |  |  | NEW | CITYWALK PHASE-05, PLOT 5.11 | Residential | CITYWALK RESIDENTIAL 1 LLC |  | Q — Mechanical Engineering Installations | Q | Q05 | Q0506 | Q5 Automatic controls | FCU-F02-06-02-02; 4.2kW total cooling capacity | 5 | Nr. | AED | 2590 | 12950 | 5.06 | Space Heating & Air Treatment – Fan Coil Unit | Number | 92 | AI | ✓ | Priced
| Citywalk Plot 5.11 Main Works Contract BOQ (1).xlsx | T |  |  | NEW | CITYWALK PHASE-05, PLOT 5.11 | Residential | CITYWALK RESIDENTIAL 1 LLC |  | Q — Mechanical Engineering Installations | Q | Q05 | Q0506 | Q5 Automatic controls | FCU-F02-06-03-01; 6.5kW total cooling capacity | 5 | Nr. | AED | 4008 | 20040 | 5.06 | Space Heating & Air Treatment – Fan Coil Unit | Number | 92 | AI | ✓ | Priced
| Citywalk Plot 5.11 Main Works Contract BOQ (1).xlsx | A |  |  | NEW | CITYWALK PHASE-05, PLOT 5.11 | Residential | CITYWALK RESIDENTIAL 1 LLC |  | Q — Mechanical Engineering Installations | Q | Q05 | Q0506 | Q5 Automatic controls | FCU-F02-06-04-01; 4.8kW total cooling capacity | 5 | Nr. | AED | 2960 | 14800 | 5.06 | Space Heating & Air Treatment – Fan Coil Unit | Number | 92 | AI | ✓ | Priced
| Citywalk Plot 5.11 Main Works Contract BOQ (1).xlsx | B |  |  | NEW | CITYWALK PHASE-05, PLOT 5.11 | Residential | CITYWALK RESIDENTIAL 1 LLC |  | Q — Mechanical Engineering Installations | Q | Q05 | Q0506 | Q5 Automatic controls | FCU-F02-06-04-02; 3.9kW total cooling capacity | 5 | Nr. | AED | 2406 | 12030 | 5.06 | Space Heating & Air Treatment – Fan Coil Unit | Number | 92 | AI | ✓ | Priced
| Citywalk Plot 5.11 Main Works Contract BOQ (1).xlsx | C |  |  | NEW | CITYWALK PHASE-05, PLOT 5.11 | Residential | CITYWALK RESIDENTIAL 1 LLC |  | Q — Mechanical Engineering Installations | Q | Q05 | Q0506 | Q5 Automatic controls | FCU-F02-06-05-01; 4.9kW total cooling capacity | 5 | Nr. | AED | 3022 | 15110 | 5.06 | Space Heating & Air Treatment – Fan Coil Unit | Number | 92 | AI | ✓ | Priced
| Citywalk Plot 5.11 Main Works Contract BOQ (1).xlsx | D |  |  | NEW | CITYWALK PHASE-05, PLOT 5.11 | Residential | CITYWALK RESIDENTIAL 1 LLC |  | Q — Mechanical Engineering Installations | Q | Q05 | Q0506 | Q5 Automatic controls | FCU-F02-06-05-02; 6.5kW total cooling capacity | 5 | Nr. | AED | 4008 | 20040 | 5.06 | Space Heating & Air Treatment – Fan Coil Unit | Number | 92 | AI | ✓ | Priced
| Citywalk Plot 5.11 Main Works Contract BOQ (1).xlsx | E |  |  | NEW | CITYWALK PHASE-05, PLOT 5.11 | Residential | CITYWALK RESIDENTIAL 1 LLC |  | Q — Mechanical Engineering Installations | Q | Q05 | Q0506 | Q5 Automatic controls | FCU-F02-06-05-03; 2kW total cooling capacity | 5 | Nr. | AED | 1732 | 8660 | 5.06 | Space Heating & Air Treatment – Fan Coil Unit | Number | 92 | AI | ✓ | Priced
| Citywalk Plot 5.11 Main Works Contract BOQ (1).xlsx | F |  |  | NEW | CITYWALK PHASE-05, PLOT 5.11 | Residential | CITYWALK RESIDENTIAL 1 LLC |  | Q — Mechanical Engineering Installations | Q | Q05 | Q0506 | Q5 Automatic controls | FCU-F02-06-06-01; 7.4kW total cooling capacity | 5 | Nr. | AED | 4563 | 22815 | 5.06 | Space Heating & Air Treatment – Fan Coil Unit | Number | 92 | AI | ✓ | Priced
| Citywalk Plot 5.11 Main Works Contract BOQ (1).xlsx | G |  |  | NEW | CITYWALK PHASE-05, PLOT 5.11 | Residential | CITYWALK RESIDENTIAL 1 LLC |  | Q — Mechanical Engineering Installations | Q | Q05 | Q0506 | Q5 Automatic controls | FCU-F02-06-07-01; 6.5kW total cooling capacity | 5 | Nr. | AED | 4008 | 20040 | 5.06 | Space Heating & Air Treatment – Fan Coil Unit | Number | 92 | AI | ✓ | Priced
| Citywalk Plot 5.11 Main Works Contract BOQ (1).xlsx | H |  |  | NEW | CITYWALK PHASE-05, PLOT 5.11 | Residential | CITYWALK RESIDENTIAL 1 LLC |  | Q — Mechanical Engineering Installations | Q | Q05 | Q0506 | Q5 Automatic controls | FCU-F02-06-08-01; 6.5kW total cooling capacity | 5 | Nr. | AED | 4008 | 20040 | 5.06 | Space Heating & Air Treatment – Fan Coil Unit | Number | 92 | AI | ✓ | Priced
| Citywalk Plot 5.11 Main Works Contract BOQ (1).xlsx | J |  |  | NEW | CITYWALK PHASE-05, PLOT 5.11 | Residential | CITYWALK RESIDENTIAL 1 LLC |  | Q — Mechanical Engineering Installations | Q | Q06 | Q0602 | Q6 Connections to supply mains | FCU-F02-06-09-01; 5.3kW total cooling capacity | 5 | Nr. | AED | 3268 | 16340 | 5.06 | Space Heating & Air Treatment – Cooling Units | Number | 92 | AI | ✓ | Priced
| Citywalk Plot 5.11 Main Works Contract BOQ (1).xlsx | K |  |  | NEW | CITYWALK PHASE-05, PLOT 5.11 | Residential | CITYWALK RESIDENTIAL 1 LLC |  | Q — Mechanical Engineering Installations | Q | Q06 | Q0602 | Q6 Connections to supply mains | FCU-F02-06-10-01; 5.4kW total cooling capacity | 5 | Nr. | AED | 3330 | 16650 | 5.06 | Space Heating & Air Treatment – Cooling Units | Number | 92 | AI | ✓ | Priced
| Citywalk Plot 5.11 Main Works Contract BOQ (1).xlsx | L |  |  | NEW | CITYWALK PHASE-05, PLOT 5.11 | Residential | CITYWALK RESIDENTIAL 1 LLC |  | Q — Mechanical Engineering Installations | Q | Q06 | Q0602 | Q6 Connections to supply mains | FCU-F02-06-11-01; 5.6kW total cooling capacity | 5 | Nr. | AED | 3454 | 17270 | 5.06 | Space Heating & Air Treatment – Cooling Units | Number | 92 | AI | ✓ | Priced
| Citywalk Plot 5.11 Main Works Contract BOQ (1).xlsx | M |  |  | NEW | CITYWALK PHASE-05, PLOT 5.11 | Residential | CITYWALK RESIDENTIAL 1 LLC |  | Q — Mechanical Engineering Installations | Q | Q06 | Q0602 | Q6 Connections to supply mains | FCU-F02-06-11-02; 3.9kW total cooling capacity | 5 | Nr. | AED | 2406 | 12030 | 5.06 | Space Heating & Air Treatment – Cooling Units | Number | 92 | AI | ✓ | Priced
| Citywalk Plot 5.11 Main Works Contract BOQ (1).xlsx | N |  |  | NEW | CITYWALK PHASE-05, PLOT 5.11 | Residential | CITYWALK RESIDENTIAL 1 LLC |  | Q — Mechanical Engineering Installations | Q | Q06 | Q0602 | Q6 Connections to supply mains | FCU-F02-06-12-01; 4kW total cooling capacity | 5 | Nr. | AED | 2466 | 12330 | 5.06 | Space Heating & Air Treatment – Cooling Units | Number | 92 | AI | ✓ | Priced
| Citywalk Plot 5.11 Main Works Contract BOQ (1).xlsx | P |  |  | NEW | CITYWALK PHASE-05, PLOT 5.11 | Residential | CITYWALK RESIDENTIAL 1 LLC |  | Q — Mechanical Engineering Installations | Q | Q06 | Q0602 | Q6 Connections to supply mains | FCU-F02-06-12-02; 3.4kW total cooling capacity | 5 | Nr. | AED | 2097 | 10485 | 5.06 | Space Heating & Air Treatment – Cooling Units | Number | 92 | AI | ✓ | Priced
| Citywalk Plot 5.11 Main Works Contract BOQ (1).xlsx | Q |  |  | NEW | CITYWALK PHASE-05, PLOT 5.11 | Residential | CITYWALK RESIDENTIAL 1 LLC |  | Q — Mechanical Engineering Installations | Q | Q06 | Q0602 | Q6 Connections to supply mains | FCU-F02-06-13-01; 4.9kW total cooling capacity | 5 | Nr. | AED | 3022 | 15110 | 5.06 | Space Heating & Air Treatment – Cooling Units | Number | 92 | AI | ✓ | Priced
| Citywalk Plot 5.11 Main Works Contract BOQ (1).xlsx | R |  |  | NEW | CITYWALK PHASE-05, PLOT 5.11 | Residential | CITYWALK RESIDENTIAL 1 LLC |  | Q — Mechanical Engineering Installations | Q | Q06 | Q0602 | Q6 Connections to supply mains | FCU-F02-06-14-01; 6.3kW total cooling capacity | 5 | Nr. | AED | 3886 | 19430 | 5.06 | Space Heating & Air Treatment – Cooling Units | Number | 92 | AI | ✓ | Priced
| Citywalk Plot 5.11 Main Works Contract BOQ (1).xlsx | A |  |  | NEW | CITYWALK PHASE-05, PLOT 5.11 | Residential | CITYWALK RESIDENTIAL 1 LLC |  | Q — Mechanical Engineering Installations | Q | Q06 | Q0602 | Q6 Connections to supply mains | FCU-F02-06-15-02; 5.1kW total cooling capacity | 5 | Nr. | AED | 3145 | 15725 | 5.06 | Space Heating & Air Treatment – Cooling Units | Number | 92 | AI | ✓ | Priced
| Citywalk Plot 5.11 Main Works Contract BOQ (1).xlsx | B |  |  | NEW | CITYWALK PHASE-05, PLOT 5.11 | Residential | CITYWALK RESIDENTIAL 1 LLC |  | Q — Mechanical Engineering Installations | Q | Q06 | Q0602 | Q6 Connections to supply mains | FCU-F07-01; 5.0kW total cooling capacity | 1 | Nr. | AED | 3083 | 3083 | 5.06 | Space Heating & Air Treatment – Cooling Units | Number | 92 | AI | ✓ | Priced
| Citywalk Plot 5.11 Main Works Contract BOQ (1).xlsx | C |  |  | NEW | CITYWALK PHASE-05, PLOT 5.11 | Residential | CITYWALK RESIDENTIAL 1 LLC |  | Q — Mechanical Engineering Installations | Q | Q06 | Q0602 | Q6 Connections to supply mains | FCU-F07-02; 5.4kW total cooling capacity | 1 | Nr. | AED | 3083 | 3083 | 5.06 | Space Heating & Air Treatment – Cooling Units | Number | 92 | AI | ✓ | Priced
| Citywalk Plot 5.11 Main Works Contract BOQ (1).xlsx | D |  |  | NEW | CITYWALK PHASE-05, PLOT 5.11 | Residential | CITYWALK RESIDENTIAL 1 LLC |  | Q — Mechanical Engineering Installations | Q | Q06 | Q0602 | Q6 Connections to supply mains | FCU-F07-03; 8.8kW total cooling capacity | 1 | Nr. | AED | 4934 | 4934 | 5.06 | Space Heating & Air Treatment – Cooling Units | Number | 92 | AI | ✓ | Priced
| Citywalk Plot 5.11 Main Works Contract BOQ (1).xlsx | E |  |  | NEW | CITYWALK PHASE-05, PLOT 5.11 | Residential | CITYWALK RESIDENTIAL 1 LLC |  | Q — Mechanical Engineering Installations | Q | Q06 | Q0602 | Q6 Connections to supply mains | FCU-F07-04; 5.3kW total cooling capacity | 1 | Nr. | AED | 3083 | 3083 | 5.06 | Space Heating & Air Treatment – Cooling Units | Number | 92 | AI | ✓ | Priced
| Citywalk Plot 5.11 Main Works Contract BOQ (1).xlsx | F |  |  | NEW | CITYWALK PHASE-05, PLOT 5.11 | Residential | CITYWALK RESIDENTIAL 1 LLC |  | Q — Mechanical Engineering Installations | Q | Q06 | Q0602 | Q6 Connections to supply mains | FCU-F07-05; 4kW total cooling capacity | 1 | Nr. | AED | 2466 | 2466 | 5.06 | Space Heating & Air Treatment – Cooling Units | Number | 92 | AI | ✓ | Priced
| Citywalk Plot 5.11 Main Works Contract BOQ (1).xlsx | G |  |  | NEW | CITYWALK PHASE-05, PLOT 5.11 | Residential | CITYWALK RESIDENTIAL 1 LLC |  | Q — Mechanical Engineering Installations | Q | Q06 | Q0602 | Q6 Connections to supply mains | FCU-F07-01-01; 10.4kW total cooling capacity | 1 | Nr. | AED | 6413 | 6413 | 5.06 | Space Heating & Air Treatment – Cooling Units | Number | 92 | AI | ✓ | Priced
| Citywalk Plot 5.11 Main Works Contract BOQ (1).xlsx | H |  |  | NEW | CITYWALK PHASE-05, PLOT 5.11 | Residential | CITYWALK RESIDENTIAL 1 LLC |  | Q — Mechanical Engineering Installations | Q | Q06 | Q0602 | Q6 Connections to supply mains | FCU-F07-01-02; 5.9kW total cooling capacity | 1 | Nr. | AED | 3639 | 3639 | 5.06 | Space Heating & Air Treatment – Cooling Units | Number | 92 | AI | ✓ | Priced
| Citywalk Plot 5.11 Main Works Contract BOQ (1).xlsx | J |  |  | NEW | CITYWALK PHASE-05, PLOT 5.11 | Residential | CITYWALK RESIDENTIAL 1 LLC |  | Q — Mechanical Engineering Installations | Q | Q06 | Q0602 | Q6 Connections to supply mains | FCU-F07-02-01; 6.5kW total cooling capacity | 1 | Nr. | AED | 4008 | 4008 | 5.06 | Space Heating & Air Treatment – Cooling Units | Number | 92 | AI | ✓ | Priced
| Citywalk Plot 5.11 Main Works Contract BOQ (1).xlsx | K |  |  | NEW | CITYWALK PHASE-05, PLOT 5.11 | Residential | CITYWALK RESIDENTIAL 1 LLC |  | Q — Mechanical Engineering Installations | Q | Q06 | Q0602 | Q6 Connections to supply mains | FCU-F07-02-02; 5.9kW total cooling capacity | 1 | Nr. | AED | 3639 | 3639 | 5.06 | Space Heating & Air Treatment – Cooling Units | Number | 92 | AI | ✓ | Priced
| Citywalk Plot 5.11 Main Works Contract BOQ (1).xlsx | L |  |  | NEW | CITYWALK PHASE-05, PLOT 5.11 | Residential | CITYWALK RESIDENTIAL 1 LLC |  | Q — Mechanical Engineering Installations | Q | Q06 | Q0602 | Q6 Connections to supply mains | FCU-F07-03-01; 8.5kW total cooling capacity | 1 | Nr. | AED | 5242 | 5242 | 5.06 | Space Heating & Air Treatment – Cooling Units | Number | 92 | AI | ✓ | Priced
| Citywalk Plot 5.11 Main Works Contract BOQ (1).xlsx | M |  |  | NEW | CITYWALK PHASE-05, PLOT 5.11 | Residential | CITYWALK RESIDENTIAL 1 LLC |  | Q — Mechanical Engineering Installations | Q | Q06 | Q0602 | Q6 Connections to supply mains | FCU-F07-04-01; 5.9kW total cooling capacity | 1 | Nr. | AED | 3639 | 3639 | 5.06 | Space Heating & Air Treatment – Cooling Units | Number | 92 | AI | ✓ | Priced
| Citywalk Plot 5.11 Main Works Contract BOQ (1).xlsx | N |  |  | NEW | CITYWALK PHASE-05, PLOT 5.11 | Residential | CITYWALK RESIDENTIAL 1 LLC |  | Q — Mechanical Engineering Installations | Q | Q06 | Q0602 | Q6 Connections to supply mains | FCU-F07-04-02; 5.3kW total cooling capacity | 1 | Nr. | AED | 3268 | 3268 | 5.06 | Space Heating & Air Treatment – Cooling Units | Number | 92 | AI | ✓ | Priced
| Citywalk Plot 5.11 Main Works Contract BOQ (1).xlsx | P |  |  | NEW | CITYWALK PHASE-05, PLOT 5.11 | Residential | CITYWALK RESIDENTIAL 1 LLC |  | Q — Mechanical Engineering Installations | Q | Q06 | Q0602 | Q6 Connections to supply mains | FCU-F07-05-01; 8.7kW total cooling capacity | 1 | Nr. | AED | 5364 | 5364 | 5.06 | Space Heating & Air Treatment – Cooling Units | Number | 92 | AI | ✓ | Priced
| Citywalk Plot 5.11 Main Works Contract BOQ (1).xlsx | Q |  |  | NEW | CITYWALK PHASE-05, PLOT 5.11 | Residential | CITYWALK RESIDENTIAL 1 LLC |  | Q — Mechanical Engineering Installations | Q | Q06 | Q0602 | Q6 Connections to supply mains | FCU-F07-05-02; 6.7kW total cooling capacity | 1 | Nr. | AED | 4131 | 4131 | 5.06 | Space Heating & Air Treatment – Cooling Units | Number | 92 | AI | ✓ | Priced
| Citywalk Plot 5.11 Main Works Contract BOQ (1).xlsx | R |  |  | NEW | CITYWALK PHASE-05, PLOT 5.11 | Residential | CITYWALK RESIDENTIAL 1 LLC |  | Q — Mechanical Engineering Installations | Q | Q06 | Q0602 | Q6 Connections to supply mains | FCU-F07-05-03; 2.7kW total cooling capacity | 1 | Nr. | AED | 1665 | 1665 | 5.06 | Space Heating & Air Treatment – Cooling Units | Number | 92 | AI | ✓ | Priced
| Citywalk Plot 5.11 Main Works Contract BOQ (1).xlsx | S |  |  | NEW | CITYWALK PHASE-05, PLOT 5.11 | Residential | CITYWALK RESIDENTIAL 1 LLC |  | Q — Mechanical Engineering Installations | Q | Q06 | Q0602 | Q6 Connections to supply mains | FCU-F07-06-01; 10.4kW total cooling capacity | 1 | Nr. | AED | 6413 | 6413 | 5.06 | Space Heating & Air Treatment – Cooling Units | Number | 92 | AI | ✓ | Priced
| Citywalk Plot 5.11 Main Works Contract BOQ (1).xlsx | T |  |  | NEW | CITYWALK PHASE-05, PLOT 5.11 | Residential | CITYWALK RESIDENTIAL 1 LLC |  | Q — Mechanical Engineering Installations | Q | Q06 | Q0602 | Q6 Connections to supply mains | FCU-F07-07-01; 8.7kW total cooling capacity | 1 | Nr. | AED | 5364 | 5364 | 5.06 | Space Heating & Air Treatment – Cooling Units | Number | 92 | AI | ✓ | Priced
| Citywalk Plot 5.11 Main Works Contract BOQ (1).xlsx | U |  |  | NEW | CITYWALK PHASE-05, PLOT 5.11 | Residential | CITYWALK RESIDENTIAL 1 LLC |  | Q — Mechanical Engineering Installations | Q | Q06 | Q0602 | Q6 Connections to supply mains | FCU-F07-08-01; 8.7kW total cooling capacity | 1 | Nr. | AED | 5364 | 5364 | 5.06 | Space Heating & Air Treatment – Cooling Units | Number | 92 | AI | ✓ | Priced
| Citywalk Plot 5.11 Main Works Contract BOQ (1).xlsx | V |  |  | NEW | CITYWALK PHASE-05, PLOT 5.11 | Residential | CITYWALK RESIDENTIAL 1 LLC |  | Q — Mechanical Engineering Installations | Q | Q06 | Q0602 | Q6 Connections to supply mains | FCU-F07-09-01; 6.9kW total cooling capacity | 1 | Nr. | AED | 4255 | 4255 | 5.06 | Space Heating & Air Treatment – Cooling Units | Number | 92 | AI | ✓ | Priced
| Citywalk Plot 5.11 Main Works Contract BOQ (1).xlsx | W |  |  | NEW | CITYWALK PHASE-05, PLOT 5.11 | Residential | CITYWALK RESIDENTIAL 1 LLC |  | Q — Mechanical Engineering Installations | Q | Q06 | Q0602 | Q6 Connections to supply mains | FCU-F07-10-01; 6.9kW total cooling capacity | 1 | Nr. | AED | 4255 | 4255 | 5.06 | Space Heating & Air Treatment – Cooling Units | Number | 92 | AI | ✓ | Priced
| Citywalk Plot 5.11 Main Works Contract BOQ (1).xlsx | A |  |  | NEW | CITYWALK PHASE-05, PLOT 5.11 | Residential | CITYWALK RESIDENTIAL 1 LLC |  | Q — Mechanical Engineering Installations | Q | Q06 | Q0602 | Q6 Connections to supply mains | FCU-F07-11-01; 7.7kW total cooling capacity | 1 | Nr. | AED | 4748 | 4748 | 5.06 | Space Heating & Air Treatment – Cooling Units | Number | 92 | AI | ✓ | Priced
| Citywalk Plot 5.11 Main Works Contract BOQ (1).xlsx | B |  |  | NEW | CITYWALK PHASE-05, PLOT 5.11 | Residential | CITYWALK RESIDENTIAL 1 LLC |  | Q — Mechanical Engineering Installations | Q | Q06 | Q0602 | Q6 Connections to supply mains | FCU-F07-11-02; 5.2kW total cooling capacity | 1 | Nr. | AED | 3207 | 3207 | 5.06 | Space Heating & Air Treatment – Cooling Units | Number | 92 | AI | ✓ | Priced
| Citywalk Plot 5.11 Main Works Contract BOQ (1).xlsx | C |  |  | NEW | CITYWALK PHASE-05, PLOT 5.11 | Residential | CITYWALK RESIDENTIAL 1 LLC |  | Q — Mechanical Engineering Installations | Q | Q06 | Q0602 | Q6 Connections to supply mains | FCU-F07-12-01; 5.2kW total cooling capacity | 1 | Nr. | AED | 3207 | 3207 | 5.06 | Space Heating & Air Treatment – Cooling Units | Number | 92 | AI | ✓ | Priced
| Citywalk Plot 5.11 Main Works Contract BOQ (1).xlsx | D |  |  | NEW | CITYWALK PHASE-05, PLOT 5.11 | Residential | CITYWALK RESIDENTIAL 1 LLC |  | Q — Mechanical Engineering Installations | Q | Q06 | Q0602 | Q6 Connections to supply mains | FCU-F07-12-02; 4.6kW total cooling capacity | 1 | Nr. | AED | 2837 | 2837 | 5.06 | Space Heating & Air Treatment – Cooling Units | Number | 92 | AI | ✓ | Priced
| Citywalk Plot 5.11 Main Works Contract BOQ (1).xlsx | E |  |  | NEW | CITYWALK PHASE-05, PLOT 5.11 | Residential | CITYWALK RESIDENTIAL 1 LLC |  | Q — Mechanical Engineering Installations | Q | Q06 | Q0602 | Q6 Connections to supply mains | FCU-F07-13-01; 6.2kW total cooling capacity | 1 | Nr. | AED | 3824 | 3824 | 5.06 | Space Heating & Air Treatment – Cooling Units | Number | 92 | AI | ✓ | Priced
| Citywalk Plot 5.11 Main Works Contract BOQ (1).xlsx | F |  |  | NEW | CITYWALK PHASE-05, PLOT 5.11 | Residential | CITYWALK RESIDENTIAL 1 LLC |  | Q — Mechanical Engineering Installations | Q | Q06 | Q0602 | Q6 Connections to supply mains | FCU-F07-14-01; 7.9kW total cooling capacity | 1 | Nr. | AED | 4872 | 4872 | 5.06 | Space Heating & Air Treatment – Cooling Units | Number | 92 | AI | ✓ | Priced
| Citywalk Plot 5.11 Main Works Contract BOQ (1).xlsx | G |  |  | NEW | CITYWALK PHASE-05, PLOT 5.11 | Residential | CITYWALK RESIDENTIAL 1 LLC |  | Q — Mechanical Engineering Installations | Q | Q06 | Q0602 | Q6 Connections to supply mains | FCU-F07-15-01; 7kW total cooling capacity | 1 | Nr. | AED | 4316 | 4316 | 5.06 | Space Heating & Air Treatment – Cooling Units | Number | 92 | AI | ✓ | Priced
| Citywalk Plot 5.11 Main Works Contract BOQ (1).xlsx | H |  |  | NEW | CITYWALK PHASE-05, PLOT 5.11 | Residential | CITYWALK RESIDENTIAL 1 LLC |  | Q — Mechanical Engineering Installations | Q | Q06 | Q0602 | Q6 Connections to supply mains | FCU-F07-15-02; 7.1kW total cooling capacity | 1 | Nr. | AED | 4378 | 4378 | 5.06 | Space Heating & Air Treatment – Cooling Units | Number | 92 | AI | ✓ | Priced
| Citywalk Plot 5.11 Main Works Contract BOQ (1).xlsx | J |  |  | NEW | CITYWALK PHASE-05, PLOT 5.11 | Residential | CITYWALK RESIDENTIAL 1 LLC |  | Q — Mechanical Engineering Installations | Q | Q06 | Q0602 | Q6 Connections to supply mains | FCU-F08-01; 2.9kW total cooling capacity | 1 | Nr. | AED | 1788 | 1788 | 5.06 | Space Heating & Air Treatment – Cooling Units | Number | 92 | AI | ✓ | Priced
| Citywalk Plot 5.11 Main Works Contract BOQ (1).xlsx | K |  |  | NEW | CITYWALK PHASE-05, PLOT 5.11 | Residential | CITYWALK RESIDENTIAL 1 LLC |  | Q — Mechanical Engineering Installations | Q | Q06 | Q0602 | Q6 Connections to supply mains | FCU-F08-02; 6.8kW total cooling capacity | 1 | Nr. | AED | 4193 | 4193 | 5.06 | Space Heating & Air Treatment – Cooling Units | Number | 92 | AI | ✓ | Priced
| Citywalk Plot 5.11 Main Works Contract BOQ (1).xlsx | L |  |  | NEW | CITYWALK PHASE-05, PLOT 5.11 | Residential | CITYWALK RESIDENTIAL 1 LLC |  | Q — Mechanical Engineering Installations | Q | Q06 | Q0602 | Q6 Connections to supply mains | FCU-F08-03; 2.4kW total cooling capacity | 1 | Nr. | AED | 1480 | 1480 | 5.06 | Space Heating & Air Treatment – Cooling Units | Number | 92 | AI | ✓ | Priced
| Citywalk Plot 5.11 Main Works Contract BOQ (1).xlsx | M |  |  | NEW | CITYWALK PHASE-05, PLOT 5.11 | Residential | CITYWALK RESIDENTIAL 1 LLC |  | Q — Mechanical Engineering Installations | Q | Q05 | Q0506 | Q5 Automatic controls | FCU-F08-04; 5.0kW total cooling capacity | 1 | Nr. | AED | 3083 | 3083 | 5.06 | Space Heating & Air Treatment – Air Conditioning Units | Number | 92 | AI | ✓ | Priced
| Citywalk Plot 5.11 Main Works Contract BOQ (1).xlsx | N |  |  | NEW | CITYWALK PHASE-05, PLOT 5.11 | Residential | CITYWALK RESIDENTIAL 1 LLC |  | Q — Mechanical Engineering Installations | Q | Q05 | Q0506 | Q5 Automatic controls | FCU-F08-05; 2.1kW total cooling capacity | 1 | Nr. | AED | 1295 | 1295 | 5.06 | Space Heating & Air Treatment – Air Conditioning Units | Number | 92 | AI | ✓ | Priced
| Citywalk Plot 5.11 Main Works Contract BOQ (1).xlsx | P |  |  | NEW | CITYWALK PHASE-05, PLOT 5.11 | Residential | CITYWALK RESIDENTIAL 1 LLC |  | Q — Mechanical Engineering Installations | Q | Q05 | Q0506 | Q5 Automatic controls | FCU-F08-01-01; 10.5kW total cooling capacity | 1 | Nr. | AED | 6475 | 6475 | 5.06 | Space Heating & Air Treatment – Air Conditioning Units | Number | 92 | AI | ✓ | Priced
| Citywalk Plot 5.11 Main Works Contract BOQ (1).xlsx | Q |  |  | NEW | CITYWALK PHASE-05, PLOT 5.11 | Residential | CITYWALK RESIDENTIAL 1 LLC |  | Q — Mechanical Engineering Installations | Q | Q05 | Q0506 | Q5 Automatic controls | FCU-F08-01-02; 7.2kW total cooling capacity | 1 | Nr. | AED | 4440 | 4440 | 5.06 | Space Heating & Air Treatment – Air Conditioning Units | Number | 92 | AI | ✓ | Priced
| Citywalk Plot 5.11 Main Works Contract BOQ (1).xlsx | R |  |  | NEW | CITYWALK PHASE-05, PLOT 5.11 | Residential | CITYWALK RESIDENTIAL 1 LLC |  | Q — Mechanical Engineering Installations | Q | Q05 | Q0506 | Q5 Automatic controls | FCU-F08-01-03; 5.3kW total cooling capacity | 1 | Nr. | AED | 3268 | 3268 | 5.06 | Space Heating & Air Treatment – Air Conditioning Units | Number | 92 | AI | ✓ | Priced
| Citywalk Plot 5.11 Main Works Contract BOQ (1).xlsx | S |  |  | NEW | CITYWALK PHASE-05, PLOT 5.11 | Residential | CITYWALK RESIDENTIAL 1 LLC |  | Q — Mechanical Engineering Installations | Q | Q05 | Q0506 | Q5 Automatic controls | FCU-F08-02-01; 6.4kW total cooling capacity | 1 | Nr. | AED | 3946 | 3946 | 5.06 | Space Heating & Air Treatment – Air Conditioning Units | Number | 92 | AI | ✓ | Priced
| Citywalk Plot 5.11 Main Works Contract BOQ (1).xlsx | T |  |  | NEW | CITYWALK PHASE-05, PLOT 5.11 | Residential | CITYWALK RESIDENTIAL 1 LLC |  | Q — Mechanical Engineering Installations | Q | Q05 | Q0506 | Q5 Automatic controls | FCU-F08-03-01; 5.1kW total cooling capacity | 1 | Nr. | AED | 3145 | 3145 | 5.06 | Space Heating & Air Treatment – Air Conditioning Units | Number | 92 | AI | ✓ | Priced
| Citywalk Plot 5.11 Main Works Contract BOQ (1).xlsx | U |  |  | NEW | CITYWALK PHASE-05, PLOT 5.11 | Residential | CITYWALK RESIDENTIAL 1 LLC |  | Q — Mechanical Engineering Installations | Q | Q05 | Q0506 | Q5 Automatic controls | FCU-F08-03-02; 7.4kW total cooling capacity | 1 | Nr. | AED | 4563 | 4563 | 5.06 | Space Heating & Air Treatment – Air Conditioning Units | Number | 92 | AI | ✓ | Priced
| Citywalk Plot 5.11 Main Works Contract BOQ (1).xlsx | V |  |  | NEW | CITYWALK PHASE-05, PLOT 5.11 | Residential | CITYWALK RESIDENTIAL 1 LLC |  | Q — Mechanical Engineering Installations | Q | Q05 | Q0506 | Q5 Automatic controls | FCU-F08-04-01; 9.4kW total cooling capacity | 1 | Nr. | AED | 5796 | 5796 | 5.06 | Space Heating & Air Treatment – Air Conditioning Units | Number | 92 | AI | ✓ | Priced
| Citywalk Plot 5.11 Main Works Contract BOQ (1).xlsx | W |  |  | NEW | CITYWALK PHASE-05, PLOT 5.11 | Residential | CITYWALK RESIDENTIAL 1 LLC |  | Q — Mechanical Engineering Installations | Q | Q05 | Q0506 | Q5 Automatic controls | FCU-F08-04-02; 8.3kW total cooling capacity | 1 | Nr. | AED | 5119 | 5119 | 5.06 | Space Heating & Air Treatment – Air Conditioning Units | Number | 92 | AI | ✓ | Priced
| Citywalk Plot 5.11 Main Works Contract BOQ (1).xlsx | A |  |  | NEW | CITYWALK PHASE-05, PLOT 5.11 | Residential | CITYWALK RESIDENTIAL 1 LLC |  | Q — Mechanical Engineering Installations | Q | Q05 | Q0506 | Q5 Automatic controls | FCU-F08-04-03; 6.6kW total cooling capacity | 1 | Nr. | AED | 4070 | 4070 | 5.06 | Space Heating & Air Treatment – Air Conditioning Units | Number | 92 | AI | ✓ | Priced
| Citywalk Plot 5.11 Main Works Contract BOQ (1).xlsx | B |  |  | NEW | CITYWALK PHASE-05, PLOT 5.11 | Residential | CITYWALK RESIDENTIAL 1 LLC |  | Q — Mechanical Engineering Installations | Q | Q05 | Q0506 | Q5 Automatic controls | FCU-F08-05-01; 5.8kW total cooling capacity | 1 | Nr. | AED | 3577 | 3577 | 5.06 | Space Heating & Air Treatment – Air Conditioning Units | Number | 92 | AI | ✓ | Priced
| Citywalk Plot 5.11 Main Works Contract BOQ (1).xlsx | C |  |  | NEW | CITYWALK PHASE-05, PLOT 5.11 | Residential | CITYWALK RESIDENTIAL 1 LLC |  | Q — Mechanical Engineering Installations | Q | Q05 | Q0506 | Q5 Automatic controls | FCU-F08-05-02; 6.3kW total cooling capacity | 1 | Nr. | AED | 3886 | 3886 | 5.06 | Space Heating & Air Treatment – Air Conditioning Units | Number | 92 | AI | ✓ | Priced
| Citywalk Plot 5.11 Main Works Contract BOQ (1).xlsx | D |  |  | NEW | CITYWALK PHASE-05, PLOT 5.11 | Residential | CITYWALK RESIDENTIAL 1 LLC |  | Q — Mechanical Engineering Installations | Q | Q05 | Q0506 | Q5 Automatic controls | FCU-F08-06-01; 7.4kW total cooling capacity | 1 | Nr. | AED | 4563 | 4563 | 5.06 | Space Heating & Air Treatment – Air Conditioning Units | Number | 92 | AI | ✓ | Priced
| Citywalk Plot 5.11 Main Works Contract BOQ (1).xlsx | E |  |  | NEW | CITYWALK PHASE-05, PLOT 5.11 | Residential | CITYWALK RESIDENTIAL 1 LLC |  | Q — Mechanical Engineering Installations | Q | Q05 | Q0506 | Q5 Automatic controls | FCU-F08-06-02; 5.4kW total cooling capacity | 1 | Nr. | AED | 3330 | 3330 | 5.06 | Space Heating & Air Treatment – Air Conditioning Units | Number | 92 | AI | ✓ | Priced
| Citywalk Plot 5.11 Main Works Contract BOQ (1).xlsx | F |  |  | NEW | CITYWALK PHASE-05, PLOT 5.11 | Residential | CITYWALK RESIDENTIAL 1 LLC |  | Q — Mechanical Engineering Installations | Q | Q05 | Q0506 | Q5 Automatic controls | FCU-F08-07-01; 7.1kW total cooling capacity | 1 | Nr. | AED | 4378 | 4378 | 5.06 | Space Heating & Air Treatment – Air Conditioning Units | Number | 92 | AI | ✓ | Priced
| Citywalk Plot 5.11 Main Works Contract BOQ (1).xlsx | G |  |  | NEW | CITYWALK PHASE-05, PLOT 5.11 | Residential | CITYWALK RESIDENTIAL 1 LLC |  | Q — Mechanical Engineering Installations | Q | Q05 | Q0506 | Q5 Automatic controls | FCU-F08-07-02; 4.9kW total cooling capacity | 1 | Nr. | AED | 3022 | 3022 | 5.06 | Space Heating & Air Treatment – Air Conditioning Units | Number | 92 | AI | ✓ | Priced
| Citywalk Plot 5.11 Main Works Contract BOQ (1).xlsx | H |  |  | NEW | CITYWALK PHASE-05, PLOT 5.11 | Residential | CITYWALK RESIDENTIAL 1 LLC |  | Q — Mechanical Engineering Installations | Q | Q05 | Q0506 | Q5 Automatic controls | FCU-F08-08-01; 6.5kW total cooling capacity | 1 | Nr. | AED | 4008 | 4008 | 5.06 | Space Heating & Air Treatment – Air Conditioning Units | Number | 92 | AI | ✓ | Priced
| Citywalk Plot 5.11 Main Works Contract BOQ (1).xlsx | J |  |  | NEW | CITYWALK PHASE-05, PLOT 5.11 | Residential | CITYWALK RESIDENTIAL 1 LLC |  | Q — Mechanical Engineering Installations | Q | Q05 | Q0506 | Q5 Automatic controls | FCU-RF-01; 2.1kW total cooling capacity | 1 | Nr. | AED | 1295 | 1295 | 5.06 | Space Heating & Air Treatment – Air Conditioning Units | Number | 92 | AI | ✓ | Priced
| Citywalk Plot 5.11 Main Works Contract BOQ (1).xlsx | K |  |  | NEW | CITYWALK PHASE-05, PLOT 5.11 | Residential | CITYWALK RESIDENTIAL 1 LLC |  | Q — Mechanical Engineering Installations | Q | Q05 | Q0506 | Q5 Automatic controls | FCU-RF-02; 7.7kW total cooling capacity | 1 | Nr. | AED | 4748 | 4748 | 5.06 | Space Heating & Air Treatment – Air Conditioning Units | Number | 92 | AI | ✓ | Priced
| Citywalk Plot 5.11 Main Works Contract BOQ (1).xlsx | L |  |  | NEW | CITYWALK PHASE-05, PLOT 5.11 | Residential | CITYWALK RESIDENTIAL 1 LLC |  | Q — Mechanical Engineering Installations | Q | Q05 | Q0506 | Q5 Automatic controls | FCU-RF-03; 6.9kW total cooling capacity | 1 | Nr. | AED | 4255 | 4255 | 5.06 | Space Heating & Air Treatment – Air Conditioning Units | Number | 92 | AI | ✓ | Priced
| Citywalk Plot 5.11 Main Works Contract BOQ (1).xlsx | M |  |  | NEW | CITYWALK PHASE-05, PLOT 5.11 | Residential | CITYWALK RESIDENTIAL 1 LLC |  | Q — Mechanical Engineering Installations | Q | Q05 | Q0506 | Q5 Automatic controls | FCU-RF-04; 7.1kW total cooling capacity | 1 | Nr. | AED | 4378 | 4378 | 5.06 | Space Heating & Air Treatment – Air Conditioning Units | Number | 92 | AI | ✓ | Priced
| Citywalk Plot 5.11 Main Works Contract BOQ (1).xlsx | N |  |  | NEW | CITYWALK PHASE-05, PLOT 5.11 | Residential | CITYWALK RESIDENTIAL 1 LLC |  | Q — Mechanical Engineering Installations | Q | Q03 | Q0300 | Q3 Ductwork | Fresh air ducts | 1741 | m² | AED | 135 | 235035 | 5.06 | Mechanical Engineering Installations | Length (m), Weight (t), Area (m²), Enumerated (nr), Item | 60 | Fuzzy | ⚠ | Priced
| Citywalk Plot 5.11 Main Works Contract BOQ (1).xlsx | P |  |  | NEW | CITYWALK PHASE-05, PLOT 5.11 | Residential | CITYWALK RESIDENTIAL 1 LLC |  | Q — Mechanical Engineering Installations | Q | Q03 | Q0300 | Q3 Ductwork | Exhaust air ducts | 2062 | m² | AED | 135 | 278370 | 5.06 | Mechanical Engineering Installations | Length (m), Weight (t), Area (m²), Enumerated (nr), Item | 61 | Fuzzy | ⚠ | Priced
| Citywalk Plot 5.11 Main Works Contract BOQ (1).xlsx | Q |  |  | NEW | CITYWALK PHASE-05, PLOT 5.11 | Residential | CITYWALK RESIDENTIAL 1 LLC |  | C — Concrete Work | C | C02 | C0201 | C2 Poured concrete | Staircase pressurization ducts | 3 | m² | AED | 298 | 894 | 2.01 | Frame | Volume (m³) | 93 | Rule | ✓ | Priced
| Citywalk Plot 5.11 Main Works Contract BOQ (1).xlsx | R |  |  | NEW | CITYWALK PHASE-05, PLOT 5.11 | Residential | CITYWALK RESIDENTIAL 1 LLC |  | Q — Mechanical Engineering Installations | Q | Q05 | Q0507 | Q5 Automatic controls | Lift pressurization ducts | 6 | m² | AED | 298 | 1788 | 5.07 | Ventilation – Ductwork | Linear (m) | 88 | AI | ✓ | Priced
| Citywalk Plot 5.11 Main Works Contract BOQ (1).xlsx | A |  |  | NEW | CITYWALK PHASE-05, PLOT 5.11 | Residential | CITYWALK RESIDENTIAL 1 LLC |  | Q — Mechanical Engineering Installations | Q | Q03 | Q0300 | Q3 Ductwork | Kitchen extract ducts | 105 | m² | AED | 377 | 39585 | 5.06 | Mechanical Engineering Installations | Length (m), Weight (t), Area (m²), Enumerated (nr), Item | 62 | Fuzzy | ⚠ | Priced
| Citywalk Plot 5.11 Main Works Contract BOQ (1).xlsx | B |  |  | NEW | CITYWALK PHASE-05, PLOT 5.11 | Residential | CITYWALK RESIDENTIAL 1 LLC |  | Q — Mechanical Engineering Installations | Q | Q03 | Q0300 | Q3 Ductwork | Smoke extract ducts | 293 | m² | AED | 298 | 87314 | 5.06 | Mechanical Engineering Installations | Length (m), Weight (t), Area (m²), Enumerated (nr), Item | 63 | Fuzzy | ⚠ | Priced
| Citywalk Plot 5.11 Main Works Contract BOQ (1).xlsx | C |  |  | NEW | CITYWALK PHASE-05, PLOT 5.11 | Residential | CITYWALK RESIDENTIAL 1 LLC |  | Q — Mechanical Engineering Installations | Q | Q03 | Q0300 | Q3 Ductwork | Smoke makeup-air ducts | 274 | m² | AED | 298 | 81652 | 5.06 | Mechanical Engineering Installations | Length (m), Weight (t), Area (m²), Enumerated (nr), Item | 61 | Fuzzy | ⚠ | Priced
| Citywalk Plot 5.11 Main Works Contract BOQ (1).xlsx | D |  |  | NEW | CITYWALK PHASE-05, PLOT 5.11 | Residential | CITYWALK RESIDENTIAL 1 LLC |  | Q — Mechanical Engineering Installations | Q | Q03 | Q0300 | Q3 Ductwork | Fresh air ducts | 1515 | m² | AED | 37 | 56055 | 5.06 | Mechanical Engineering Installations | Length (m), Weight (t), Area (m²), Enumerated (nr), Item | 60 | Fuzzy | ⚠ | Priced
| Citywalk Plot 5.11 Main Works Contract BOQ (1).xlsx | E |  |  | NEW | CITYWALK PHASE-05, PLOT 5.11 | Residential | CITYWALK RESIDENTIAL 1 LLC |  | Q — Mechanical Engineering Installations | Q | Q03 | Q0300 | Q3 Ductwork | Exhaust air ducts | 1909 | m² | AED | 37 | 70633 | 5.06 | Mechanical Engineering Installations | Length (m), Weight (t), Area (m²), Enumerated (nr), Item | 61 | Fuzzy | ⚠ | Priced
| Citywalk Plot 5.11 Main Works Contract BOQ (1).xlsx | F |  |  | NEW | CITYWALK PHASE-05, PLOT 5.11 | Residential | CITYWALK RESIDENTIAL 1 LLC |  | Q — Mechanical Engineering Installations | Q | Q03 | Q0300 | Q3 Ductwork | Smoke extract ducts | 283 | m² | AED | 0 | Not Applicable, as not mentioned in specification | 5.06 | Mechanical Engineering Installations | Length (m), Weight (t), Area (m²), Enumerated (nr), Item | 63 | Fuzzy | ⚠ | Unpriced
| Citywalk Plot 5.11 Main Works Contract BOQ (1).xlsx | G |  |  | NEW | CITYWALK PHASE-05, PLOT 5.11 | Residential | CITYWALK RESIDENTIAL 1 LLC |  | Q — Mechanical Engineering Installations | Q | Q03 | Q0300 | Q3 Ductwork | Smoke makeup-air ducts | 267 | m² | AED | 0 | Not Applicable, as not mentioned in specification | 5.06 | Mechanical Engineering Installations | Length (m), Weight (t), Area (m²), Enumerated (nr), Item | 61 | Fuzzy | ⚠ | Unpriced
| Citywalk Plot 5.11 Main Works Contract BOQ (1).xlsx | H |  |  | NEW | CITYWALK PHASE-05, PLOT 5.11 | Residential | CITYWALK RESIDENTIAL 1 LLC |  | C — Concrete Work | C | C02 | C0201 | C2 Poured concrete | Staircase pressurization ducts | 3 | m² | AED | 0 | Not Applicable, as not mentioned in specification | 2.01 | Frame | Volume (m³) | 93 | Rule | ✓ | Unpriced
| Citywalk Plot 5.11 Main Works Contract BOQ (1).xlsx | J |  |  | NEW | CITYWALK PHASE-05, PLOT 5.11 | Residential | CITYWALK RESIDENTIAL 1 LLC |  | Q — Mechanical Engineering Installations | Q | Q05 | Q0507 | Q5 Automatic controls | Lift pressurization ducts | 3 | m² | AED | 0 | Not Applicable, as not mentioned in specification | 5.07 | Ventilation – Ductwork Insulation | Area (m²) | 85 | AI | ✓ | Unpriced
| Citywalk Plot 5.11 Main Works Contract BOQ (1).xlsx | A |  |  | NEW | CITYWALK PHASE-05, PLOT 5.11 | Residential | CITYWALK RESIDENTIAL 1 LLC |  | Q — Mechanical Engineering Installations | Q | Q03 | Q0300 | Q3 Ductwork | Fresh air ducts | 225 | m² | AED | 188 | 42300 | 5.06 | Mechanical Engineering Installations | Length (m), Weight (t), Area (m²), Enumerated (nr), Item | 60 | Fuzzy | ⚠ | Priced
| Citywalk Plot 5.11 Main Works Contract BOQ (1).xlsx | B |  |  | NEW | CITYWALK PHASE-05, PLOT 5.11 | Residential | CITYWALK RESIDENTIAL 1 LLC |  | Q — Mechanical Engineering Installations | Q | Q03 | Q0300 | Q3 Ductwork | Exhaust air ducts | 153 | m² | AED | 188 | 28764 | 5.06 | Mechanical Engineering Installations | Length (m), Weight (t), Area (m²), Enumerated (nr), Item | 61 | Fuzzy | ⚠ | Priced
| Citywalk Plot 5.11 Main Works Contract BOQ (1).xlsx | C |  |  | NEW | CITYWALK PHASE-05, PLOT 5.11 | Residential | CITYWALK RESIDENTIAL 1 LLC |  | Q — Mechanical Engineering Installations | Q | Q03 | Q0300 | Q3 Ductwork | Smoke extract ducts | 10 | m² | AED | 0 | Not Applicable, as not mentioned in specification | 5.06 | Mechanical Engineering Installations | Length (m), Weight (t), Area (m²), Enumerated (nr), Item | 63 | Fuzzy | ⚠ | Unpriced
| Citywalk Plot 5.11 Main Works Contract BOQ (1).xlsx | D |  |  | NEW | CITYWALK PHASE-05, PLOT 5.11 | Residential | CITYWALK RESIDENTIAL 1 LLC |  | Q — Mechanical Engineering Installations | Q | Q03 | Q0300 | Q3 Ductwork | Smoke makeup-air ducts | 6 | m² | AED | 0 | Not Applicable, as not mentioned in specification | 5.06 | Mechanical Engineering Installations | Length (m), Weight (t), Area (m²), Enumerated (nr), Item | 61 | Fuzzy | ⚠ | Unpriced
| Citywalk Plot 5.11 Main Works Contract BOQ (1).xlsx | E |  |  | NEW | CITYWALK PHASE-05, PLOT 5.11 | Residential | CITYWALK RESIDENTIAL 1 LLC |  | Q — Mechanical Engineering Installations | Q | Q05 | Q0507 | Q5 Automatic controls | Lift pressurization ducts | 3 | m² | AED | 0 | Not Applicable, as not mentioned in specification | 5.07 | Ventilation – Ductwork Insulation | Area (m²) | 86 | AI | ✓ | Unpriced
| Citywalk Plot 5.11 Main Works Contract BOQ (1).xlsx | A |  |  | NEW | CITYWALK PHASE-05, PLOT 5.11 | Residential | CITYWALK RESIDENTIAL 1 LLC |  | Q — Mechanical Engineering Installations | Q | Q03 | Q0300 | Q3 Ductwork | Kitchen extract ducts | 34 | m² | AED | 188 | 6392 | 5.06 | Mechanical Engineering Installations | Length (m), Weight (t), Area (m²), Enumerated (nr), Item | 62 | Fuzzy | ⚠ | Priced
| Citywalk Plot 5.11 Main Works Contract BOQ (1).xlsx | B |  |  | NEW | CITYWALK PHASE-05, PLOT 5.11 | Residential | CITYWALK RESIDENTIAL 1 LLC |  | Q — Mechanical Engineering Installations | Q | Q03 | Q0300 | Q3 Ductwork | Kitchen extract ducts | 71 | m² | AED | 105 | 7455 | 5.06 | Mechanical Engineering Installations | Length (m), Weight (t), Area (m²), Enumerated (nr), Item | 62 | Fuzzy | ⚠ | Priced
| Citywalk Plot 5.11 Main Works Contract BOQ (1).xlsx | C |  |  | NEW | CITYWALK PHASE-05, PLOT 5.11 | Residential | CITYWALK RESIDENTIAL 1 LLC |  | Q — Mechanical Engineering Installations | Q | Q02 | Q0201 | Q2 Pipework and gutterwork | 100mm diameter; length 1.0m | 221 | Nr. | AED | 42 | 9282 | 3.01 | Mechanical – Drainage Pipe | Length (m) | 90 | Rule | ✓ | Priced
| Citywalk Plot 5.11 Main Works Contract BOQ (1).xlsx | D |  |  | NEW | CITYWALK PHASE-05, PLOT 5.11 | Residential | CITYWALK RESIDENTIAL 1 LLC |  | Q — Mechanical Engineering Installations | Q | Q02 | Q0201 | Q2 Pipework and gutterwork | 150mm diameter; length 1.0m | 259 | Nr. | AED | 63 | 16317 | 3.01 | Mechanical – Drainage Pipe | Length (m) | 90 | Rule | ✓ | Priced
| Citywalk Plot 5.11 Main Works Contract BOQ (1).xlsx | E |  |  | NEW | CITYWALK PHASE-05, PLOT 5.11 | Residential | CITYWALK RESIDENTIAL 1 LLC |  | Q — Mechanical Engineering Installations | Q | Q02 | Q0201 | Q2 Pipework and gutterwork | 200mm diameter; length 1.0m | 43 | Nr. | AED | 83 | 3569 | 3.01 | Mechanical – Drainage Pipe | Length (m) | 90 | Rule | ✓ | Priced
| Citywalk Plot 5.11 Main Works Contract BOQ (1).xlsx | F |  |  | NEW | CITYWALK PHASE-05, PLOT 5.11 | Residential | CITYWALK RESIDENTIAL 1 LLC |  | Q — Mechanical Engineering Installations | Q | Q02 | Q0201 | Q2 Pipework and gutterwork | 250mm diameter; length 1.0m | 23 | Nr. | AED | 104 | 2392 | 3.01 | Mechanical – Drainage Pipe | Length (m) | 88 | Rule | ✓ | Priced
| Citywalk Plot 5.11 Main Works Contract BOQ (1).xlsx | G |  |  | NEW | CITYWALK PHASE-05, PLOT 5.11 | Residential | CITYWALK RESIDENTIAL 1 LLC |  | Q — Mechanical Engineering Installations | Q | Q02 | Q0201 | Q2 Pipework and gutterwork | 100mm diameter | 42 | Nr. | AED | 150 | 6300 | 3.01 | Mechanical – Drainage Pipe | Length (m) | 90 | Rule | ✓ | Priced
| Citywalk Plot 5.11 Main Works Contract BOQ (1).xlsx | H |  |  | NEW | CITYWALK PHASE-05, PLOT 5.11 | Residential | CITYWALK RESIDENTIAL 1 LLC |  | Q — Mechanical Engineering Installations | Q | Q02 | Q0201 | Q2 Pipework and gutterwork | 150mm diameter | 12 | Nr. | AED | 157 | 1884 | 3.01 | Mechanical – Drainage Pipe | Length (m) | 90 | Rule | ✓ | Priced
| Citywalk Plot 5.11 Main Works Contract BOQ (1).xlsx | J |  |  | NEW | CITYWALK PHASE-05, PLOT 5.11 | Residential | CITYWALK RESIDENTIAL 1 LLC |  | Q — Mechanical Engineering Installations | Q | Q05 | Q0507 | Q5 Automatic controls | 150x100mm | 136 | Nr. | AED | 195 | 26520 | 5.07 | Ventilation – Ductwork Accessories | Number | 87 | AI | ✓ | Priced
| Citywalk Plot 5.11 Main Works Contract BOQ (1).xlsx | K |  |  | NEW | CITYWALK PHASE-05, PLOT 5.11 | Residential | CITYWALK RESIDENTIAL 1 LLC |  | Q — Mechanical Engineering Installations | Q | Q05 | Q0507 | Q5 Automatic controls | 150x150mm | 92 | Nr. | AED | 215 | 19780 | 5.07 | Ventilation – Ductwork Accessories | Number | 87 | AI | ✓ | Priced
| Citywalk Plot 5.11 Main Works Contract BOQ (1).xlsx | L |  |  | NEW | CITYWALK PHASE-05, PLOT 5.11 | Residential | CITYWALK RESIDENTIAL 1 LLC |  | Q — Mechanical Engineering Installations | Q | Q05 | Q0507 | Q5 Automatic controls | 200x150mm | 62 | Nr. | AED | 234 | 14508 | 5.07 | Ventilation – Ductwork Accessories | Number | 87 | AI | ✓ | Priced
| Citywalk Plot 5.11 Main Works Contract BOQ (1).xlsx | M |  |  | NEW | CITYWALK PHASE-05, PLOT 5.11 | Residential | CITYWALK RESIDENTIAL 1 LLC |  | Q — Mechanical Engineering Installations | Q | Q05 | Q0507 | Q5 Automatic controls | 200x300mm | 1 | Nr. | AED | 346 | 346 | 5.07 | Ventilation – Ductwork Accessories | Number | 87 | AI | ✓ | Priced
| Citywalk Plot 5.11 Main Works Contract BOQ (1).xlsx | N |  |  | NEW | CITYWALK PHASE-05, PLOT 5.11 | Residential | CITYWALK RESIDENTIAL 1 LLC |  | Q — Mechanical Engineering Installations | Q | Q05 | Q0507 | Q5 Automatic controls | 250x150mm | 131 | Nr. | AED | 253 | 33143 | 5.07 | Ventilation – Ductwork Accessories | Number | 87 | AI | ✓ | Priced
| Citywalk Plot 5.11 Main Works Contract BOQ (1).xlsx | P |  |  | NEW | CITYWALK PHASE-05, PLOT 5.11 | Residential | CITYWALK RESIDENTIAL 1 LLC |  | Q — Mechanical Engineering Installations | Q | Q05 | Q0507 | Q5 Automatic controls | 250x200mm | 19 | Nr. | AED | 321 | 6099 | 5.07 | Ventilation – Ductwork Accessories | Number | 87 | AI | ✓ | Priced
| Citywalk Plot 5.11 Main Works Contract BOQ (1).xlsx | Q |  |  | NEW | CITYWALK PHASE-05, PLOT 5.11 | Residential | CITYWALK RESIDENTIAL 1 LLC |  | Q — Mechanical Engineering Installations | Q | Q05 | Q0507 | Q5 Automatic controls | 250x250mm | 4 | Nr. | AED | 346 | 1384 | 5.07 | Ventilation – Ductwork Accessories | Number | 87 | AI | ✓ | Priced
| Citywalk Plot 5.11 Main Works Contract BOQ (1).xlsx | A |  |  | NEW | CITYWALK PHASE-05, PLOT 5.11 | Residential | CITYWALK RESIDENTIAL 1 LLC |  | Q — Mechanical Engineering Installations | Q | Q05 | Q0507 | Q5 Automatic controls | 250x300mm | 2 | Nr. | AED | 370 | 740 | 5.07 | Ventilation – Ductwork Accessories | Number | 87 | AI | ✓ | Priced
| Citywalk Plot 5.11 Main Works Contract BOQ (1).xlsx | B |  |  | NEW | CITYWALK PHASE-05, PLOT 5.11 | Residential | CITYWALK RESIDENTIAL 1 LLC |  | Q — Mechanical Engineering Installations | Q | Q05 | Q0507 | Q5 Automatic controls | 300x150mm | 24 | Nr. | AED | 275 | 6600 | 5.07 | Ventilation – Ductwork Accessories | Number | 87 | AI | ✓ | Priced
| Citywalk Plot 5.11 Main Works Contract BOQ (1).xlsx | C |  |  | NEW | CITYWALK PHASE-05, PLOT 5.11 | Residential | CITYWALK RESIDENTIAL 1 LLC |  | Q — Mechanical Engineering Installations | Q | Q05 | Q0507 | Q5 Automatic controls | 300x200mm | 5 | Nr. | AED | 343 | 1715 | 5.07 | Ventilation – Ductwork Accessories | Number | 87 | AI | ✓ | Priced
| Citywalk Plot 5.11 Main Works Contract BOQ (1).xlsx | D |  |  | NEW | CITYWALK PHASE-05, PLOT 5.11 | Residential | CITYWALK RESIDENTIAL 1 LLC |  | Q — Mechanical Engineering Installations | Q | Q05 | Q0507 | Q5 Automatic controls | 300x250mm | 5 | Nr. | AED | 366 | 1830 | 5.07 | Ventilation – Ductwork Accessories | Number | 87 | AI | ✓ | Priced
| Citywalk Plot 5.11 Main Works Contract BOQ (1).xlsx | E |  |  | NEW | CITYWALK PHASE-05, PLOT 5.11 | Residential | CITYWALK RESIDENTIAL 1 LLC |  | Q — Mechanical Engineering Installations | Q | Q05 | Q0507 | Q5 Automatic controls | 350x200mm | 2 | Nr. | AED | 365 | 730 | 5.07 | Ventilation – Ductwork Accessories | Number | 87 | AI | ✓ | Priced
| Citywalk Plot 5.11 Main Works Contract BOQ (1).xlsx | F |  |  | NEW | CITYWALK PHASE-05, PLOT 5.11 | Residential | CITYWALK RESIDENTIAL 1 LLC |  | Q — Mechanical Engineering Installations | Q | Q05 | Q0507 | Q5 Automatic controls | 350x250mm | 2 | Nr. | AED | 392 | 784 | 5.07 | Ventilation – Ductwork Accessories | Number | 87 | AI | ✓ | Priced
| Citywalk Plot 5.11 Main Works Contract BOQ (1).xlsx | G |  |  | NEW | CITYWALK PHASE-05, PLOT 5.11 | Residential | CITYWALK RESIDENTIAL 1 LLC |  | Q — Mechanical Engineering Installations | Q | Q05 | Q0507 | Q5 Automatic controls | 400x150mm | 18 | Nr. | AED | 312 | 5616 | 5.07 | Ventilation – Ductwork Accessories | Number | 87 | AI | ✓ | Priced
| Citywalk Plot 5.11 Main Works Contract BOQ (1).xlsx | H |  |  | NEW | CITYWALK PHASE-05, PLOT 5.11 | Residential | CITYWALK RESIDENTIAL 1 LLC |  | Q — Mechanical Engineering Installations | Q | Q05 | Q0507 | Q5 Automatic controls | 400x300mm | 1 | Nr. | AED | 445 | 445 | 5.07 | Ventilation – Ductwork Accessories | Number | 87 | AI | ✓ | Priced
| Citywalk Plot 5.11 Main Works Contract BOQ (1).xlsx | J |  |  | NEW | CITYWALK PHASE-05, PLOT 5.11 | Residential | CITYWALK RESIDENTIAL 1 LLC |  | Q — Mechanical Engineering Installations | Q | Q06 | Q0605 | Q6 Connections to supply mains | 450x150mm | 1 | Nr. | AED | 332 | 332 | 5.07 | Ventilation – HVAC Ductwork | Item (450x150mm) | 85 | AI | ✓ | Priced
| Citywalk Plot 5.11 Main Works Contract BOQ (1).xlsx | K |  |  | NEW | CITYWALK PHASE-05, PLOT 5.11 | Residential | CITYWALK RESIDENTIAL 1 LLC |  | Q — Mechanical Engineering Installations | Q | Q06 | Q0605 | Q6 Connections to supply mains | 450x300mm | 1 | Nr. | AED | 468 | 468 | 5.07 | Ventilation – HVAC Ductwork | Item (450x300mm) | 85 | AI | ✓ | Priced
| Citywalk Plot 5.11 Main Works Contract BOQ (1).xlsx | L |  |  | NEW | CITYWALK PHASE-05, PLOT 5.11 | Residential | CITYWALK RESIDENTIAL 1 LLC |  | Q — Mechanical Engineering Installations | Q | Q06 | Q0605 | Q6 Connections to supply mains | 450x400mm | 1 | Nr. | AED | 573 | 573 | 5.07 | Ventilation – HVAC Ductwork | Item (450x400mm) | 85 | AI | ✓ | Priced
| Citywalk Plot 5.11 Main Works Contract BOQ (1).xlsx | M |  |  | NEW | CITYWALK PHASE-05, PLOT 5.11 | Residential | CITYWALK RESIDENTIAL 1 LLC |  | Q — Mechanical Engineering Installations | Q | Q06 | Q0605 | Q6 Connections to supply mains | 500x150mm | 1 | Nr. | AED | 351 | 351 | 5.07 | Ventilation – HVAC Ductwork | Item (500x150mm) | 85 | AI | ✓ | Priced
| Citywalk Plot 5.11 Main Works Contract BOQ (1).xlsx | N |  |  | NEW | CITYWALK PHASE-05, PLOT 5.11 | Residential | CITYWALK RESIDENTIAL 1 LLC |  | Q — Mechanical Engineering Installations | Q | Q06 | Q0605 | Q6 Connections to supply mains | 500x300mm | 1 | Nr. | AED | 494 | 494 | 5.07 | Ventilation – HVAC Ductwork | Item (500x300mm) | 85 | AI | ✓ | Priced
| Citywalk Plot 5.11 Main Works Contract BOQ (1).xlsx | P |  |  | NEW | CITYWALK PHASE-05, PLOT 5.11 | Residential | CITYWALK RESIDENTIAL 1 LLC |  | Q — Mechanical Engineering Installations | Q | Q06 | Q0605 | Q6 Connections to supply mains | 500x350mm | 3 | Nr. | AED | 509 | 1527 | 5.07 | Ventilation – HVAC Ductwork | Item (500x350mm) | 85 | AI | ✓ | Priced
| Citywalk Plot 5.11 Main Works Contract BOQ (1).xlsx | Q |  |  | NEW | CITYWALK PHASE-05, PLOT 5.11 | Residential | CITYWALK RESIDENTIAL 1 LLC |  | Q — Mechanical Engineering Installations | Q | Q06 | Q0605 | Q6 Connections to supply mains | 500x400mm | 3 | Nr. | AED | 604 | 1812 | 5.07 | Ventilation – HVAC Ductwork | Item (500x400mm) | 85 | AI | ✓ | Priced
| Citywalk Plot 5.11 Main Works Contract BOQ (1).xlsx | R |  |  | NEW | CITYWALK PHASE-05, PLOT 5.11 | Residential | CITYWALK RESIDENTIAL 1 LLC |  | Q — Mechanical Engineering Installations | Q | Q06 | Q0605 | Q6 Connections to supply mains | 550x250mm | 2 | Nr. | AED | 483 | 966 | 5.07 | Ventilation – HVAC Ductwork | Item (550x250mm) | 85 | AI | ✓ | Priced
| Citywalk Plot 5.11 Main Works Contract BOQ (1).xlsx | S |  |  | NEW | CITYWALK PHASE-05, PLOT 5.11 | Residential | CITYWALK RESIDENTIAL 1 LLC |  | Q — Mechanical Engineering Installations | Q | Q06 | Q0605 | Q6 Connections to supply mains | 550x300mm | 5 | Nr. | AED | 517 | 2585 | 5.07 | Ventilation – HVAC Ductwork | Item (550x300mm) | 85 | AI | ✓ | Priced
| Citywalk Plot 5.11 Main Works Contract BOQ (1).xlsx | T |  |  | NEW | CITYWALK PHASE-05, PLOT 5.11 | Residential | CITYWALK RESIDENTIAL 1 LLC |  | Q — Mechanical Engineering Installations | Q | Q06 | Q0605 | Q6 Connections to supply mains | 550x350mm | 1 | Nr. | AED | 532 | 532 | 5.07 | Ventilation – HVAC Ductwork | Item (550x350mm) | 85 | AI | ✓ | Priced
| Citywalk Plot 5.11 Main Works Contract BOQ (1).xlsx | U |  |  | NEW | CITYWALK PHASE-05, PLOT 5.11 | Residential | CITYWALK RESIDENTIAL 1 LLC |  | Q — Mechanical Engineering Installations | Q | Q06 | Q0605 | Q6 Connections to supply mains | 550x400mm | 1 | Nr. | AED | 631 | 631 | 5.07 | Ventilation – HVAC Ductwork | Item (550x400mm) | 85 | AI | ✓ | Priced
| Citywalk Plot 5.11 Main Works Contract BOQ (1).xlsx | V |  |  | NEW | CITYWALK PHASE-05, PLOT 5.11 | Residential | CITYWALK RESIDENTIAL 1 LLC |  | Q — Mechanical Engineering Installations | Q | Q06 | Q0605 | Q6 Connections to supply mains | 550x950mm | 1 | Nr. | AED | 1121 | 1121 | 5.07 | Ventilation – HVAC Ductwork | Item (550x950mm) | 85 | AI | ✓ | Priced
| Citywalk Plot 5.11 Main Works Contract BOQ (1).xlsx | W |  |  | NEW | CITYWALK PHASE-05, PLOT 5.11 | Residential | CITYWALK RESIDENTIAL 1 LLC |  | Q — Mechanical Engineering Installations | Q | Q06 | Q0605 | Q6 Connections to supply mains | 600x250mm | 1 | Nr. | AED | 507 | 507 | 5.07 | Ventilation – HVAC Ductwork | Item (600x250mm) | 85 | AI | ✓ | Priced
| Citywalk Plot 5.11 Main Works Contract BOQ (1).xlsx | A |  |  | NEW | CITYWALK PHASE-05, PLOT 5.11 | Residential | CITYWALK RESIDENTIAL 1 LLC |  | Q — Mechanical Engineering Installations | Q | Q06 | Q0605 | Q6 Connections to supply mains | 600x300mm | 3 | Nr. | AED | 543 | 1629 | 5.07 | Ventilation – HVAC Ductwork | Item (600x300mm) | 85 | AI | ✓ | Priced
| Citywalk Plot 5.11 Main Works Contract BOQ (1).xlsx | B |  |  | NEW | CITYWALK PHASE-05, PLOT 5.11 | Residential | CITYWALK RESIDENTIAL 1 LLC |  | Q — Mechanical Engineering Installations | Q | Q06 | Q0605 | Q6 Connections to supply mains | 600x350mm | 1 | Nr. | AED | 558 | 558 | 5.07 | Ventilation – HVAC Ductwork | Item (600x350mm) | 85 | AI | ✓ | Priced
| Citywalk Plot 5.11 Main Works Contract BOQ (1).xlsx | C |  |  | NEW | CITYWALK PHASE-05, PLOT 5.11 | Residential | CITYWALK RESIDENTIAL 1 LLC |  | Q — Mechanical Engineering Installations | Q | Q06 | Q0605 | Q6 Connections to supply mains | 600x500mm | 10 | Nr. | AED | 710 | 7100 | 5.07 | Ventilation – HVAC Ductwork | Item (600x500mm) | 85 | AI | ✓ | Priced
| Citywalk Plot 5.11 Main Works Contract BOQ (1).xlsx | D |  |  | NEW | CITYWALK PHASE-05, PLOT 5.11 | Residential | CITYWALK RESIDENTIAL 1 LLC |  | Q — Mechanical Engineering Installations | Q | Q06 | Q0605 | Q6 Connections to supply mains | 650x150mm | 2 | Nr. | AED | 411 | 822 | 5.07 | Ventilation – HVAC Ductwork | Item (650x150mm) | 85 | AI | ✓ | Priced
| Citywalk Plot 5.11 Main Works Contract BOQ (1).xlsx | E |  |  | NEW | CITYWALK PHASE-05, PLOT 5.11 | Residential | CITYWALK RESIDENTIAL 1 LLC |  | Q — Mechanical Engineering Installations | Q | Q06 | Q0605 | Q6 Connections to supply mains | 650x300mm | 1 | Nr. | AED | 566 | 566 | 5.07 | Ventilation – HVAC Ductwork | Item (650x300mm) | 85 | AI | ✓ | Priced
| Citywalk Plot 5.11 Main Works Contract BOQ (1).xlsx | F |  |  | NEW | CITYWALK PHASE-05, PLOT 5.11 | Residential | CITYWALK RESIDENTIAL 1 LLC |  | Q — Mechanical Engineering Installations | Q | Q06 | Q0605 | Q6 Connections to supply mains | 800x150mm | 1 | Nr. | AED | 641 | 641 | 5.07 | Ventilation – HVAC Ductwork | Item (800x150mm) | 85 | AI | ✓ | Priced
| Citywalk Plot 5.11 Main Works Contract BOQ (1).xlsx | G |  |  | NEW | CITYWALK PHASE-05, PLOT 5.11 | Residential | CITYWALK RESIDENTIAL 1 LLC |  | Q — Mechanical Engineering Installations | Q | Q06 | Q0605 | Q6 Connections to supply mains | 950x600mm | 1 | Nr. | AED | 1094 | 1094 | 5.07 | Ventilation – HVAC Ductwork | Item (950x600mm) | 85 | AI | ✓ | Priced
| Citywalk Plot 5.11 Main Works Contract BOQ (1).xlsx | H |  |  | NEW | CITYWALK PHASE-05, PLOT 5.11 | Residential | CITYWALK RESIDENTIAL 1 LLC |  | Q — Mechanical Engineering Installations | Q | Q06 | Q0605 | Q6 Connections to supply mains | 1000x600mm | 1 | Nr. | AED | 1129 | 1129 | 5.07 | Ventilation – HVAC Ductwork | Item (1000x600mm) | 85 | AI | ✓ | Priced
| Citywalk Plot 5.11 Main Works Contract BOQ (1).xlsx | J |  |  | NEW | CITYWALK PHASE-05, PLOT 5.11 | Residential | CITYWALK RESIDENTIAL 1 LLC |  | Q — Mechanical Engineering Installations | Q | Q06 | Q0605 | Q6 Connections to supply mains | 1100x500mm | 1 | Nr. | AED | 1010 | 1010 | 5.07 | Ventilation – HVAC Ductwork | Item (1100x500mm) | 85 | AI | ✓ | Priced
| Citywalk Plot 5.11 Main Works Contract BOQ (1).xlsx | K |  |  | NEW | CITYWALK PHASE-05, PLOT 5.11 | Residential | CITYWALK RESIDENTIAL 1 LLC |  | Q — Mechanical Engineering Installations | Q | Q06 | Q0605 | Q6 Connections to supply mains | 1100x700mm | 1 | Nr. | AED | 1355 | 1355 | 5.07 | Ventilation – HVAC Ductwork | Item (1100x700mm) | 85 | AI | ✓ | Priced
| Citywalk Plot 5.11 Main Works Contract BOQ (1).xlsx | L |  |  | NEW | CITYWALK PHASE-05, PLOT 5.11 | Residential | CITYWALK RESIDENTIAL 1 LLC |  | Q — Mechanical Engineering Installations | Q | Q06 | Q0606 | Q6 Connections to supply mains | 150x100mm | 24 | Nr. | AED | 528 | 12672 | 5.11 | Fire & Lightning Protection – Fire Damper | Item (150x100mm) | 88 | AI | ✓ | Priced
| Citywalk Plot 5.11 Main Works Contract BOQ (1).xlsx | M |  |  | NEW | CITYWALK PHASE-05, PLOT 5.11 | Residential | CITYWALK RESIDENTIAL 1 LLC |  | Q — Mechanical Engineering Installations | Q | Q06 | Q0606 | Q6 Connections to supply mains | 200x150mm | 49 | Nr. | AED | 572 | 28028 | 5.11 | Fire & Lightning Protection – Fire Damper | Item (200x150mm) | 88 | AI | ✓ | Priced
| Citywalk Plot 5.11 Main Works Contract BOQ (1).xlsx | N |  |  | NEW | CITYWALK PHASE-05, PLOT 5.11 | Residential | CITYWALK RESIDENTIAL 1 LLC |  | Q — Mechanical Engineering Installations | Q | Q06 | Q0606 | Q6 Connections to supply mains | 250x150mm | 134 | Nr. | AED | 598 | 80132 | 5.11 | Fire & Lightning Protection – Fire Damper | Item (250x150mm) | 88 | AI | ✓ | Priced
| Citywalk Plot 5.11 Main Works Contract BOQ (1).xlsx | P |  |  | NEW | CITYWALK PHASE-05, PLOT 5.11 | Residential | CITYWALK RESIDENTIAL 1 LLC |  | Q — Mechanical Engineering Installations | Q | Q06 | Q0606 | Q6 Connections to supply mains | 250x200mm | 17 | Nr. | AED | 626 | 10642 | 5.11 | Fire & Lightning Protection – Fire Damper | Item (250x200mm) | 88 | AI | ✓ | Priced
| Citywalk Plot 5.11 Main Works Contract BOQ (1).xlsx | Q |  |  | NEW | CITYWALK PHASE-05, PLOT 5.11 | Residential | CITYWALK RESIDENTIAL 1 LLC |  | Q — Mechanical Engineering Installations | Q | Q06 | Q0606 | Q6 Connections to supply mains | 300x150mm | 23 | Nr. | AED | 621 | 14283 | 5.11 | Fire & Lightning Protection – Fire Damper | Item (300x150mm) | 88 | AI | ✓ | Priced
| Citywalk Plot 5.11 Main Works Contract BOQ (1).xlsx | R |  |  | NEW | CITYWALK PHASE-05, PLOT 5.11 | Residential | CITYWALK RESIDENTIAL 1 LLC |  | Q — Mechanical Engineering Installations | Q | Q06 | Q0606 | Q6 Connections to supply mains | 300x200mm | 2 | Nr. | AED | 649 | 1298 | 5.11 | Fire & Lightning Protection – Fire Damper | Item (300x200mm) | 88 | AI | ✓ | Priced
| Citywalk Plot 5.11 Main Works Contract BOQ (1).xlsx | S |  |  | NEW | CITYWALK PHASE-05, PLOT 5.11 | Residential | CITYWALK RESIDENTIAL 1 LLC |  | Q — Mechanical Engineering Installations | Q | Q06 | Q0606 | Q6 Connections to supply mains | 700x500mm | 1 | Nr. | AED | 1120 | 1120 | 5.11 | Fire & Lightning Protection – Fire Damper | Item (700x500mm) | 88 | AI | ✓ | Priced
| Citywalk Plot 5.11 Main Works Contract BOQ (1).xlsx | T |  |  | NEW | CITYWALK PHASE-05, PLOT 5.11 | Residential | CITYWALK RESIDENTIAL 1 LLC |  | Q — Mechanical Engineering Installations | Q | Q06 | Q0606 | Q6 Connections to supply mains | 900x450mm | 1 | Nr. | AED | 1157 | 1157 | 5.11 | Fire & Lightning Protection – Fire Damper | Item (900x450mm) | 88 | AI | ✓ | Priced
| Citywalk Plot 5.11 Main Works Contract BOQ (1).xlsx | U |  |  | NEW | CITYWALK PHASE-05, PLOT 5.11 | Residential | CITYWALK RESIDENTIAL 1 LLC |  | Q — Mechanical Engineering Installations | Q | Q06 | Q0606 | Q6 Connections to supply mains | 950x550mm | 1 | Nr. | AED | 1441 | 1441 | 5.11 | Fire & Lightning Protection – Fire Damper | Item (950x550mm) | 88 | AI | ✓ | Priced
| Citywalk Plot 5.11 Main Works Contract BOQ (1).xlsx | V |  |  | NEW | CITYWALK PHASE-05, PLOT 5.11 | Residential | CITYWALK RESIDENTIAL 1 LLC |  | Q — Mechanical Engineering Installations | Q | Q06 | Q0606 | Q6 Connections to supply mains | 1100x600mm | 1 | Nr. | AED | 1584 | 1584 | 5.11 | Fire & Lightning Protection – Fire Damper | Item (1100x600mm) | 88 | AI | ✓ | Priced
| Citywalk Plot 5.11 Main Works Contract BOQ (1).xlsx | A |  |  | NEW | CITYWALK PHASE-05, PLOT 5.11 | Residential | CITYWALK RESIDENTIAL 1 LLC |  | Q — Mechanical Engineering Installations | Q | Q06 | Q0605 | Q6 Connections to supply mains | 1100x700mm | 1 | Nr. | AED | 1688 | 1688 | 5.07 | Ventilation – HVAC Ductwork | Item (1100x700mm) | 85 | AI | ✓ | Priced
| Citywalk Plot 5.11 Main Works Contract BOQ (1).xlsx | B |  |  | NEW | CITYWALK PHASE-05, PLOT 5.11 | Residential | CITYWALK RESIDENTIAL 1 LLC |  | Q — Mechanical Engineering Installations | Q | Q06 | Q0605 | Q6 Connections to supply mains | 1200x700mm | 1 | Nr. | AED | 1760 | 1760 | 5.07 | Ventilation – HVAC Ductwork | Item (1200x700mm) | 85 | AI | ✓ | Priced
| Citywalk Plot 5.11 Main Works Contract BOQ (1).xlsx | C |  |  | NEW | CITYWALK PHASE-05, PLOT 5.11 | Residential | CITYWALK RESIDENTIAL 1 LLC |  | Q — Mechanical Engineering Installations | Q | Q06 | Q0605 | Q6 Connections to supply mains | 250x150mm | 1 | Nr. | AED | 174 | 174 | 5.07 | Ventilation – HVAC Damper (Non-Return) | Item (250x150mm) | 86 | AI | ✓ | Priced
| Citywalk Plot 5.11 Main Works Contract BOQ (1).xlsx | D |  |  | NEW | CITYWALK PHASE-05, PLOT 5.11 | Residential | CITYWALK RESIDENTIAL 1 LLC |  | Q — Mechanical Engineering Installations | Q | Q06 | Q0605 | Q6 Connections to supply mains | 500x300mm | 1 | Nr. | AED | 493 | 493 | 5.07 | Ventilation – HVAC Damper (Non-Return) | Item (500x300mm) | 86 | AI | ✓ | Priced
| Citywalk Plot 5.11 Main Works Contract BOQ (1).xlsx | E |  |  | NEW | CITYWALK PHASE-05, PLOT 5.11 | Residential | CITYWALK RESIDENTIAL 1 LLC |  | Q — Mechanical Engineering Installations | Q | Q06 | Q0605 | Q6 Connections to supply mains | 1000x600mm | 1 | Nr. | AED | 1541 | 1541 | 5.07 | Ventilation – HVAC Damper (Non-Return) | Item (1000x600mm) | 86 | AI | ✓ | Priced
| Citywalk Plot 5.11 Main Works Contract BOQ (1).xlsx | F |  |  | NEW | CITYWALK PHASE-05, PLOT 5.11 | Residential | CITYWALK RESIDENTIAL 1 LLC |  | Q — Mechanical Engineering Installations | Q | Q06 | Q0605 | Q6 Connections to supply mains | 1500x800mm | 1 | Nr. | AED | 2569 | 2569 | 5.07 | Ventilation – HVAC Damper (Non-Return) | Item (1500x800mm) | 86 | AI | ✓ | Priced
| Citywalk Plot 5.11 Main Works Contract BOQ (1).xlsx | G |  |  | NEW | CITYWALK PHASE-05, PLOT 5.11 | Residential | CITYWALK RESIDENTIAL 1 LLC |  | Q — Mechanical Engineering Installations | Q | Q06 | Q0605 | Q6 Connections to supply mains | 600x300mm | 1 | Nr. | AED | 1536 | 1536 | 5.07 | Ventilation – HVAC Damper (Motorized) | Item (600x300mm) | 87 | AI | ✓ | Priced
| Citywalk Plot 5.11 Main Works Contract BOQ (1).xlsx | H |  |  | NEW | CITYWALK PHASE-05, PLOT 5.11 | Residential | CITYWALK RESIDENTIAL 1 LLC |  | Q — Mechanical Engineering Installations | Q | Q07 | Q0702 | Q7 Insulation, including linings and protective coverings | 650x400mm | 1 | Nr. | AED | 1764 | 1764 | 5.07 | Ventilation – Motorized Dampers | Item | 85 | AI | ✓ | Priced
| Citywalk Plot 5.11 Main Works Contract BOQ (1).xlsx | J |  |  | NEW | CITYWALK PHASE-05, PLOT 5.11 | Residential | CITYWALK RESIDENTIAL 1 LLC |  | Q — Mechanical Engineering Installations | Q | Q07 | Q0702 | Q7 Insulation, including linings and protective coverings | 1000x600mm | 1 | Nr. | AED | 2444 | 2444 | 5.07 | Ventilation – Motorized Dampers | Item | 85 | AI | ✓ | Priced
| Citywalk Plot 5.11 Main Works Contract BOQ (1).xlsx | K |  |  | NEW | CITYWALK PHASE-05, PLOT 5.11 | Residential | CITYWALK RESIDENTIAL 1 LLC |  | Q — Mechanical Engineering Installations | Q | Q07 | Q0702 | Q7 Insulation, including linings and protective coverings | 1450x950mm | 1 | Nr. | AED | 5074 | 5074 | 5.07 | Ventilation – Motorized Dampers | Item | 85 | AI | ✓ | Priced
| Citywalk Plot 5.11 Main Works Contract BOQ (1).xlsx | L |  |  | NEW | CITYWALK PHASE-05, PLOT 5.11 | Residential | CITYWALK RESIDENTIAL 1 LLC |  | Q — Mechanical Engineering Installations | Q | Q07 | Q0703 | Q7 Insulation, including linings and protective coverings | 200x350mm | 57 | Nr. | AED | 2698 | 153786 | 5.07 | Ventilation – Motorized Smoke Dampers | Item | 88 | AI | ✓ | Priced
| Citywalk Plot 5.11 Main Works Contract BOQ (1).xlsx | M |  |  | NEW | CITYWALK PHASE-05, PLOT 5.11 | Residential | CITYWALK RESIDENTIAL 1 LLC |  | Q — Mechanical Engineering Installations | Q | Q07 | Q0703 | Q7 Insulation, including linings and protective coverings | 200x300mm | 1 | Nr. | AED | 2622 | 2622 | 5.07 | Ventilation – Motorized Smoke Dampers | Item | 88 | AI | ✓ | Priced
| Citywalk Plot 5.11 Main Works Contract BOQ (1).xlsx | N |  |  | NEW | CITYWALK PHASE-05, PLOT 5.11 | Residential | CITYWALK RESIDENTIAL 1 LLC |  | Q — Mechanical Engineering Installations | Q | Q07 | Q0703 | Q7 Insulation, including linings and protective coverings | 250x350mm | 4 | Nr. | AED | 2790 | 11160 | 5.07 | Ventilation – Motorized Smoke Dampers | Item | 88 | AI | ✓ | Priced
| Citywalk Plot 5.11 Main Works Contract BOQ (1).xlsx | P |  |  | NEW | CITYWALK PHASE-05, PLOT 5.11 | Residential | CITYWALK RESIDENTIAL 1 LLC |  | Q — Mechanical Engineering Installations | Q | Q07 | Q0702 | Q7 Insulation, including linings and protective coverings | 1000x600mm | 1 | Nr. | AED | 1776 | 1776 | 5.07 | Ventilation – Pressure Relief Dampers | Item | 85 | AI | ✓ | Priced
| Citywalk Plot 5.11 Main Works Contract BOQ (1).xlsx | Q |  |  | NEW | CITYWALK PHASE-05, PLOT 5.11 | Residential | CITYWALK RESIDENTIAL 1 LLC |  | Q — Mechanical Engineering Installations | Q | Q07 | Q0704 | Q7 Insulation, including linings and protective coverings | 1450x950mm | 2 | Nr. | AED | 12804 | 25608 | 5.07 | Ventilation – Sound Attenuators | Item | 87 | AI | ✓ | Priced
| Citywalk Plot 5.11 Main Works Contract BOQ (1).xlsx | R |  |  | NEW | CITYWALK PHASE-05, PLOT 5.11 | Residential | CITYWALK RESIDENTIAL 1 LLC |  | Q — Mechanical Engineering Installations | Q | Q07 | Q0704 | Q7 Insulation, including linings and protective coverings | 1500x800mm | 2 | Nr. | AED | 11280 | 22560 | 5.07 | Ventilation – Sound Attenuators | Item | 87 | AI | ✓ | Priced
| Citywalk Plot 5.11 Main Works Contract BOQ (1).xlsx | A |  |  | NEW | CITYWALK PHASE-05, PLOT 5.11 | Residential | CITYWALK RESIDENTIAL 1 LLC |  | Q — Mechanical Engineering Installations | Q | Q07 | Q0705 | Q7 Insulation, including linings and protective coverings | SLD; 1 slot; 1000mm length | 52 | Nr. | AED | 89 | 4628 | 5.07 | Ventilation – Supply Diffusers | Item (m length) | 86 | AI | ✓ | Priced
| Citywalk Plot 5.11 Main Works Contract BOQ (1).xlsx | B |  |  | NEW | CITYWALK PHASE-05, PLOT 5.11 | Residential | CITYWALK RESIDENTIAL 1 LLC |  | Q — Mechanical Engineering Installations | Q | Q07 | Q0705 | Q7 Insulation, including linings and protective coverings | SLD; 1 slot; 1100mm length | 9 | Nr. | AED | 95 | 855 | 5.07 | Ventilation – Supply Diffusers | Item (m length) | 86 | AI | ✓ | Priced
| Citywalk Plot 5.11 Main Works Contract BOQ (1).xlsx | C |  |  | NEW | CITYWALK PHASE-05, PLOT 5.11 | Residential | CITYWALK RESIDENTIAL 1 LLC |  | Q — Mechanical Engineering Installations | Q | Q07 | Q0705 | Q7 Insulation, including linings and protective coverings | SLD; 1 slot; 1200mm length | 18 | Nr. | AED | 102 | 1836 | 5.07 | Ventilation – Supply Diffusers | Item (m length) | 86 | AI | ✓ | Priced
| Citywalk Plot 5.11 Main Works Contract BOQ (1).xlsx | D |  |  | NEW | CITYWALK PHASE-05, PLOT 5.11 | Residential | CITYWALK RESIDENTIAL 1 LLC |  | Q — Mechanical Engineering Installations | Q | Q07 | Q0705 | Q7 Insulation, including linings and protective coverings | SLD; 1 slot; 1300mm length | 10 | Nr. | AED | 108 | 1080 | 5.07 | Ventilation – Supply Diffusers | Item (m length) | 86 | AI | ✓ | Priced
| Citywalk Plot 5.11 Main Works Contract BOQ (1).xlsx | E |  |  | NEW | CITYWALK PHASE-05, PLOT 5.11 | Residential | CITYWALK RESIDENTIAL 1 LLC |  | Q — Mechanical Engineering Installations | Q | Q07 | Q0705 | Q7 Insulation, including linings and protective coverings | SLD; 1 slot; 1350mm length | 7 | Nr. | AED | 111 | 777 | 5.07 | Ventilation – Supply Diffusers | Item (m length) | 86 | AI | ✓ | Priced
| Citywalk Plot 5.11 Main Works Contract BOQ (1).xlsx | F |  |  | NEW | CITYWALK PHASE-05, PLOT 5.11 | Residential | CITYWALK RESIDENTIAL 1 LLC |  | Q — Mechanical Engineering Installations | Q | Q07 | Q0705 | Q7 Insulation, including linings and protective coverings | SLD; 1 slot; 1600mm length | 18 | Nr. | AED | 126 | 2268 | 5.07 | Ventilation – Supply Diffusers | Item (m length) | 86 | AI | ✓ | Priced
| Citywalk Plot 5.11 Main Works Contract BOQ (1).xlsx | G |  |  | NEW | CITYWALK PHASE-05, PLOT 5.11 | Residential | CITYWALK RESIDENTIAL 1 LLC |  | Q — Mechanical Engineering Installations | Q | Q07 | Q0705 | Q7 Insulation, including linings and protective coverings | SLD; 1 slot; 1800mm length | 1 | Nr. | AED | 139 | 139 | 5.07 | Ventilation – Supply Diffusers | Item (m length) | 86 | AI | ✓ | Priced
| Citywalk Plot 5.11 Main Works Contract BOQ (1).xlsx | H |  |  | NEW | CITYWALK PHASE-05, PLOT 5.11 | Residential | CITYWALK RESIDENTIAL 1 LLC |  | Q — Mechanical Engineering Installations | Q | Q07 | Q0705 | Q7 Insulation, including linings and protective coverings | SLD; 1 slot; 2000mm length | 5 | Nr. | AED | 152 | 760 | 5.07 | Ventilation – Supply Diffusers | Item (m length) | 86 | AI | ✓ | Priced
| Citywalk Plot 5.11 Main Works Contract BOQ (1).xlsx | J |  |  | NEW | CITYWALK PHASE-05, PLOT 5.11 | Residential | CITYWALK RESIDENTIAL 1 LLC |  | Q — Mechanical Engineering Installations | Q | Q07 | Q0706 | Q7 Insulation, including linings and protective coverings | ELS; 1 slot; 1000mm length | 114 | Nr. | AED | 89 | 10146 | 5.07 | Ventilation – Extract Diffusers | Item (m length) | 85 | AI | ✓ | Priced
| Citywalk Plot 5.11 Main Works Contract BOQ (1).xlsx | K |  |  | NEW | CITYWALK PHASE-05, PLOT 5.11 | Residential | CITYWALK RESIDENTIAL 1 LLC |  | Q — Mechanical Engineering Installations | Q | Q07 | Q0707 | Q7 Insulation, including linings and protective coverings | SG-02; 200x300mm | 1 | Nr. | AED | 260 | 260 | 5.07 | Ventilation – Supply Grilles | Item | 86 | AI | ✓ | Priced
| Citywalk Plot 5.11 Main Works Contract BOQ (1).xlsx | L |  |  | NEW | CITYWALK PHASE-05, PLOT 5.11 | Residential | CITYWALK RESIDENTIAL 1 LLC |  | Q — Mechanical Engineering Installations | Q | Q07 | Q0707 | Q7 Insulation, including linings and protective coverings | SG-02; 200x350mm | 27 | Nr. | AED | 308 | 8316 | 5.07 | Ventilation – Supply Grilles | Item | 86 | AI | ✓ | Priced
| Citywalk Plot 5.11 Main Works Contract BOQ (1).xlsx | M |  |  | NEW | CITYWALK PHASE-05, PLOT 5.11 | Residential | CITYWALK RESIDENTIAL 1 LLC |  | Q — Mechanical Engineering Installations | Q | Q07 | Q0707 | Q7 Insulation, including linings and protective coverings | SG-03; 250x350mm | 3 | Nr. | AED | 360 | 1080 | 5.07 | Ventilation – Supply Grilles | Item | 86 | AI | ✓ | Priced
| Citywalk Plot 5.11 Main Works Contract BOQ (1).xlsx | N |  |  | NEW | CITYWALK PHASE-05, PLOT 5.11 | Residential | CITYWALK RESIDENTIAL 1 LLC |  | Q — Mechanical Engineering Installations | Q | Q07 | Q0708 | Q7 Insulation, including linings and protective coverings | EG; 150x100mm | 77 | Nr. | AED | 75 | 5775 | 5.07 | Ventilation – Extract Grilles | Item | 86 | AI | ✓ | Priced
| Citywalk Plot 5.11 Main Works Contract BOQ (1).xlsx | P |  |  | NEW | CITYWALK PHASE-05, PLOT 5.11 | Residential | CITYWALK RESIDENTIAL 1 LLC |  | Q — Mechanical Engineering Installations | Q | Q07 | Q0708 | Q7 Insulation, including linings and protective coverings | EG-01; 150x150mm | 4 | Nr. | AED | 92 | 368 | 5.07 | Ventilation – Extract Grilles | Item | 86 | AI | ✓ | Priced
| Citywalk Plot 5.11 Main Works Contract BOQ (1).xlsx | Q |  |  | NEW | CITYWALK PHASE-05, PLOT 5.11 | Residential | CITYWALK RESIDENTIAL 1 LLC |  | Q — Mechanical Engineering Installations | Q | Q07 | Q0708 | Q7 Insulation, including linings and protective coverings | EG-02; 150x100mm | 4 | Nr. | AED | 75 | 300 | 5.07 | Ventilation – Extract Grilles | Item | 86 | AI | ✓ | Priced
| Citywalk Plot 5.11 Main Works Contract BOQ (1).xlsx | A |  |  | NEW | CITYWALK PHASE-05, PLOT 5.11 | Residential | CITYWALK RESIDENTIAL 1 LLC |  | Q — Mechanical Engineering Installations | Q | Q07 | Q0708 | Q7 Insulation, including linings and protective coverings | EG-03; 200x350mm | 30 | Nr. | AED | 186 | 5580 | 5.07 | Ventilation – Extract Grilles | Item | 86 | AI | ✓ | Priced
| Citywalk Plot 5.11 Main Works Contract BOQ (1).xlsx | B |  |  | NEW | CITYWALK PHASE-05, PLOT 5.11 | Residential | CITYWALK RESIDENTIAL 1 LLC |  | Q — Mechanical Engineering Installations | Q | Q07 | Q0708 | Q7 Insulation, including linings and protective coverings | EG-03; 250x350mm | 1 | Nr. | AED | 215 | 215 | 5.07 | Ventilation – Extract Grilles | Item | 86 | AI | ✓ | Priced
| Citywalk Plot 5.11 Main Works Contract BOQ (1).xlsx | C |  |  | NEW | CITYWALK PHASE-05, PLOT 5.11 | Residential | CITYWALK RESIDENTIAL 1 LLC |  | Q — Mechanical Engineering Installations | Q | Q07 | Q0709 | Q7 Insulation, including linings and protective coverings | SR; 600x500mm | 10 | Nr. | AED | 1071 | 10710 | 5.07 | Ventilation – Supply Registers | Item | 85 | AI | ✓ | Priced
| Citywalk Plot 5.11 Main Works Contract BOQ (1).xlsx | D |  |  | NEW | CITYWALK PHASE-05, PLOT 5.11 | Residential | CITYWALK RESIDENTIAL 1 LLC |  | Q — Mechanical Engineering Installations | Q | Q07 | Q0709 | Q7 Insulation, including linings and protective coverings | SR; 1000x600mm | 1 | Nr. | AED | 1998 | 1998 | 5.07 | Ventilation – Supply Registers | Item | 85 | AI | ✓ | Priced
| Citywalk Plot 5.11 Main Works Contract BOQ (1).xlsx | E |  |  | NEW | CITYWALK PHASE-05, PLOT 5.11 | Residential | CITYWALK RESIDENTIAL 1 LLC |  | Q — Mechanical Engineering Installations | Q | Q02 | Q0201 | Q2 Pipework and gutterwork | EDV; 100mm diameter | 136 | Nr. | AED | 96 | 13056 | 3.01 | Mechanical – Drainage Pipe | Length (m) | 90 | Rule | ✓ | Priced
| Citywalk Plot 5.11 Main Works Contract BOQ (1).xlsx | F |  |  | NEW | CITYWALK PHASE-05, PLOT 5.11 | Residential | CITYWALK RESIDENTIAL 1 LLC |  | Q — Mechanical Engineering Installations | Q | Q02 | Q0201 | Q2 Pipework and gutterwork | EDV1; 100mm diameter | 47 | Nr. | AED | 96 | 4512 | 3.01 | Mechanical – Drainage Pipe | Length (m) | 90 | Rule | ✓ | Priced
| Citywalk Plot 5.11 Main Works Contract BOQ (1).xlsx | G |  |  | NEW | CITYWALK PHASE-05, PLOT 5.11 | Residential | CITYWALK RESIDENTIAL 1 LLC |  | Q — Mechanical Engineering Installations | Q | Q02 | Q0201 | Q2 Pipework and gutterwork | EDV2; 100mm diameter | 85 | Nr. | AED | 96 | 8160 | 3.01 | Mechanical – Drainage Pipe | Length (m) | 90 | Rule | ✓ | Priced
| Citywalk Plot 5.11 Main Works Contract BOQ (1).xlsx | H |  |  | NEW | CITYWALK PHASE-05, PLOT 5.11 | Residential | CITYWALK RESIDENTIAL 1 LLC |  | Q — Mechanical Engineering Installations | Q | Q02 | Q0201 | Q2 Pipework and gutterwork | EDV3; 150mm diameter | 1 | Nr. | AED | 151 | 151 | 3.01 | Mechanical – Drainage Pipe | Length (m) | 90 | Rule | ✓ | Priced
| Citywalk Plot 5.11 Main Works Contract BOQ (1).xlsx | J |  |  | NEW | CITYWALK PHASE-05, PLOT 5.11 | Residential | CITYWALK RESIDENTIAL 1 LLC |  | Q — Mechanical Engineering Installations | Q | Q02 | Q0201 | Q2 Pipework and gutterwork | EDV4; 150mm diameter | 1 | Nr. | AED | 151 | 151 | 3.01 | Mechanical – Drainage Pipe | Length (m) | 90 | Rule | ✓ | Priced
| Citywalk Plot 5.11 Main Works Contract BOQ (1).xlsx | K |  |  | NEW | CITYWALK PHASE-05, PLOT 5.11 | Residential | CITYWALK RESIDENTIAL 1 LLC |  | Q — Mechanical Engineering Installations | Q | Q07 | Q0710 | Q7 Insulation, including linings and protective coverings | Extract air louver; 5.8m² (5800x5800) | 1 | Nr. | AED | 9939 | 9939 | 5.07 | Ventilation – Extract Louvers | Area (m²) | 85 | AI | ✓ | Priced
| Citywalk Plot 5.11 Main Works Contract BOQ (1).xlsx | L |  |  | NEW | CITYWALK PHASE-05, PLOT 5.11 | Residential | CITYWALK RESIDENTIAL 1 LLC |  | Q — Mechanical Engineering Installations | Q | Q07 | Q0711 | Q7 Insulation, including linings and protective coverings | Fresh air louver; 14.1m² (14100x14100) | 1 | Nr. | AED | 49021 | 49021 | 5.07 | Ventilation – Fresh Air Louvers | Area (m²) | 86 | AI | ✓ | Priced
| Citywalk Plot 5.11 Main Works Contract BOQ (1).xlsx | M |  |  | NEW | CITYWALK PHASE-05, PLOT 5.11 | Residential | CITYWALK RESIDENTIAL 1 LLC |  | Q — Mechanical Engineering Installations | Q | Q07 | Q0712 | Q7 Insulation, including linings and protective coverings | 150x100mm | 23 | Nr. | AED | 41 | 943 | 5.07 | Ventilation – Mesh & Screens | Item | 84 | AI | ⚠ | Priced
| Citywalk Plot 5.11 Main Works Contract BOQ (1).xlsx | N |  |  | NEW | CITYWALK PHASE-05, PLOT 5.11 | Residential | CITYWALK RESIDENTIAL 1 LLC |  | Q — Mechanical Engineering Installations | Q | Q07 | Q0712 | Q7 Insulation, including linings and protective coverings | 250x150mm | 2 | Nr. | AED | 61 | 122 | 5.07 | Ventilation – Mesh & Screens | Item | 84 | AI | ⚠ | Priced
| Citywalk Plot 5.11 Main Works Contract BOQ (1).xlsx | P |  |  | NEW | CITYWALK PHASE-05, PLOT 5.11 | Residential | CITYWALK RESIDENTIAL 1 LLC |  | Q — Mechanical Engineering Installations | Q | Q07 | Q0712 | Q7 Insulation, including linings and protective coverings | 250x200mm | 1 | Nr. | AED | 99 | 99 | 5.07 | Ventilation – Mesh & Screens | Item | 84 | AI | ⚠ | Priced
| Citywalk Plot 5.11 Main Works Contract BOQ (1).xlsx | Q |  |  | NEW | CITYWALK PHASE-05, PLOT 5.11 | Residential | CITYWALK RESIDENTIAL 1 LLC |  | Q — Mechanical Engineering Installations | Q | Q07 | Q0712 | Q7 Insulation, including linings and protective coverings | 300x200mm | 2 | Nr. | AED | 101 | 202 | 5.07 | Ventilation – Mesh & Screens | Item | 84 | AI | ⚠ | Priced
| Citywalk Plot 5.11 Main Works Contract BOQ (1).xlsx | R |  |  | NEW | CITYWALK PHASE-05, PLOT 5.11 | Residential | CITYWALK RESIDENTIAL 1 LLC |  | Q — Mechanical Engineering Installations | Q | Q07 | Q0712 | Q7 Insulation, including linings and protective coverings | 300x250mm | 4 | Nr. | AED | 124 | 496 | 5.07 | Ventilation – Mesh & Screens | Item | 84 | AI | ⚠ | Priced
| Citywalk Plot 5.11 Main Works Contract BOQ (1).xlsx | A |  |  | NEW | CITYWALK PHASE-05, PLOT 5.11 | Residential | CITYWALK RESIDENTIAL 1 LLC |  | Q — Mechanical Engineering Installations | Q | Q07 | Q0712 | Q7 Insulation, including linings and protective coverings | 500x300mm | 1 | Nr. | AED | 186 | 186 | 5.07 | Ventilation – Mesh & Screens | Item | 80 | AI | ⚠ | Priced
| Citywalk Plot 5.11 Main Works Contract BOQ (1).xlsx | B |  |  | NEW | CITYWALK PHASE-05, PLOT 5.11 | Residential | CITYWALK RESIDENTIAL 1 LLC |  | Q — Mechanical Engineering Installations | Q | Q07 | Q0712 | Q7 Insulation, including linings and protective coverings | 600x300mm | 1 | Nr. | AED | 234 | 234 | 5.07 | Ventilation – Mesh & Screens | Item | 80 | AI | ⚠ | Priced
| Citywalk Plot 5.11 Main Works Contract BOQ (1).xlsx | C |  |  | NEW | CITYWALK PHASE-05, PLOT 5.11 | Residential | CITYWALK RESIDENTIAL 1 LLC |  | Q — Mechanical Engineering Installations | Q | Q07 | Q0712 | Q7 Insulation, including linings and protective coverings | 650x400mm | 1 | Nr. | AED | 457 | 457 | 5.07 | Ventilation – Mesh & Screens | Item | 80 | AI | ⚠ | Priced
| Citywalk Plot 5.11 Main Works Contract BOQ (1).xlsx | D |  |  | NEW | CITYWALK PHASE-05, PLOT 5.11 | Residential | CITYWALK RESIDENTIAL 1 LLC |  | Q — Mechanical Engineering Installations | Q | Q07 | Q0712 | Q7 Insulation, including linings and protective coverings | 1000x600mm | 1 | Nr. | AED | 690 | 690 | 5.07 | Ventilation – Mesh & Screens | Item | 80 | AI | ⚠ | Priced
| Citywalk Plot 5.11 Main Works Contract BOQ (1).xlsx | E |  |  | NEW | CITYWALK PHASE-05, PLOT 5.11 | Residential | CITYWALK RESIDENTIAL 1 LLC |  | Q — Mechanical Engineering Installations | Q | Q06 | Q0601 | Q6 Connections to supply mains | FAHU-01;569.0kW total cooling capacity, 14055L/s supply air, 11585L/s extract air | 1 | Nr. | AED | 845837 | 845837 | 5.06 | Space Heating & Air Treatment – Air Handling Units | Item (kW capacity) | 88 | AI | ✓ | Priced
| Citywalk Plot 5.11 Main Works Contract BOQ (1).xlsx | F |  |  | NEW | CITYWALK PHASE-05, PLOT 5.11 | Residential | CITYWALK RESIDENTIAL 1 LLC |  | Q — Mechanical Engineering Installations | Q | Q09 | Q0901 | Q9 Work incidental to mechanical engineering installations | RF-GIEF; inline ducted extract air fan, air flow 100L/s; electrical power 1.0kW | 1 | Nr. | AED | 10175 | 10175 | 5.06 | Mechanical Engineering Installations | Length (m), Weight (t), Area (m²), Enumerated (nr), Item | 64 | Fuzzy | ⚠ | Priced
| Citywalk Plot 5.11 Main Works Contract BOQ (1).xlsx | G |  |  | NEW | CITYWALK PHASE-05, PLOT 5.11 | Residential | CITYWALK RESIDENTIAL 1 LLC |  | Q — Mechanical Engineering Installations | Q | Q09 | Q0901 | Q9 Work incidental to mechanical engineering installations | RF-KEF-01; inline ducted extract air fan, air flow 2740L/s; electrical power 3.0kW | 1 | Nr. | AED | 27109 | 27109 | 5.06 | Mechanical Engineering Installations | Length (m), Weight (t), Area (m²), Enumerated (nr), Item | 63 | Fuzzy | ⚠ | Priced
| Citywalk Plot 5.11 Main Works Contract BOQ (1).xlsx | H |  |  | NEW | CITYWALK PHASE-05, PLOT 5.11 | Residential | CITYWALK RESIDENTIAL 1 LLC |  | Q — Mechanical Engineering Installations | Q | Q09 | Q0901 | Q9 Work incidental to mechanical engineering installations | RF-GEF-01; inline ducted extract air fan, air flow 910L/s; electrical power 1.5kW | 1 | Nr. | AED | 12016 | 12016 | 5.06 | Mechanical Engineering Installations | Length (m), Weight (t), Area (m²), Enumerated (nr), Item | 64 | Fuzzy | ⚠ | Priced
| Citywalk Plot 5.11 Main Works Contract BOQ (1).xlsx | J |  |  | NEW | CITYWALK PHASE-05, PLOT 5.11 | Residential | CITYWALK RESIDENTIAL 1 LLC |  | Q — Mechanical Engineering Installations | Q | Q57 | Q5701 |  | RF-LPF-01; Lift pressurization fan | 1 | Nr. | AED | 40352 | 40352 | 5.07 | Ventilation – Pressurization Fan | Number | 85 | AI | ✓ | Priced
| Citywalk Plot 5.11 Main Works Contract BOQ (1).xlsx | K |  |  | NEW | CITYWALK PHASE-05, PLOT 5.11 | Residential | CITYWALK RESIDENTIAL 1 LLC |  | Q — Mechanical Engineering Installations | Q | Q57 | Q5702 |  | RF-MAF-01; makeup air fan | 1 | Nr. | AED | 25539 | 25539 | 5.07 | Ventilation – Make-up Air Fan | Number | 87 | AI | ✓ | Priced
| Citywalk Plot 5.11 Main Works Contract BOQ (1).xlsx | L |  |  | NEW | CITYWALK PHASE-05, PLOT 5.11 | Residential | CITYWALK RESIDENTIAL 1 LLC |  | Q — Mechanical Engineering Installations | Q | Q57 | Q5703 |  | RF-SEF-01; smoke extract fan | 1 | Nr. | AED | 25539 | 25539 | 5.07 | Ventilation – Smoke Extract Fan | Number | 88 | AI | ✓ | Priced
| Citywalk Plot 5.11 Main Works Contract BOQ (1).xlsx | A |  |  | NEW | CITYWALK PHASE-05, PLOT 5.11 | Residential | CITYWALK RESIDENTIAL 1 LLC |  | A — General Requirements | A | A02 | A0201 | Specification | Allow for all supports, fixings, anchors and insulating blocks where not included above or elsewhere | 1 | Item | AED | 69966 | 69966 | 9.01 | Preliminaries – BWIC | Item | 88 | Rule | ✓ | Priced
| Citywalk Plot 5.11 Main Works Contract BOQ (1).xlsx | B |  |  | NEW | CITYWALK PHASE-05, PLOT 5.11 | Residential | CITYWALK RESIDENTIAL 1 LLC |  | A — General Requirements | A | A03 | A0301 | Restrictions | Allow for all identification including painting, marking and labeling | 1 | Item | AED | 24488 | 24488 | 9.01 | Preliminaries – Documentation | Item | 88 | Rule | ✓ | Priced
| Citywalk Plot 5.11 Main Works Contract BOQ (1).xlsx | C |  |  | NEW | CITYWALK PHASE-05, PLOT 5.11 | Residential | CITYWALK RESIDENTIAL 1 LLC |  | Q — Mechanical Engineering Installations | Q | Q01 | Q0101 | Q1 Generally | Allow for flushing, cleaning, sterilization and chlorination of the completed installations as necessary | 1 | Item | AED | 6997 | 6997 | 3.01 | Mechanical – Testing & Commissioning | Item | 88 | Rule | ✓ | Priced
| Citywalk Plot 5.11 Main Works Contract BOQ (1).xlsx | D |  |  | NEW | CITYWALK PHASE-05, PLOT 5.11 | Residential | CITYWALK RESIDENTIAL 1 LLC |  | A — General Requirements | A | A03 | A0302 | Restrictions | Allow for inspection, testing and commissioning including all off-site and factory testing; inspections to demonstrate compliance with relevant specifications and standards; operating the completed installations; submitting all relevant test record sheets at the completion of the installations | 1 | Item | AED | 91882 | 91882 | 9.01 | Preliminaries – Testing & Commissioning | Item | 90 | Rule | ✓ | Priced
| Citywalk Plot 5.11 Main Works Contract BOQ (1).xlsx | E |  |  | NEW | CITYWALK PHASE-05, PLOT 5.11 | Residential | CITYWALK RESIDENTIAL 1 LLC |  | A — General Requirements | A | A03 | A0301 | Restrictions | Allow for providing in suitable quantities all special tools, operating handles and keys or other equipment necessary for installation, maintenance or operation of the completed installation | 1 | Item | AED | 140 | 140 | 9.01 | Preliminaries – Documentation | Item | 88 | Rule | ✓ | Priced
| Citywalk Plot 5.11 Main Works Contract BOQ (1).xlsx | F |  |  | NEW | CITYWALK PHASE-05, PLOT 5.11 | Residential | CITYWALK RESIDENTIAL 1 LLC |  | N — Special Construction | N | N03 | N0300 | N3 Installations | Allow for providing spares for the Mechanical Engineering Installations | 1 | Item | AED | 140 | 140 | 5.13 | Specialist Installations | Enumerated (nr), Item | 79 | Fuzzy | ⚠ | Priced
| Citywalk Plot 5.11 Main Works Contract BOQ (1).xlsx | G |  |  | NEW | CITYWALK PHASE-05, PLOT 5.11 | Residential | CITYWALK RESIDENTIAL 1 LLC |  | A — General Requirements | A | A03 | A0301 | Restrictions | Allow for providing comprehensive equipment documentation including operating instructions and maintenance manuals, record documents, warranties, guarantees, drawings and the like | 1 | Item | AED | 287838 | 287838 | 9.01 | Preliminaries – Documentation | Item | 88 | Rule | ✓ | Priced
| Citywalk Plot 5.11 Main Works Contract BOQ (1).xlsx | H |  |  | NEW | CITYWALK PHASE-05, PLOT 5.11 | Residential | CITYWALK RESIDENTIAL 1 LLC |  | Q — Mechanical Engineering Installations | Q | Q01 | Q0101 | Q1 Generally | Allow for vibration and noise control where not included above or elsewhere | 1 | Item | AED | 1399 | 1399 | 3.01 | Mechanical – Acoustic | Item | 88 | Rule | ✓ | Priced
| Citywalk Plot 5.11 Main Works Contract BOQ (1).xlsx | A |  |  | NEW | CITYWALK PHASE-05, PLOT 5.11 | Residential | CITYWALK RESIDENTIAL 1 LLC |  | A — General Requirements | A | A03 | A0301 | Restrictions | Allow for planning and coordinating with relevant statutory authorities and with all other trades | 1 | Item | AED | 20990 | 20990 | 9.01 | Preliminaries – Statutory | Item | 88 | Rule | ✓ | Priced
| Citywalk Plot 5.11 Main Works Contract BOQ (1).xlsx | B |  |  | NEW | CITYWALK PHASE-05, PLOT 5.11 | Residential | CITYWALK RESIDENTIAL 1 LLC |  | A — General Requirements | A | A09 | A0901 | Sundry items | Allow for liaison with, obtaining approvals from and attendance on DEWA and other statutory bodies and service providers as required | 1 | Item | AED | 13993 | 13993 | 9.01 | Preliminaries / General Requirements | Item | 71 | Fuzzy | ⚠ | Priced
| Citywalk Plot 5.11 Main Works Contract BOQ (1).xlsx | C |  |  | NEW | CITYWALK PHASE-05, PLOT 5.11 | Residential | CITYWALK RESIDENTIAL 1 LLC |  | A — General Requirements | A | A02 | A0201 | Specification | Allow for marking the positions of and cutting or forming holes, mortices, chases or the like and all making good | 1 | Item | AED | 34983 | 34983 | 9.01 | Preliminaries – BWIC | Item | 88 | Rule | ✓ | Priced
| Citywalk Plot 5.11 Main Works Contract BOQ (1).xlsx | D |  |  | NEW | CITYWALK PHASE-05, PLOT 5.11 | Residential | CITYWALK RESIDENTIAL 1 LLC |  | F — Woodwork | F | F02 | F0201 | F2 Structural timbers | Allow for supplying and fixing all sleeves, frames and built-in fire stoppers for building into concrete structures and masonry walls | 1 | Item | AED | 34983 | 34983 | 2.01 | Frame / Woodwork | Length (m), Area (m²), Enumerated (nr) | 76 | Fuzzy | ⚠ | Priced
| Citywalk Plot 5.11 Main Works Contract BOQ (1).xlsx | E |  |  | NEW | CITYWALK PHASE-05, PLOT 5.11 | Residential | CITYWALK RESIDENTIAL 1 LLC |  | A — General Requirements | A | A02 | A0201 | Specification | Allow for supplying and fixing all brackets, clamps and other fixing devices | 1 | Item | AED | 34983 | 34983 | 9.01 | Preliminaries – BWIC | Item | 88 | Rule | ✓ | Priced
| Citywalk Plot 5.11 Main Works Contract BOQ (1).xlsx | F |  |  | NEW | CITYWALK PHASE-05, PLOT 5.11 | Residential | CITYWALK RESIDENTIAL 1 LLC |  | A — General Requirements | A | A02 | A0201 | Specification | Allow for fire stopping all pipes, ducts and the like at penetrations through fire walls and other structures and making good | 1 | Item | AED | 45032 | 45032 | 9.01 | Preliminaries – BWIC | Item | 88 | Rule | ✓ | Priced
| Citywalk Plot 5.11 Main Works Contract BOQ (1).xlsx | G |  |  | NEW | CITYWALK PHASE-05, PLOT 5.11 | Residential | CITYWALK RESIDENTIAL 1 LLC |  | A — General Requirements | A | A01 | A0101 | Conditions of contract | Allow for all incidental work including factory finishing, fixing to all backgrounds by appropriate means, cutting and pinning, marking the position of all holes, chases and the like and all making good | 1 | Item | AED | 34983 | 34983 | 9.01 | Preliminaries – Contingency | Item | 88 | Rule | ✓ | Priced
| Citywalk Plot 5.11 Main Works Contract BOQ (1).xlsx | H |  |  | NEW | CITYWALK PHASE-05, PLOT 5.11 | Residential | CITYWALK RESIDENTIAL 1 LLC |  | Q — Mechanical Engineering Installations | Q | Q01 | Q0101 | Q1 Generally | Allow for training the Employer's Staff to operate and maintain the Mechanical Engineering Installations | 1 | Item | AED | 16918 | 16918 | 3.01 | Mechanical – Training | Item | 88 | Rule | ✓ | Priced
| Citywalk Plot 5.11 Main Works Contract BOQ (1).xlsx | J |  |  | NEW | CITYWALK PHASE-05, PLOT 5.11 | Residential | CITYWALK RESIDENTIAL 1 LLC |  | A — General Requirements | A | A01 | A0101 | Conditions of contract | Allow for all incidental work to the Mechanical Engineering Installations where not included above or elsewhere | 1 | Item | AED | 1399 | 1399 | 9.01 | Preliminaries – Contingency | Item | 88 | Rule | ✓ | Priced
| Citywalk Plot 5.11 Main Works Contract BOQ (1).xlsx | A |  |  | NEW | CITYWALK PHASE-05, PLOT 5.11 | Residential | CITYWALK RESIDENTIAL 1 LLC |  | Q — Mechanical Engineering Installations | Q | Q01 | Q0102 | Q1 Generally | Storm water drainage | 1 | Item | AED | 100 | 100 | 5.06 | Mechanical Engineering Installations | Length (m), Weight (t), Area (m²), Enumerated (nr), Item | 63 | Fuzzy | ⚠ | Priced
| Citywalk Plot 5.11 Main Works Contract BOQ (1).xlsx | B |  |  | NEW | CITYWALK PHASE-05, PLOT 5.11 | Residential | CITYWALK RESIDENTIAL 1 LLC |  | Q — Mechanical Engineering Installations | Q | Q02 | Q0201 | Q2 Pipework and gutterwork | Foul and waste water drainage and vent | 1 | Item | AED | 100 | 100 | 3.01 | Mechanical – Drainage System | Item | 90 | Rule | ✓ | Priced
| Citywalk Plot 5.11 Main Works Contract BOQ (1).xlsx | C |  |  | NEW | CITYWALK PHASE-05, PLOT 5.11 | Residential | CITYWALK RESIDENTIAL 1 LLC |  | Q — Mechanical Engineering Installations | Q | Q04 | Q0402 | Q4 Equipment | Domestic hot and cold water system | 1 | Item | AED | 100 | 100 | 5.04 | Water Installations – Hot & Cold Water Systems | Item | 82 | AI | ⚠ | Priced
| Citywalk Plot 5.11 Main Works Contract BOQ (1).xlsx | D |  |  | NEW | CITYWALK PHASE-05, PLOT 5.11 | Residential | CITYWALK RESIDENTIAL 1 LLC |  | Q — Mechanical Engineering Installations | Q | Q05 | Q0501 | Q5 Automatic controls | Fire protection system | 1 | Item | AED | 2798 | 2798 | 3.01 | Mechanical – Fire Protection | Item | 90 | Rule | ✓ | Priced
| Citywalk Plot 5.11 Main Works Contract BOQ (1).xlsx | E |  |  | NEW | CITYWALK PHASE-05, PLOT 5.11 | Residential | CITYWALK RESIDENTIAL 1 LLC |  | Q — Mechanical Engineering Installations | Q | Q01 | Q0102 | Q1 Generally | Chilled water | 1 | Item | AED | 100 | 100 | 5.06 | Mechanical Engineering Installations | Length (m), Weight (t), Area (m²), Enumerated (nr), Item | 75 | Fuzzy | ⚠ | Priced
| Citywalk Plot 5.11 Main Works Contract BOQ (1).xlsx | F |  |  | NEW | CITYWALK PHASE-05, PLOT 5.11 | Residential | CITYWALK RESIDENTIAL 1 LLC |  | Q — Mechanical Engineering Installations | Q | Q03 | Q0301 | Q3 Ductwork | Heating, ventilation and air conditioning system | 1 | Item | AED | 100 | 100 | 3.01 | Mechanical – HVAC System | Item | 90 | Rule | ✓ | Priced
| Citywalk Plot 5.11 Main Works Contract BOQ (1).xlsx | G |  |  | NEW | CITYWALK PHASE-05, PLOT 5.11 | Residential | CITYWALK RESIDENTIAL 1 LLC |  | A — General Requirements | A | A03 | A0300 | Restrictions | Smoke extraction system | 1 | Item | AED | 100 | 100 | 9.01 | Preliminaries / General Requirements | Item | 62 | Fuzzy | ⚠ | Priced
| Citywalk Plot 5.11 Main Works Contract BOQ (1).xlsx | H |  |  | NEW | CITYWALK PHASE-05, PLOT 5.11 | Residential | CITYWALK RESIDENTIAL 1 LLC |  | Q — Mechanical Engineering Installations | Q | Q03 | Q0301 | Q3 Ductwork | Building management system | 1 | Item | AED | 100 | 100 | 3.01 | Mechanical – BMS | Item | 90 | Rule | ✓ | Priced
| Citywalk Plot 5.11 Main Works Contract BOQ (1).xlsx | J |  |  | NEW | CITYWALK PHASE-05, PLOT 5.11 | Residential | CITYWALK RESIDENTIAL 1 LLC |  | Q — Mechanical Engineering Installations | Q | Q01 | Q0102 | Q1 Generally | Storm water drainage |  | Item | AED | 0 | 100 | 5.06 | Mechanical Engineering Installations | Length (m), Weight (t), Area (m²), Enumerated (nr), Item | 63 | Fuzzy | ⚠ | Priced
| Citywalk Plot 5.11 Main Works Contract BOQ (1).xlsx | K |  |  | NEW | CITYWALK PHASE-05, PLOT 5.11 | Residential | CITYWALK RESIDENTIAL 1 LLC |  | Q — Mechanical Engineering Installations | Q | Q02 | Q0201 | Q2 Pipework and gutterwork | Foul and waste water drainage and vent |  | Item | AED | 0 | 100 | 3.01 | Mechanical – Drainage System | Item | 90 | Rule | ✓ | Priced
| Citywalk Plot 5.11 Main Works Contract BOQ (1).xlsx | L |  |  | NEW | CITYWALK PHASE-05, PLOT 5.11 | Residential | CITYWALK RESIDENTIAL 1 LLC |  | Q — Mechanical Engineering Installations | Q | Q04 | Q0402 | Q4 Equipment | Domestic hot and cold water system |  | Item | AED | 0 | 100 | 5.04 | Water Installations – Hot & Cold Water Systems | Item | 82 | AI | ⚠ | Priced
| Citywalk Plot 5.11 Main Works Contract BOQ (1).xlsx | M |  |  | NEW | CITYWALK PHASE-05, PLOT 5.11 | Residential | CITYWALK RESIDENTIAL 1 LLC |  | Q — Mechanical Engineering Installations | Q | Q05 | Q0501 | Q5 Automatic controls | Fire protection system |  | Item | AED | 0 | 100 | 3.01 | Mechanical – Fire Protection | Item | 90 | Rule | ✓ | Priced
| Citywalk Plot 5.11 Main Works Contract BOQ (1).xlsx | N |  |  | NEW | CITYWALK PHASE-05, PLOT 5.11 | Residential | CITYWALK RESIDENTIAL 1 LLC |  | Q — Mechanical Engineering Installations | Q | Q01 | Q0102 | Q1 Generally | Chilled water |  | Item | AED | 0 | 100 | 5.06 | Mechanical Engineering Installations | Length (m), Weight (t), Area (m²), Enumerated (nr), Item | 75 | Fuzzy | ⚠ | Priced
| Citywalk Plot 5.11 Main Works Contract BOQ (1).xlsx | P |  |  | NEW | CITYWALK PHASE-05, PLOT 5.11 | Residential | CITYWALK RESIDENTIAL 1 LLC |  | Q — Mechanical Engineering Installations | Q | Q03 | Q0301 | Q3 Ductwork | Heating, ventilation and air conditioning system |  | Item | AED | 0 | 100 | 3.01 | Mechanical – HVAC System | Item | 90 | Rule | ✓ | Priced
| Citywalk Plot 5.11 Main Works Contract BOQ (1).xlsx | Q |  |  | NEW | CITYWALK PHASE-05, PLOT 5.11 | Residential | CITYWALK RESIDENTIAL 1 LLC |  | A — General Requirements | A | A03 | A0300 | Restrictions | Smoke extraction system |  | Item | AED | 0 | 100 | 9.01 | Preliminaries / General Requirements | Item | 62 | Fuzzy | ⚠ | Priced
| Citywalk Plot 5.11 Main Works Contract BOQ (1).xlsx | R |  |  | NEW | CITYWALK PHASE-05, PLOT 5.11 | Residential | CITYWALK RESIDENTIAL 1 LLC |  | Q — Mechanical Engineering Installations | Q | Q03 | Q0301 | Q3 Ductwork | Building management system |  | Item | AED | 0 | 100 | 3.01 | Mechanical – BMS | Item | 90 | Rule | ✓ | Priced
| Citywalk Plot 5.11 Main Works Contract BOQ (1).xlsx | A |  |  | NEW | CITYWALK PHASE-05, PLOT 5.11 | Residential | CITYWALK RESIDENTIAL 1 LLC |  | A — General Requirements | A | A02 | A0201 | Specification | Allow for all builders work in connection (BWIC) with services for Mechanical Engineering Installations where not included above or elsewhere | 1 | Item | AED | 344631 | 344631 | 9.01 | Preliminaries – BWIC | Item | 90 | Rule | ✓ | Priced
| Citywalk Plot 5.11 Main Works Contract BOQ (1).xlsx | B |  |  | NEW | CITYWALK PHASE-05, PLOT 5.11 | Residential | CITYWALK RESIDENTIAL 1 LLC |  | A — General Requirements | A | A00 | A0000 |  | Allow for Dubai Green Building requirements | 1 | Item | AED | 1170 | 1170 | 9.01 | Preliminaries / General Requirements | Item | 73 | Fuzzy | ⚠ | Priced
| Citywalk Plot 5.11 Main Works Contract BOQ (1).xlsx | A |  |  | NEW | CITYWALK PHASE-05, PLOT 5.11 | Residential | CITYWALK RESIDENTIAL 1 LLC |  | A — General Requirements | A | A01 | A0101 | Conditions of contract | Allow for any other works which are not included above and which are required to complete the Mechanical Installations in accordance with the Specification and the drawings (Tenderer to list below): |  |  | AED |  |  | 9.01 | Preliminaries – Contingency | Item | 90 | Rule | ✓ | Unpriced
| Citywalk Plot 5.11 Main Works Contract BOQ (1).xlsx |  |  |  | NEW | CITYWALK PHASE-05, PLOT 5.11 | Residential | CITYWALK RESIDENTIAL 1 LLC |  | Q — Mechanical Engineering Installations | Q | Q03 | Q0304 | Q3 Ductwork | C-SW-04A; Concealed flush tank | 4 | Nr. | AED | 725 | 2900 | 5.01 | Sanitary Appliances – WC Suite Components (Supply only) | Number | 78 | AI | ⚠ | Priced
| Citywalk Plot 5.11 Main Works Contract BOQ (1).xlsx |  |  |  | NEW | CITYWALK PHASE-05, PLOT 5.11 | Residential | CITYWALK RESIDENTIAL 1 LLC |  | Q — Mechanical Engineering Installations | Q | Q03 | Q0304 | Q3 Ductwork | C-SW-04A; Concealed flush tank | 4 | Nr. | AED | 59 | 236 | 5.01 | Sanitary Appliances – WC Suite Components (Installation only) | Number | 79 | AI | ⚠ | Priced
| Citywalk Plot 5.11 Main Works Contract BOQ (1).xlsx | 2Q/2/X |  |  | NEW | CITYWALK PHASE-05, PLOT 5.11 | Residential | CITYWALK RESIDENTIAL 1 LLC |  | K — Accessories | K | K02 | K0201 | K2 Partitions | C-SW-14A; ADA Mirror | -1 | Nr. | AED | 600 | -600 | 3.01 | Accessories – Mirror | Enumerated (nr) | 93 | Rule | ✓ | Priced
| Citywalk Plot 5.11 Main Works Contract BOQ (1).xlsx | 2Q/6/X |  |  | NEW | CITYWALK PHASE-05, PLOT 5.11 | Residential | CITYWALK RESIDENTIAL 1 LLC |  | K — Accessories | K | K02 | K0201 | K2 Partitions | C-SW-14A; ADA Mirror | -1 | Nr. | AED | 50 | -50 | 3.01 | Accessories – Mirror | Enumerated (nr) | 93 | Rule | ✓ | Priced
| Citywalk Plot 5.11 Main Works Contract BOQ (1).xlsx | A |  |  | NEW | CITYWALK PHASE-05, PLOT 5.11 | Residential | CITYWALK RESIDENTIAL 1 LLC |  | R — Electrical Engineering Installations | R | R05 | R0503 | R5 Accessories | MCC Chiller to 1000A TPN ISOL (Chiller 1) | 37 | m | AED | 2796 | 103452 | 5.08 | Electrical Installations – HV/LV Power Distribution | Length (m) | 92 | AI | ✓ | Priced
| Citywalk Plot 5.11 Main Works Contract BOQ (1).xlsx | B |  |  | NEW | CITYWALK PHASE-05, PLOT 5.11 | Residential | CITYWALK RESIDENTIAL 1 LLC |  | R — Electrical Engineering Installations | R | R05 | R0503 | R5 Accessories | MCC Chiller to 1000A TPN ISOL (Chiller 2) | 49 | m | AED | 2796 | 137004 | 5.08 | Electrical Installations – HV/LV Power Distribution | Length (m) | 92 | AI | ✓ | Priced
| Citywalk Plot 5.11 Main Works Contract BOQ (1).xlsx | C |  |  | NEW | CITYWALK PHASE-05, PLOT 5.11 | Residential | CITYWALK RESIDENTIAL 1 LLC |  | R — Electrical Engineering Installations | R | R05 | R0503 | R5 Accessories | LV Panel -2 to SMDB-L2 | 11 | m | AED | 1340 | 14740 | 5.08 | Electrical Installations – HV/LV Power Distribution | Length (m) | 91 | AI | ✓ | Priced
| Citywalk Plot 5.11 Main Works Contract BOQ (1).xlsx | D |  |  | NEW | CITYWALK PHASE-05, PLOT 5.11 | Residential | CITYWALK RESIDENTIAL 1 LLC |  | R — Electrical Engineering Installations | R | R05 | R0503 | R5 Accessories | LV Panel -2 to SMDB-L3 | 15 | m | AED | 1340 | 20100 | 5.08 | Electrical Installations – HV/LV Power Distribution | Length (m) | 91 | AI | ✓ | Priced
| Citywalk Plot 5.11 Main Works Contract BOQ (1).xlsx | E |  |  | NEW | CITYWALK PHASE-05, PLOT 5.11 | Residential | CITYWALK RESIDENTIAL 1 LLC |  | R — Electrical Engineering Installations | R | R05 | R0503 | R5 Accessories | LV Panel -2 to SMDB-L4 | 19 | m | AED | 1340 | 25460 | 5.08 | Electrical Installations – HV/LV Power Distribution | Length (m) | 91 | AI | ✓ | Priced
| Citywalk Plot 5.11 Main Works Contract BOQ (1).xlsx | F |  |  | NEW | CITYWALK PHASE-05, PLOT 5.11 | Residential | CITYWALK RESIDENTIAL 1 LLC |  | R — Electrical Engineering Installations | R | R05 | R0503 | R5 Accessories | LV Panel -2 to SMDB-L8 | 29 | m | AED | 667 | 19343 | 5.08 | Electrical Installations – HV/LV Power Distribution | Length (m) | 91 | AI | ✓ | Priced
| Citywalk Plot 5.11 Main Works Contract BOQ (1).xlsx | G |  |  | NEW | CITYWALK PHASE-05, PLOT 5.11 | Residential | CITYWALK RESIDENTIAL 1 LLC |  | R — Electrical Engineering Installations | R | R05 | R0503 | R5 Accessories | LV Panel -2 to SMDB-L5 | 22 | m | AED | 1340 | 29480 | 5.08 | Electrical Installations – HV/LV Power Distribution | Length (m) | 90 | AI | ✓ | Priced
| Citywalk Plot 5.11 Main Works Contract BOQ (1).xlsx | H |  |  | NEW | CITYWALK PHASE-05, PLOT 5.11 | Residential | CITYWALK RESIDENTIAL 1 LLC |  | R — Electrical Engineering Installations | R | R05 | R0503 | R5 Accessories | LV Panel -2 to SMDB-L6 | 25 | m | AED | 1340 | 33500 | 5.08 | Electrical Installations – HV/LV Power Distribution | Length (m) | 90 | AI | ✓ | Priced
| Citywalk Plot 5.11 Main Works Contract BOQ (1).xlsx | A |  |  | NEW | CITYWALK PHASE-05, PLOT 5.11 | Residential | CITYWALK RESIDENTIAL 1 LLC |  | R — Electrical Engineering Installations | R | R05 | R0503 | R5 Accessories | LV Panel -2 to SMDB-L7 | 30 | m | AED | 1340 | 40200 | 5.08 | Electrical Installations – HV/LV Power Distribution | Length (m) | 88 | AI | ✓ | Priced
| Citywalk Plot 5.11 Main Works Contract BOQ (1).xlsx | B |  |  | NEW | CITYWALK PHASE-05, PLOT 5.11 | Residential | CITYWALK RESIDENTIAL 1 LLC |  | R — Electrical Engineering Installations | R | R05 | R0503 | R5 Accessories | LV Panel -3 to SMDB-L1 | 8 | m | AED | 1340 | 10720 | 5.08 | Electrical Installations – HV/LV Power Distribution | Length (m) | 88 | AI | ✓ | Priced
| Citywalk Plot 5.11 Main Works Contract BOQ (1).xlsx | C |  |  | NEW | CITYWALK PHASE-05, PLOT 5.11 | Residential | CITYWALK RESIDENTIAL 1 LLC |  | R — Electrical Engineering Installations | R | R05 | R0503 | R5 Accessories | LV Panel -3 to SMDB-LL-RF | 40 | m | AED | 366 | 14640 | 5.08 | Electrical Installations – HV/LV Power Distribution | Length (m) | 90 | AI | ✓ | Priced
| Citywalk Plot 5.11 Main Works Contract BOQ (1).xlsx | D |  |  | NEW | CITYWALK PHASE-05, PLOT 5.11 | Residential | CITYWALK RESIDENTIAL 1 LLC |  | R — Electrical Engineering Installations | R | R05 | R0503 | R5 Accessories | LV Panel -3 to MCC-CHWP | 97 | m | AED | 366 | 35502 | 5.08 | Electrical Installations – HV/LV Power Distribution | Length (m) | 90 | AI | ✓ | Priced
| Citywalk Plot 5.11 Main Works Contract BOQ (1).xlsx | E |  |  | NEW | CITYWALK PHASE-05, PLOT 5.11 | Residential | CITYWALK RESIDENTIAL 1 LLC |  | R — Electrical Engineering Installations | R | R05 | R0503 | R5 Accessories | MCC-CHWP to 80A TPN ISOL (CHWP-01A) (duty) | 13 | m | AED | 156 | 2028 | 5.08 | Electrical Installations – HV/LV Power Distribution | Length (m) | 89 | AI | ✓ | Priced
| Citywalk Plot 5.11 Main Works Contract BOQ (1).xlsx | F |  |  | NEW | CITYWALK PHASE-05, PLOT 5.11 | Residential | CITYWALK RESIDENTIAL 1 LLC |  | R — Electrical Engineering Installations | R | R05 | R0503 | R5 Accessories | MCC-CHWP to 80A TPN ISOL (CHWP-02A) (duty) | 14 | m | AED | 156 | 2184 | 5.08 | Electrical Installations – HV/LV Power Distribution | Length (m) | 89 | AI | ✓ | Priced
| Citywalk Plot 5.11 Main Works Contract BOQ (1).xlsx | G |  |  | NEW | CITYWALK PHASE-05, PLOT 5.11 | Residential | CITYWALK RESIDENTIAL 1 LLC |  | R — Electrical Engineering Installations | R | R05 | R0503 | R5 Accessories | MCC-CHWP to 80A TPN ISOL (CHWP-02A) (Standby) | 11 | m | AED | 156 | 1716 | 5.08 | Electrical Installations – HV/LV Power Distribution | Length (m) | 89 | AI | ✓ | Priced
| Citywalk Plot 5.11 Main Works Contract BOQ (1).xlsx | H |  |  | NEW | CITYWALK PHASE-05, PLOT 5.11 | Residential | CITYWALK RESIDENTIAL 1 LLC |  | R — Electrical Engineering Installations | R | R05 | R0503 | R5 Accessories | SMDB-LL-RF to 80A TPN ISOL (FAHU-01 Supply fan) | 17 | m | AED | 123 | 2091 | 5.08 | Electrical Installations – HV/LV Power Distribution | Length (m) | 89 | AI | ✓ | Priced
| Citywalk Plot 5.11 Main Works Contract BOQ (1).xlsx | J |  |  | NEW | CITYWALK PHASE-05, PLOT 5.11 | Residential | CITYWALK RESIDENTIAL 1 LLC |  | R — Electrical Engineering Installations | R | R05 | R0503 | R5 Accessories | SMDB-LL-GF to DB-LL-L1 | 10 | m | AED | 123 | 1230 | 5.08 | Electrical Installations – HV/LV Power Distribution | Length (m) | 89 | AI | ✓ | Priced
| Citywalk Plot 5.11 Main Works Contract BOQ (1).xlsx | K |  |  | NEW | CITYWALK PHASE-05, PLOT 5.11 | Residential | CITYWALK RESIDENTIAL 1 LLC |  | R — Electrical Engineering Installations | R | R05 | R0503 | R5 Accessories | SMDB-L1 to DB-111 | 75 | m | AED | 92 | 6900 | 5.08 | Electrical Installations – HV/LV Power Distribution | Length (m) | 88 | AI | ✓ | Priced
| Citywalk Plot 5.11 Main Works Contract BOQ (1).xlsx | L |  |  | NEW | CITYWALK PHASE-05, PLOT 5.11 | Residential | CITYWALK RESIDENTIAL 1 LLC |  | R — Electrical Engineering Installations | R | R05 | R0503 | R5 Accessories | SMDB-L1 to DB-113 | 48 | m | AED | 92 | 4416 | 5.08 | Electrical Installations – HV/LV Power Distribution | Length (m) | 88 | AI | ✓ | Priced
| Citywalk Plot 5.11 Main Works Contract BOQ (1).xlsx | M |  |  | NEW | CITYWALK PHASE-05, PLOT 5.11 | Residential | CITYWALK RESIDENTIAL 1 LLC |  | R — Electrical Engineering Installations | R | R05 | R0503 | R5 Accessories | SMDB-L2 to DB-203 | 47 | m | AED | 92 | 4324 | 5.08 | Electrical Installations – HV/LV Power Distribution | Length (m) | 88 | AI | ✓ | Priced
| Citywalk Plot 5.11 Main Works Contract BOQ (1).xlsx | N |  |  | NEW | CITYWALK PHASE-05, PLOT 5.11 | Residential | CITYWALK RESIDENTIAL 1 LLC |  | R — Electrical Engineering Installations | R | R05 | R0503 | R5 Accessories | SMDB-L2 to DB-214 | 74 | m | AED | 92 | 6808 | 5.08 | Electrical Installations – HV/LV Power Distribution | Length (m) | 88 | AI | ✓ | Priced
| Citywalk Plot 5.11 Main Works Contract BOQ (1).xlsx | P |  |  | NEW | CITYWALK PHASE-05, PLOT 5.11 | Residential | CITYWALK RESIDENTIAL 1 LLC |  | R — Electrical Engineering Installations | R | R05 | R0503 | R5 Accessories | SMDB-L3 to DB-303 | 47 | m | AED | 92 | 4324 | 5.08 | Electrical Installations – HV/LV Power Distribution | Length (m) | 88 | AI | ✓ | Priced
| Citywalk Plot 5.11 Main Works Contract BOQ (1).xlsx | Q |  |  | NEW | CITYWALK PHASE-05, PLOT 5.11 | Residential | CITYWALK RESIDENTIAL 1 LLC |  | R — Electrical Engineering Installations | R | R05 | R0503 | R5 Accessories | SMDB-L3 to DB-314 | 74 | m | AED | 92 | 6808 | 5.08 | Electrical Installations – HV/LV Power Distribution | Length (m) | 88 | AI | ✓ | Priced
| Citywalk Plot 5.11 Main Works Contract BOQ (1).xlsx | R |  |  | NEW | CITYWALK PHASE-05, PLOT 5.11 | Residential | CITYWALK RESIDENTIAL 1 LLC |  | R — Electrical Engineering Installations | R | R05 | R0503 | R5 Accessories | SMDB-L4 to DB-403 | 47 | m | AED | 92 | 4324 | 5.08 | Electrical Installations – HV/LV Power Distribution | Length (m) | 88 | AI | ✓ | Priced
| Citywalk Plot 5.11 Main Works Contract BOQ (1).xlsx | A |  |  | NEW | CITYWALK PHASE-05, PLOT 5.11 | Residential | CITYWALK RESIDENTIAL 1 LLC |  | R — Electrical Engineering Installations | R | R05 | R0503 | R5 Accessories | SMDB-L4 to DB-414 | 74 | m | AED | 92 | 6808 | 5.08 | Electrical Installations – HV/LV Power Distribution | Length (m) | 85 | AI | ✓ | Priced
| Citywalk Plot 5.11 Main Works Contract BOQ (1).xlsx | B |  |  | NEW | CITYWALK PHASE-05, PLOT 5.11 | Residential | CITYWALK RESIDENTIAL 1 LLC |  | R — Electrical Engineering Installations | R | R05 | R0503 | R5 Accessories | SMDB-L5 to DB-513 | 74 | m | AED | 92 | 6808 | 5.08 | Electrical Installations – HV/LV Power Distribution | Length (m) | 85 | AI | ✓ | Priced
| Citywalk Plot 5.11 Main Works Contract BOQ (1).xlsx | C |  |  | NEW | CITYWALK PHASE-05, PLOT 5.11 | Residential | CITYWALK RESIDENTIAL 1 LLC |  | R — Electrical Engineering Installations | R | R05 | R0503 | R5 Accessories | SMDB-L6 to DB-613 | 74 | m | AED | 92 | 6808 | 5.08 | Electrical Installations – HV/LV Power Distribution | Length (m) | 85 | AI | ✓ | Priced
| Citywalk Plot 5.11 Main Works Contract BOQ (1).xlsx | D |  |  | NEW | CITYWALK PHASE-05, PLOT 5.11 | Residential | CITYWALK RESIDENTIAL 1 LLC |  | R — Electrical Engineering Installations | R | R05 | R0503 | R5 Accessories | SMDB-L7 to DB-713 | 74 | m | AED | 92 | 6808 | 5.08 | Electrical Installations – HV/LV Power Distribution | Length (m) | 85 | AI | ✓ | Priced
| Citywalk Plot 5.11 Main Works Contract BOQ (1).xlsx | E |  |  | NEW | CITYWALK PHASE-05, PLOT 5.11 | Residential | CITYWALK RESIDENTIAL 1 LLC |  | R — Electrical Engineering Installations | R | R05 | R0503 | R5 Accessories | SMDB-L8 to DB-802 | 33 | m | AED | 92 | 3036 | 5.08 | Electrical Installations – HV/LV Power Distribution | Length (m) | 85 | AI | ✓ | Priced
| Citywalk Plot 5.11 Main Works Contract BOQ (1).xlsx | F |  |  | NEW | CITYWALK PHASE-05, PLOT 5.11 | Residential | CITYWALK RESIDENTIAL 1 LLC |  | R — Electrical Engineering Installations | R | R05 | R0503 | R5 Accessories | SMDB-L8 to DB-807 | 64 | m | AED | 92 | 5888 | 5.08 | Electrical Installations – HV/LV Power Distribution | Length (m) | 85 | AI | ✓ | Priced
| Citywalk Plot 5.11 Main Works Contract BOQ (1).xlsx | G |  |  | NEW | CITYWALK PHASE-05, PLOT 5.11 | Residential | CITYWALK RESIDENTIAL 1 LLC |  | R — Electrical Engineering Installations | R | R05 | R0503 | R5 Accessories | SMDB-L8 to DB-808 | 52 | m | AED | 92 | 4784 | 5.08 | Electrical Installations – HV/LV Power Distribution | Length (m) | 85 | AI | ✓ | Priced
| Citywalk Plot 5.11 Main Works Contract BOQ (1).xlsx | H |  |  | NEW | CITYWALK PHASE-05, PLOT 5.11 | Residential | CITYWALK RESIDENTIAL 1 LLC |  | R — Electrical Engineering Installations | R | R05 | R0503 | R5 Accessories | SMDB-LL-RF to 63A TPN ISOL (FAHU-01 Ex fan) | 17 | m | AED | 92 | 1564 | 5.08 | Electrical Installations – HV/LV Power Distribution | Length (m) | 89 | AI | ✓ | Priced
| Citywalk Plot 5.11 Main Works Contract BOQ (1).xlsx | J |  |  | NEW | CITYWALK PHASE-05, PLOT 5.11 | Residential | CITYWALK RESIDENTIAL 1 LLC |  | R — Electrical Engineering Installations | R | R05 | R0504 | R5 Accessories | ESMDB-RF to 63A TPN ISOL (LIFT-1) | 19 | m | AED | 92 | 1748 | 5.10 | Lift & Conveyor Installations – Power Distribution | Length (m) | 91 | AI | ✓ | Priced
| Citywalk Plot 5.11 Main Works Contract BOQ (1).xlsx | K |  |  | NEW | CITYWALK PHASE-05, PLOT 5.11 | Residential | CITYWALK RESIDENTIAL 1 LLC |  | R — Electrical Engineering Installations | R | R05 | R0504 | R5 Accessories | ESMDB-RF to 63A TPN ISOL (LIFT-2) | 17 | m | AED | 92 | 1564 | 5.10 | Lift & Conveyor Installations – Power Distribution | Length (m) | 91 | AI | ✓ | Priced
| Citywalk Plot 5.11 Main Works Contract BOQ (1).xlsx | L |  |  | NEW | CITYWALK PHASE-05, PLOT 5.11 | Residential | CITYWALK RESIDENTIAL 1 LLC |  | R — Electrical Engineering Installations | R | R05 | R0503 | R5 Accessories | SMDB-L1 to DB-101 | 27 | m | AED | 66 | 1782 | 5.08 | Electrical Installations – HV/LV Power Distribution | Length (m) | 87 | AI | ✓ | Priced
| Citywalk Plot 5.11 Main Works Contract BOQ (1).xlsx | M |  |  | NEW | CITYWALK PHASE-05, PLOT 5.11 | Residential | CITYWALK RESIDENTIAL 1 LLC |  | R — Electrical Engineering Installations | R | R05 | R0503 | R5 Accessories | SMDB-L1 to DB-102 | 39 | m | AED | 66 | 2574 | 5.08 | Electrical Installations – HV/LV Power Distribution | Length (m) | 87 | AI | ✓ | Priced
| Citywalk Plot 5.11 Main Works Contract BOQ (1).xlsx | N |  |  | NEW | CITYWALK PHASE-05, PLOT 5.11 | Residential | CITYWALK RESIDENTIAL 1 LLC |  | R — Electrical Engineering Installations | R | R05 | R0503 | R5 Accessories | SMDB-L1 to DB-103 | 41 | m | AED | 66 | 2706 | 5.08 | Electrical Installations – HV/LV Power Distribution | Length (m) | 87 | AI | ✓ | Priced
| Citywalk Plot 5.11 Main Works Contract BOQ (1).xlsx | P |  |  | NEW | CITYWALK PHASE-05, PLOT 5.11 | Residential | CITYWALK RESIDENTIAL 1 LLC |  | R — Electrical Engineering Installations | R | R05 | R0503 | R5 Accessories | SMDB-L1 to DB-104 | 29 | m | AED | 66 | 1914 | 5.08 | Electrical Installations – HV/LV Power Distribution | Length (m) | 87 | AI | ✓ | Priced
| Citywalk Plot 5.11 Main Works Contract BOQ (1).xlsx | Q |  |  | NEW | CITYWALK PHASE-05, PLOT 5.11 | Residential | CITYWALK RESIDENTIAL 1 LLC |  | R — Electrical Engineering Installations | R | R05 | R0503 | R5 Accessories | SMDB-L1 to DB-105 | 38 | m | AED | 66 | 2508 | 5.08 | Electrical Installations – HV/LV Power Distribution | Length (m) | 87 | AI | ✓ | Priced
| Citywalk Plot 5.11 Main Works Contract BOQ (1).xlsx | R |  |  | NEW | CITYWALK PHASE-05, PLOT 5.11 | Residential | CITYWALK RESIDENTIAL 1 LLC |  | R — Electrical Engineering Installations | R | R05 | R0503 | R5 Accessories | SMDB-L1 to DB-106 | 42 | m | AED | 66 | 2772 | 5.08 | Electrical Installations – HV/LV Power Distribution | Length (m) | 87 | AI | ✓ | Priced
| Citywalk Plot 5.11 Main Works Contract BOQ (1).xlsx | S |  |  | NEW | CITYWALK PHASE-05, PLOT 5.11 | Residential | CITYWALK RESIDENTIAL 1 LLC |  | R — Electrical Engineering Installations | R | R05 | R0502 | R5 Accessories | SMDB-L1 to DB-107 | 50 | m | AED | 66 | 3300 | 5.08 | Electrical Installations – LV Power Cables | Length (m) | 92 | AI | ✓ | Priced
| Citywalk Plot 5.11 Main Works Contract BOQ (1).xlsx | T |  |  | NEW | CITYWALK PHASE-05, PLOT 5.11 | Residential | CITYWALK RESIDENTIAL 1 LLC |  | R — Electrical Engineering Installations | R | R05 | R0502 | R5 Accessories | SMDB-L1 to DB-108 | 57 | m | AED | 66 | 3762 | 5.08 | Electrical Installations – LV Power Cables | Length (m) | 92 | AI | ✓ | Priced
| Citywalk Plot 5.11 Main Works Contract BOQ (1).xlsx | U |  |  | NEW | CITYWALK PHASE-05, PLOT 5.11 | Residential | CITYWALK RESIDENTIAL 1 LLC |  | R — Electrical Engineering Installations | R | R05 | R0502 | R5 Accessories | SMDB-L1 to DB-109 | 68 | m | AED | 66 | 4488 | 5.08 | Electrical Installations – LV Power Cables | Length (m) | 92 | AI | ✓ | Priced
| Citywalk Plot 5.11 Main Works Contract BOQ (1).xlsx | V |  |  | NEW | CITYWALK PHASE-05, PLOT 5.11 | Residential | CITYWALK RESIDENTIAL 1 LLC |  | R — Electrical Engineering Installations | R | R05 | R0502 | R5 Accessories | SMDB-L1 to DB-110 | 76 | m | AED | 66 | 5016 | 5.08 | Electrical Installations – LV Power Cables | Length (m) | 92 | AI | ✓ | Priced
| Citywalk Plot 5.11 Main Works Contract BOQ (1).xlsx | A |  |  | NEW | CITYWALK PHASE-05, PLOT 5.11 | Residential | CITYWALK RESIDENTIAL 1 LLC |  | R — Electrical Engineering Installations | R | R05 | R0502 | R5 Accessories | SMDB-L1 to DB-112 | 54 | m | AED | 66 | 3564 | 5.08 | Electrical Installations – Power Distribution | Each (nr) | 75 | AI | ⚠ | Priced
| Citywalk Plot 5.11 Main Works Contract BOQ (1).xlsx | B |  |  | NEW | CITYWALK PHASE-05, PLOT 5.11 | Residential | CITYWALK RESIDENTIAL 1 LLC |  | R — Electrical Engineering Installations | R | R05 | R0502 | R5 Accessories | SMDB-L2 to DB-201 | 26 | m | AED | 66 | 1716 | 5.08 | Electrical Installations – Power Distribution | Each (nr) | 75 | AI | ⚠ | Priced
| Citywalk Plot 5.11 Main Works Contract BOQ (1).xlsx | C |  |  | NEW | CITYWALK PHASE-05, PLOT 5.11 | Residential | CITYWALK RESIDENTIAL 1 LLC |  | R — Electrical Engineering Installations | R | R05 | R0502 | R5 Accessories | SMDB-L2 to DB-202 | 39 | m | AED | 66 | 2574 | 5.08 | Electrical Installations – Power Distribution | Each (nr) | 75 | AI | ⚠ | Priced
| Citywalk Plot 5.11 Main Works Contract BOQ (1).xlsx | D |  |  | NEW | CITYWALK PHASE-05, PLOT 5.11 | Residential | CITYWALK RESIDENTIAL 1 LLC |  | R — Electrical Engineering Installations | R | R05 | R0502 | R5 Accessories | SMDB-L2 to DB-204 | 41 | m | AED | 66 | 2706 | 5.08 | Electrical Installations – Power Distribution | Each (nr) | 75 | AI | ⚠ | Priced
| Citywalk Plot 5.11 Main Works Contract BOQ (1).xlsx | E |  |  | NEW | CITYWALK PHASE-05, PLOT 5.11 | Residential | CITYWALK RESIDENTIAL 1 LLC |  | R — Electrical Engineering Installations | R | R05 | R0502 | R5 Accessories | SMDB-L2 to DB-205 | 26 | m | AED | 66 | 1716 | 5.08 | Electrical Installations – Power Distribution | Each (nr) | 75 | AI | ⚠ | Priced
| Citywalk Plot 5.11 Main Works Contract BOQ (1).xlsx | F |  |  | NEW | CITYWALK PHASE-05, PLOT 5.11 | Residential | CITYWALK RESIDENTIAL 1 LLC |  | R — Electrical Engineering Installations | R | R05 | R0502 | R5 Accessories | SMDB-L2 to DB-206 | 19 | m | AED | 66 | 1254 | 5.08 | Electrical Installations – Power Distribution | Each (nr) | 75 | AI | ⚠ | Priced
| Citywalk Plot 5.11 Main Works Contract BOQ (1).xlsx | G |  |  | NEW | CITYWALK PHASE-05, PLOT 5.11 | Residential | CITYWALK RESIDENTIAL 1 LLC |  | R — Electrical Engineering Installations | R | R05 | R0502 | R5 Accessories | SMDB-L2 to DB-207 | 28 | m | AED | 66 | 1848 | 5.08 | Electrical Installations – Power Distribution | Each (nr) | 75 | AI | ⚠ | Priced
| Citywalk Plot 5.11 Main Works Contract BOQ (1).xlsx | H |  |  | NEW | CITYWALK PHASE-05, PLOT 5.11 | Residential | CITYWALK RESIDENTIAL 1 LLC |  | R — Electrical Engineering Installations | R | R05 | R0502 | R5 Accessories | SMDB-L2 to DB-208 | 37 | m | AED | 66 | 2442 | 5.08 | Electrical Installations – Power Distribution | Each (nr) | 75 | AI | ⚠ | Priced
| Citywalk Plot 5.11 Main Works Contract BOQ (1).xlsx | J |  |  | NEW | CITYWALK PHASE-05, PLOT 5.11 | Residential | CITYWALK RESIDENTIAL 1 LLC |  | R — Electrical Engineering Installations | R | R05 | R0502 | R5 Accessories | SMDB-L2 to DB-209 | 42 | m | AED | 66 | 2772 | 5.08 | Electrical Installations – Power Distribution | Each (nr) | 75 | AI | ⚠ | Priced
| Citywalk Plot 5.11 Main Works Contract BOQ (1).xlsx | K |  |  | NEW | CITYWALK PHASE-05, PLOT 5.11 | Residential | CITYWALK RESIDENTIAL 1 LLC |  | R — Electrical Engineering Installations | R | R05 | R0502 | R5 Accessories | SMDB-L2 to DB-210 | 49 | m | AED | 66 | 3234 | 5.08 | Electrical Installations – Power Distribution | Each (nr) | 75 | AI | ⚠ | Priced
| Citywalk Plot 5.11 Main Works Contract BOQ (1).xlsx | L |  |  | NEW | CITYWALK PHASE-05, PLOT 5.11 | Residential | CITYWALK RESIDENTIAL 1 LLC |  | R — Electrical Engineering Installations | R | R05 | R0502 | R5 Accessories | SMDB-L2 to DB-211 | 57 | m | AED | 66 | 3762 | 5.08 | Electrical Installations – Power Distribution | Each (nr) | 75 | AI | ⚠ | Priced
| Citywalk Plot 5.11 Main Works Contract BOQ (1).xlsx | M |  |  | NEW | CITYWALK PHASE-05, PLOT 5.11 | Residential | CITYWALK RESIDENTIAL 1 LLC |  | R — Electrical Engineering Installations | R | R05 | R0502 | R5 Accessories | SMDB-L2 to DB-212 | 68 | m | AED | 66 | 4488 | 5.08 | Electrical Installations – Power Distribution | Each (nr) | 75 | AI | ⚠ | Priced
| Citywalk Plot 5.11 Main Works Contract BOQ (1).xlsx | N |  |  | NEW | CITYWALK PHASE-05, PLOT 5.11 | Residential | CITYWALK RESIDENTIAL 1 LLC |  | R — Electrical Engineering Installations | R | R05 | R0502 | R5 Accessories | SMDB-L2 to DB-213 | 76 | m | AED | 66 | 5016 | 5.08 | Electrical Installations – Power Distribution | Each (nr) | 75 | AI | ⚠ | Priced
| Citywalk Plot 5.11 Main Works Contract BOQ (1).xlsx | P |  |  | NEW | CITYWALK PHASE-05, PLOT 5.11 | Residential | CITYWALK RESIDENTIAL 1 LLC |  | R — Electrical Engineering Installations | R | R05 | R0502 | R5 Accessories | SMDB-L2 to DB-215 | 53 | m | AED | 66 | 3498 | 5.08 | Electrical Installations – Power Distribution | Each (nr) | 75 | AI | ⚠ | Priced
| Citywalk Plot 5.11 Main Works Contract BOQ (1).xlsx | Q |  |  | NEW | CITYWALK PHASE-05, PLOT 5.11 | Residential | CITYWALK RESIDENTIAL 1 LLC |  | R — Electrical Engineering Installations | R | R05 | R0502 | R5 Accessories | SMDB-L2 to DB-216 | 48 | m | AED | 66 | 3168 | 5.08 | Electrical Installations – Power Distribution | Each (nr) | 75 | AI | ⚠ | Priced
| Citywalk Plot 5.11 Main Works Contract BOQ (1).xlsx | R |  |  | NEW | CITYWALK PHASE-05, PLOT 5.11 | Residential | CITYWALK RESIDENTIAL 1 LLC |  | R — Electrical Engineering Installations | R | R05 | R0502 | R5 Accessories | SMDB-L3 to DB-301 | 26 | m | AED | 66 | 1716 | 5.08 | Electrical Installations – Power Distribution | Each (nr) | 75 | AI | ⚠ | Priced
| Citywalk Plot 5.11 Main Works Contract BOQ (1).xlsx | S |  |  | NEW | CITYWALK PHASE-05, PLOT 5.11 | Residential | CITYWALK RESIDENTIAL 1 LLC |  | R — Electrical Engineering Installations | R | R05 | R0502 | R5 Accessories | SMDB-L3 to DB-302 | 39 | m | AED | 66 | 2574 | 5.08 | Electrical Installations – Power Distribution | Each (nr) | 75 | AI | ⚠ | Priced
| Citywalk Plot 5.11 Main Works Contract BOQ (1).xlsx | T |  |  | NEW | CITYWALK PHASE-05, PLOT 5.11 | Residential | CITYWALK RESIDENTIAL 1 LLC |  | R — Electrical Engineering Installations | R | R05 | R0502 | R5 Accessories | SMDB-L3 to DB-304 | 41 | m | AED | 66 | 2706 | 5.08 | Electrical Installations – Power Distribution | Each (nr) | 75 | AI | ⚠ | Priced
| Citywalk Plot 5.11 Main Works Contract BOQ (1).xlsx | U |  |  | NEW | CITYWALK PHASE-05, PLOT 5.11 | Residential | CITYWALK RESIDENTIAL 1 LLC |  | R — Electrical Engineering Installations | R | R05 | R0502 | R5 Accessories | SMDB-L3 to DB-305 | 26 | m | AED | 66 | 1716 | 5.08 | Electrical Installations – Power Distribution | Each (nr) | 75 | AI | ⚠ | Priced
| Citywalk Plot 5.11 Main Works Contract BOQ (1).xlsx | V |  |  | NEW | CITYWALK PHASE-05, PLOT 5.11 | Residential | CITYWALK RESIDENTIAL 1 LLC |  | R — Electrical Engineering Installations | R | R05 | R0502 | R5 Accessories | SMDB-L3 to DB-306 | 19 | m | AED | 66 | 1254 | 5.08 | Electrical Installations – Power Distribution | Each (nr) | 75 | AI | ⚠ | Priced
| Citywalk Plot 5.11 Main Works Contract BOQ (1).xlsx | W |  |  | NEW | CITYWALK PHASE-05, PLOT 5.11 | Residential | CITYWALK RESIDENTIAL 1 LLC |  | R — Electrical Engineering Installations | R | R05 | R0502 | R5 Accessories | SMDB-L3 to DB-307 | 28 | m | AED | 66 | 1848 | 5.08 | Electrical Installations – Power Distribution | Each (nr) | 75 | AI | ⚠ | Priced
| Citywalk Plot 5.11 Main Works Contract BOQ (1).xlsx | X |  |  | NEW | CITYWALK PHASE-05, PLOT 5.11 | Residential | CITYWALK RESIDENTIAL 1 LLC |  | R — Electrical Engineering Installations | R | R05 | R0502 | R5 Accessories | SMDB-L3 to DB-308 | 37 | m | AED | 66 | 2442 | 5.08 | Electrical Installations – Power Distribution | Each (nr) | 75 | AI | ⚠ | Priced
| Citywalk Plot 5.11 Main Works Contract BOQ (1).xlsx | A |  |  | NEW | CITYWALK PHASE-05, PLOT 5.11 | Residential | CITYWALK RESIDENTIAL 1 LLC |  | R — Electrical Engineering Installations | R | R05 | R0502 | R5 Accessories | SMDB-L3 to DB-309 | 42 | m | AED | 66 | 2772 | 5.08 | Electrical Installations – Power Distribution | Each (nr) | 75 | AI | ⚠ | Priced
| Citywalk Plot 5.11 Main Works Contract BOQ (1).xlsx | B |  |  | NEW | CITYWALK PHASE-05, PLOT 5.11 | Residential | CITYWALK RESIDENTIAL 1 LLC |  | R — Electrical Engineering Installations | R | R05 | R0502 | R5 Accessories | SMDB-L3 to DB-310 | 49 | m | AED | 66 | 3234 | 5.08 | Electrical Installations – Power Distribution | Each (nr) | 75 | AI | ⚠ | Priced
| Citywalk Plot 5.11 Main Works Contract BOQ (1).xlsx | C |  |  | NEW | CITYWALK PHASE-05, PLOT 5.11 | Residential | CITYWALK RESIDENTIAL 1 LLC |  | R — Electrical Engineering Installations | R | R05 | R0502 | R5 Accessories | SMDB-L3 to DB-311 | 57 | m | AED | 66 | 3762 | 5.08 | Electrical Installations – Power Distribution | Each (nr) | 75 | AI | ⚠ | Priced
| Citywalk Plot 5.11 Main Works Contract BOQ (1).xlsx | D |  |  | NEW | CITYWALK PHASE-05, PLOT 5.11 | Residential | CITYWALK RESIDENTIAL 1 LLC |  | R — Electrical Engineering Installations | R | R05 | R0502 | R5 Accessories | SMDB-L3 to DB-312 | 68 | m | AED | 66 | 4488 | 5.08 | Electrical Installations – Power Distribution | Each (nr) | 75 | AI | ⚠ | Priced
| Citywalk Plot 5.11 Main Works Contract BOQ (1).xlsx | E |  |  | NEW | CITYWALK PHASE-05, PLOT 5.11 | Residential | CITYWALK RESIDENTIAL 1 LLC |  | R — Electrical Engineering Installations | R | R05 | R0502 | R5 Accessories | SMDB-L3 to DB-313 | 76 | m | AED | 66 | 5016 | 5.08 | Electrical Installations – Power Distribution | Each (nr) | 75 | AI | ⚠ | Priced
| Citywalk Plot 5.11 Main Works Contract BOQ (1).xlsx | F |  |  | NEW | CITYWALK PHASE-05, PLOT 5.11 | Residential | CITYWALK RESIDENTIAL 1 LLC |  | R — Electrical Engineering Installations | R | R05 | R0502 | R5 Accessories | SMDB-L3 to DB-315 | 53 | m | AED | 66 | 3498 | 5.08 | Electrical Installations – Power Distribution | Each (nr) | 75 | AI | ⚠ | Priced
| Citywalk Plot 5.11 Main Works Contract BOQ (1).xlsx | G |  |  | NEW | CITYWALK PHASE-05, PLOT 5.11 | Residential | CITYWALK RESIDENTIAL 1 LLC |  | R — Electrical Engineering Installations | R | R05 | R0502 | R5 Accessories | SMDB-L3 to DB-316 | 48 | m | AED | 66 | 3168 | 5.08 | Electrical Installations – Power Distribution | Each (nr) | 75 | AI | ⚠ | Priced
| Citywalk Plot 5.11 Main Works Contract BOQ (1).xlsx | H |  |  | NEW | CITYWALK PHASE-05, PLOT 5.11 | Residential | CITYWALK RESIDENTIAL 1 LLC |  | R — Electrical Engineering Installations | R | R05 | R0502 | R5 Accessories | SMDB-L4 to DB-401 | 26 | m | AED | 66 | 1716 | 5.08 | Electrical Installations – Power Distribution | Each (nr) | 75 | AI | ⚠ | Priced
| Citywalk Plot 5.11 Main Works Contract BOQ (1).xlsx | J |  |  | NEW | CITYWALK PHASE-05, PLOT 5.11 | Residential | CITYWALK RESIDENTIAL 1 LLC |  | R — Electrical Engineering Installations | R | R05 | R0502 | R5 Accessories | SMDB-L4 to DB-402 | 39 | m | AED | 66 | 2574 | 5.08 | Electrical Installations – Power Distribution | Each (nr) | 75 | AI | ⚠ | Priced
| Citywalk Plot 5.11 Main Works Contract BOQ (1).xlsx | K |  |  | NEW | CITYWALK PHASE-05, PLOT 5.11 | Residential | CITYWALK RESIDENTIAL 1 LLC |  | R — Electrical Engineering Installations | R | R05 | R0502 | R5 Accessories | SMDB-L4 to DB-404 | 41 | m | AED | 66 | 2706 | 5.08 | Electrical Installations – Power Distribution | Each (nr) | 75 | AI | ⚠ | Priced
| Citywalk Plot 5.11 Main Works Contract BOQ (1).xlsx | L |  |  | NEW | CITYWALK PHASE-05, PLOT 5.11 | Residential | CITYWALK RESIDENTIAL 1 LLC |  | R — Electrical Engineering Installations | R | R05 | R0502 | R5 Accessories | SMDB-L4 to DB-405 | 26 | m | AED | 66 | 1716 | 5.08 | Electrical Installations – Power Distribution | Each (nr) | 75 | AI | ⚠ | Priced
| Citywalk Plot 5.11 Main Works Contract BOQ (1).xlsx | M |  |  | NEW | CITYWALK PHASE-05, PLOT 5.11 | Residential | CITYWALK RESIDENTIAL 1 LLC |  | R — Electrical Engineering Installations | R | R05 | R0502 | R5 Accessories | SMDB-L4 to DB-406 | 19 | m | AED | 66 | 1254 | 5.08 | Electrical Installations – Power Distribution | Each (nr) | 75 | AI | ⚠ | Priced
| Citywalk Plot 5.11 Main Works Contract BOQ (1).xlsx | N |  |  | NEW | CITYWALK PHASE-05, PLOT 5.11 | Residential | CITYWALK RESIDENTIAL 1 LLC |  | R — Electrical Engineering Installations | R | R05 | R0502 | R5 Accessories | SMDB-L4 to DB-407 | 28 | m | AED | 66 | 1848 | 5.08 | Electrical Installations – Power Distribution | Each (nr) | 75 | AI | ⚠ | Priced
| Citywalk Plot 5.11 Main Works Contract BOQ (1).xlsx | P |  |  | NEW | CITYWALK PHASE-05, PLOT 5.11 | Residential | CITYWALK RESIDENTIAL 1 LLC |  | R — Electrical Engineering Installations | R | R05 | R0502 | R5 Accessories | SMDB-L4 to DB-408 | 37 | m | AED | 66 | 2442 | 5.08 | Electrical Installations – Power Distribution | Each (nr) | 75 | AI | ⚠ | Priced
| Citywalk Plot 5.11 Main Works Contract BOQ (1).xlsx | Q |  |  | NEW | CITYWALK PHASE-05, PLOT 5.11 | Residential | CITYWALK RESIDENTIAL 1 LLC |  | R — Electrical Engineering Installations | R | R04 | R0402 | R4 Final sub-circuits and auxiliary installations | SMDB-L4 to DB-409 | 42 | m | AED | 66 | 2772 | 5.08 | Electrical Installations – Distribution Boards & Circuits | No. (each) | 85 | AI | ✓ | Priced
| Citywalk Plot 5.11 Main Works Contract BOQ (1).xlsx | R |  |  | NEW | CITYWALK PHASE-05, PLOT 5.11 | Residential | CITYWALK RESIDENTIAL 1 LLC |  | R — Electrical Engineering Installations | R | R04 | R0402 | R4 Final sub-circuits and auxiliary installations | SMDB-L4 to DB-410 | 49 | m | AED | 66 | 3234 | 5.08 | Electrical Installations – Distribution Boards & Circuits | No. (each) | 85 | AI | ✓ | Priced
| Citywalk Plot 5.11 Main Works Contract BOQ (1).xlsx | S |  |  | NEW | CITYWALK PHASE-05, PLOT 5.11 | Residential | CITYWALK RESIDENTIAL 1 LLC |  | R — Electrical Engineering Installations | R | R04 | R0402 | R4 Final sub-circuits and auxiliary installations | SMDB-L4 to DB-411 | 57 | m | AED | 66 | 3762 | 5.08 | Electrical Installations – Distribution Boards & Circuits | No. (each) | 85 | AI | ✓ | Priced
| Citywalk Plot 5.11 Main Works Contract BOQ (1).xlsx | T |  |  | NEW | CITYWALK PHASE-05, PLOT 5.11 | Residential | CITYWALK RESIDENTIAL 1 LLC |  | R — Electrical Engineering Installations | R | R04 | R0402 | R4 Final sub-circuits and auxiliary installations | SMDB-L4 to DB-412 | 68 | m | AED | 66 | 4488 | 5.08 | Electrical Installations – Distribution Boards & Circuits | No. (each) | 85 | AI | ✓ | Priced
| Citywalk Plot 5.11 Main Works Contract BOQ (1).xlsx | U |  |  | NEW | CITYWALK PHASE-05, PLOT 5.11 | Residential | CITYWALK RESIDENTIAL 1 LLC |  | R — Electrical Engineering Installations | R | R04 | R0402 | R4 Final sub-circuits and auxiliary installations | SMDB-L4 to DB-413 | 76 | m | AED | 66 | 5016 | 5.08 | Electrical Installations – Distribution Boards & Circuits | No. (each) | 85 | AI | ✓ | Priced
| Citywalk Plot 5.11 Main Works Contract BOQ (1).xlsx | V |  |  | NEW | CITYWALK PHASE-05, PLOT 5.11 | Residential | CITYWALK RESIDENTIAL 1 LLC |  | R — Electrical Engineering Installations | R | R04 | R0402 | R4 Final sub-circuits and auxiliary installations | SMDB-L4 to DB-415 | 53 | m | AED | 66 | 3498 | 5.08 | Electrical Installations – Distribution Boards & Circuits | No. (each) | 85 | AI | ✓ | Priced
| Citywalk Plot 5.11 Main Works Contract BOQ (1).xlsx | W |  |  | NEW | CITYWALK PHASE-05, PLOT 5.11 | Residential | CITYWALK RESIDENTIAL 1 LLC |  | R — Electrical Engineering Installations | R | R04 | R0402 | R4 Final sub-circuits and auxiliary installations | SMDB-L4 to DB-416 | 48 | m | AED | 66 | 3168 | 5.08 | Electrical Installations – Distribution Boards & Circuits | No. (each) | 85 | AI | ✓ | Priced
| Citywalk Plot 5.11 Main Works Contract BOQ (1).xlsx | X |  |  | NEW | CITYWALK PHASE-05, PLOT 5.11 | Residential | CITYWALK RESIDENTIAL 1 LLC |  | R — Electrical Engineering Installations | R | R04 | R0402 | R4 Final sub-circuits and auxiliary installations | SMDB-L5 to DB-501 | 26 | m | AED | 66 | 1716 | 5.08 | Electrical Installations – Distribution Boards & Circuits | No. (each) | 85 | AI | ✓ | Priced
| Citywalk Plot 5.11 Main Works Contract BOQ (1).xlsx | A |  |  | NEW | CITYWALK PHASE-05, PLOT 5.11 | Residential | CITYWALK RESIDENTIAL 1 LLC |  | R — Electrical Engineering Installations | R | R04 | R0402 | R4 Final sub-circuits and auxiliary installations | SMDB-L5 to DB-502 | 39 | m | AED | 66 | 2574 | 5.08 | Electrical Installations – Distribution Boards & Circuits | No. (each) | 85 | AI | ✓ | Priced
| Citywalk Plot 5.11 Main Works Contract BOQ (1).xlsx | B |  |  | NEW | CITYWALK PHASE-05, PLOT 5.11 | Residential | CITYWALK RESIDENTIAL 1 LLC |  | R — Electrical Engineering Installations | R | R04 | R0402 | R4 Final sub-circuits and auxiliary installations | SMDB-L5 to DB-503 | 41 | m | AED | 66 | 2706 | 5.08 | Electrical Installations – Distribution Boards & Circuits | No. (each) | 85 | AI | ✓ | Priced
| Citywalk Plot 5.11 Main Works Contract BOQ (1).xlsx | C |  |  | NEW | CITYWALK PHASE-05, PLOT 5.11 | Residential | CITYWALK RESIDENTIAL 1 LLC |  | R — Electrical Engineering Installations | R | R04 | R0402 | R4 Final sub-circuits and auxiliary installations | SMDB-L5 to DB-504 | 26 | m | AED | 66 | 1716 | 5.08 | Electrical Installations – Distribution Boards & Circuits | No. (each) | 85 | AI | ✓ | Priced
| Citywalk Plot 5.11 Main Works Contract BOQ (1).xlsx | D |  |  | NEW | CITYWALK PHASE-05, PLOT 5.11 | Residential | CITYWALK RESIDENTIAL 1 LLC |  | R — Electrical Engineering Installations | R | R04 | R0402 | R4 Final sub-circuits and auxiliary installations | SMDB-L5 to DB-505 | 19 | m | AED | 66 | 1254 | 5.08 | Electrical Installations – Distribution Boards & Circuits | No. (each) | 85 | AI | ✓ | Priced
| Citywalk Plot 5.11 Main Works Contract BOQ (1).xlsx | E |  |  | NEW | CITYWALK PHASE-05, PLOT 5.11 | Residential | CITYWALK RESIDENTIAL 1 LLC |  | R — Electrical Engineering Installations | R | R04 | R0402 | R4 Final sub-circuits and auxiliary installations | SMDB-L5 to DB-506 | 29 | m | AED | 66 | 1914 | 5.08 | Electrical Installations – Distribution Boards & Circuits | No. (each) | 85 | AI | ✓ | Priced
| Citywalk Plot 5.11 Main Works Contract BOQ (1).xlsx | F |  |  | NEW | CITYWALK PHASE-05, PLOT 5.11 | Residential | CITYWALK RESIDENTIAL 1 LLC |  | R — Electrical Engineering Installations | R | R04 | R0402 | R4 Final sub-circuits and auxiliary installations | SMDB-L5 to DB-507 | 37 | m | AED | 66 | 2442 | 5.08 | Electrical Installations – Distribution Boards & Circuits | No. (each) | 85 | AI | ✓ | Priced
| Citywalk Plot 5.11 Main Works Contract BOQ (1).xlsx | G |  |  | NEW | CITYWALK PHASE-05, PLOT 5.11 | Residential | CITYWALK RESIDENTIAL 1 LLC |  | R — Electrical Engineering Installations | R | R04 | R0402 | R4 Final sub-circuits and auxiliary installations | SMDB-L5 to DB-508 | 42 | m | AED | 66 | 2772 | 5.08 | Electrical Installations – Distribution Boards & Circuits | No. (each) | 85 | AI | ✓ | Priced
| Citywalk Plot 5.11 Main Works Contract BOQ (1).xlsx | H |  |  | NEW | CITYWALK PHASE-05, PLOT 5.11 | Residential | CITYWALK RESIDENTIAL 1 LLC |  | R — Electrical Engineering Installations | R | R04 | R0402 | R4 Final sub-circuits and auxiliary installations | SMDB-L5 to DB-509 | 49 | m | AED | 66 | 3234 | 5.08 | Electrical Installations – Distribution Boards & Circuits | No. (each) | 85 | AI | ✓ | Priced
| Citywalk Plot 5.11 Main Works Contract BOQ (1).xlsx | J |  |  | NEW | CITYWALK PHASE-05, PLOT 5.11 | Residential | CITYWALK RESIDENTIAL 1 LLC |  | R — Electrical Engineering Installations | R | R04 | R0402 | R4 Final sub-circuits and auxiliary installations | SMDB-L5 to DB-510 | 57 | m | AED | 66 | 3762 | 5.08 | Electrical Installations – Distribution Boards & Circuits | No. (each) | 85 | AI | ✓ | Priced
| Citywalk Plot 5.11 Main Works Contract BOQ (1).xlsx | K |  |  | NEW | CITYWALK PHASE-05, PLOT 5.11 | Residential | CITYWALK RESIDENTIAL 1 LLC |  | R — Electrical Engineering Installations | R | R04 | R0402 | R4 Final sub-circuits and auxiliary installations | SMDB-L5 to DB-511 | 68 | m | AED | 66 | 4488 | 5.08 | Electrical Installations – Distribution Boards & Circuits | No. (each) | 85 | AI | ✓ | Priced
| Citywalk Plot 5.11 Main Works Contract BOQ (1).xlsx | L |  |  | NEW | CITYWALK PHASE-05, PLOT 5.11 | Residential | CITYWALK RESIDENTIAL 1 LLC |  | R — Electrical Engineering Installations | R | R04 | R0402 | R4 Final sub-circuits and auxiliary installations | SMDB-L5 to DB-512 | 76 | m | AED | 66 | 5016 | 5.08 | Electrical Installations – Distribution Boards & Circuits | No. (each) | 85 | AI | ✓ | Priced
| Citywalk Plot 5.11 Main Works Contract BOQ (1).xlsx | M |  |  | NEW | CITYWALK PHASE-05, PLOT 5.11 | Residential | CITYWALK RESIDENTIAL 1 LLC |  | R — Electrical Engineering Installations | R | R04 | R0402 | R4 Final sub-circuits and auxiliary installations | SMDB-L5 to DB-514 | 54 | m | AED | 66 | 3564 | 5.08 | Electrical Installations – Distribution Boards & Circuits | No. (each) | 85 | AI | ✓ | Priced
| Citywalk Plot 5.11 Main Works Contract BOQ (1).xlsx | N |  |  | NEW | CITYWALK PHASE-05, PLOT 5.11 | Residential | CITYWALK RESIDENTIAL 1 LLC |  | R — Electrical Engineering Installations | R | R04 | R0402 | R4 Final sub-circuits and auxiliary installations | SMDB-L5 to DB-515 | 48 | m | AED | 66 | 3168 | 5.08 | Electrical Installations – Distribution Boards & Circuits | No. (each) | 85 | AI | ✓ | Priced
| Citywalk Plot 5.11 Main Works Contract BOQ (1).xlsx | P |  |  | NEW | CITYWALK PHASE-05, PLOT 5.11 | Residential | CITYWALK RESIDENTIAL 1 LLC |  | R — Electrical Engineering Installations | R | R04 | R0402 | R4 Final sub-circuits and auxiliary installations | SMDB-L6 to DB-601 | 26 | m | AED | 66 | 1716 | 5.08 | Electrical Installations – Distribution Boards & Circuits | No. (each) | 85 | AI | ✓ | Priced
| Citywalk Plot 5.11 Main Works Contract BOQ (1).xlsx | Q |  |  | NEW | CITYWALK PHASE-05, PLOT 5.11 | Residential | CITYWALK RESIDENTIAL 1 LLC |  | R — Electrical Engineering Installations | R | R04 | R0402 | R4 Final sub-circuits and auxiliary installations | SMDB-L6 to DB-602 | 39 | m | AED | 66 | 2574 | 5.08 | Electrical Installations – Distribution Boards & Circuits | No. (each) | 85 | AI | ✓ | Priced
| Citywalk Plot 5.11 Main Works Contract BOQ (1).xlsx | R |  |  | NEW | CITYWALK PHASE-05, PLOT 5.11 | Residential | CITYWALK RESIDENTIAL 1 LLC |  | R — Electrical Engineering Installations | R | R04 | R0402 | R4 Final sub-circuits and auxiliary installations | SMDB-L6 to DB-603 | 41 | m | AED | 66 | 2706 | 5.08 | Electrical Installations – Distribution Boards & Circuits | No. (each) | 85 | AI | ✓ | Priced
| Citywalk Plot 5.11 Main Works Contract BOQ (1).xlsx | S |  |  | NEW | CITYWALK PHASE-05, PLOT 5.11 | Residential | CITYWALK RESIDENTIAL 1 LLC |  | R — Electrical Engineering Installations | R | R04 | R0402 | R4 Final sub-circuits and auxiliary installations | SMDB-L6 to DB-604 | 26 | m | AED | 66 | 1716 | 5.08 | Electrical Installations – Distribution Boards & Circuits | No. (each) | 85 | AI | ✓ | Priced
| Citywalk Plot 5.11 Main Works Contract BOQ (1).xlsx | T |  |  | NEW | CITYWALK PHASE-05, PLOT 5.11 | Residential | CITYWALK RESIDENTIAL 1 LLC |  | R — Electrical Engineering Installations | R | R04 | R0402 | R4 Final sub-circuits and auxiliary installations | SMDB-L6 to DB-605 | 19 | m | AED | 66 | 1254 | 5.08 | Electrical Installations – Distribution Boards & Circuits | No. (each) | 85 | AI | ✓ | Priced
| Citywalk Plot 5.11 Main Works Contract BOQ (1).xlsx | U |  |  | NEW | CITYWALK PHASE-05, PLOT 5.11 | Residential | CITYWALK RESIDENTIAL 1 LLC |  | R — Electrical Engineering Installations | R | R04 | R0402 | R4 Final sub-circuits and auxiliary installations | SMDB-L6 to DB-606 | 29 | m | AED | 66 | 1914 | 5.08 | Electrical Installations – Distribution Boards & Circuits | No. (each) | 85 | AI | ✓ | Priced
| Citywalk Plot 5.11 Main Works Contract BOQ (1).xlsx | V |  |  | NEW | CITYWALK PHASE-05, PLOT 5.11 | Residential | CITYWALK RESIDENTIAL 1 LLC |  | R — Electrical Engineering Installations | R | R04 | R0402 | R4 Final sub-circuits and auxiliary installations | SMDB-L6 to DB-607 | 37 | m | AED | 66 | 2442 | 5.08 | Electrical Installations – Distribution Boards & Circuits | No. (each) | 85 | AI | ✓ | Priced
| Citywalk Plot 5.11 Main Works Contract BOQ (1).xlsx | W |  |  | NEW | CITYWALK PHASE-05, PLOT 5.11 | Residential | CITYWALK RESIDENTIAL 1 LLC |  | R — Electrical Engineering Installations | R | R04 | R0402 | R4 Final sub-circuits and auxiliary installations | SMDB-L6 to DB-608 | 42 | m | AED | 66 | 2772 | 5.08 | Electrical Installations – Distribution Boards & Circuits | No. (each) | 85 | AI | ✓ | Priced
| Citywalk Plot 5.11 Main Works Contract BOQ (1).xlsx | X |  |  | NEW | CITYWALK PHASE-05, PLOT 5.11 | Residential | CITYWALK RESIDENTIAL 1 LLC |  | R — Electrical Engineering Installations | R | R04 | R0402 | R4 Final sub-circuits and auxiliary installations | SMDB-L6 to DB-609 | 49 | m | AED | 66 | 3234 | 5.08 | Electrical Installations – Distribution Boards & Circuits | No. (each) | 85 | AI | ✓ | Priced
| Citywalk Plot 5.11 Main Works Contract BOQ (1).xlsx | A |  |  | NEW | CITYWALK PHASE-05, PLOT 5.11 | Residential | CITYWALK RESIDENTIAL 1 LLC |  | R — Electrical Engineering Installations | R | R04 | R0402 | R4 Final sub-circuits and auxiliary installations | SMDB-L6 to DB-610 | 57 | m | AED | 66 | 3762 | 5.08 | Electrical Installations – Distribution Boards & Circuits | No. (each) | 85 | AI | ✓ | Priced
| Citywalk Plot 5.11 Main Works Contract BOQ (1).xlsx | B |  |  | NEW | CITYWALK PHASE-05, PLOT 5.11 | Residential | CITYWALK RESIDENTIAL 1 LLC |  | R — Electrical Engineering Installations | R | R04 | R0402 | R4 Final sub-circuits and auxiliary installations | SMDB-L6 to DB-611 | 68 | m | AED | 66 | 4488 | 5.08 | Electrical Installations – Distribution Boards & Circuits | No. (each) | 85 | AI | ✓ | Priced
| Citywalk Plot 5.11 Main Works Contract BOQ (1).xlsx | C |  |  | NEW | CITYWALK PHASE-05, PLOT 5.11 | Residential | CITYWALK RESIDENTIAL 1 LLC |  | R — Electrical Engineering Installations | R | R04 | R0402 | R4 Final sub-circuits and auxiliary installations | SMDB-L6 to DB-612 | 76 | m | AED | 66 | 5016 | 5.08 | Electrical Installations – Distribution Boards & Circuits | No. (each) | 85 | AI | ✓ | Priced
| Citywalk Plot 5.11 Main Works Contract BOQ (1).xlsx | D |  |  | NEW | CITYWALK PHASE-05, PLOT 5.11 | Residential | CITYWALK RESIDENTIAL 1 LLC |  | R — Electrical Engineering Installations | R | R04 | R0402 | R4 Final sub-circuits and auxiliary installations | SMDB-L6 to DB-614 | 54 | m | AED | 66 | 3564 | 5.08 | Electrical Installations – Distribution Boards & Circuits | No. (each) | 85 | AI | ✓ | Priced
| Citywalk Plot 5.11 Main Works Contract BOQ (1).xlsx | E |  |  | NEW | CITYWALK PHASE-05, PLOT 5.11 | Residential | CITYWALK RESIDENTIAL 1 LLC |  | R — Electrical Engineering Installations | R | R04 | R0402 | R4 Final sub-circuits and auxiliary installations | SMDB-L6 to DB-615 | 48 | m | AED | 66 | 3168 | 5.08 | Electrical Installations – Distribution Boards & Circuits | No. (each) | 85 | AI | ✓ | Priced
| Citywalk Plot 5.11 Main Works Contract BOQ (1).xlsx | F |  |  | NEW | CITYWALK PHASE-05, PLOT 5.11 | Residential | CITYWALK RESIDENTIAL 1 LLC |  | R — Electrical Engineering Installations | R | R04 | R0402 | R4 Final sub-circuits and auxiliary installations | SMDB-L7 to DB-701 | 26 | m | AED | 66 | 1716 | 5.08 | Electrical Installations – Distribution Boards & Circuits | No. (each) | 85 | AI | ✓ | Priced
| Citywalk Plot 5.11 Main Works Contract BOQ (1).xlsx | G |  |  | NEW | CITYWALK PHASE-05, PLOT 5.11 | Residential | CITYWALK RESIDENTIAL 1 LLC |  | R — Electrical Engineering Installations | R | R04 | R0402 | R4 Final sub-circuits and auxiliary installations | SMDB-L7 to DB-702 | 39 | m | AED | 66 | 2574 | 5.08 | Electrical Installations – Distribution Boards & Circuits | No. (each) | 85 | AI | ✓ | Priced
| Citywalk Plot 5.11 Main Works Contract BOQ (1).xlsx | H |  |  | NEW | CITYWALK PHASE-05, PLOT 5.11 | Residential | CITYWALK RESIDENTIAL 1 LLC |  | R — Electrical Engineering Installations | R | R04 | R0402 | R4 Final sub-circuits and auxiliary installations | SMDB-L7 to DB-703 | 41 | m | AED | 66 | 2706 | 5.08 | Electrical Installations – Distribution Boards & Circuits | No. (each) | 85 | AI | ✓ | Priced
| Citywalk Plot 5.11 Main Works Contract BOQ (1).xlsx | J |  |  | NEW | CITYWALK PHASE-05, PLOT 5.11 | Residential | CITYWALK RESIDENTIAL 1 LLC |  | R — Electrical Engineering Installations | R | R04 | R0402 | R4 Final sub-circuits and auxiliary installations | SMDB-L7 to DB-704 | 26 | m | AED | 66 | 1716 | 5.08 | Electrical Installations – Distribution Boards & Circuits | No. (each) | 85 | AI | ✓ | Priced
| Citywalk Plot 5.11 Main Works Contract BOQ (1).xlsx | K |  |  | NEW | CITYWALK PHASE-05, PLOT 5.11 | Residential | CITYWALK RESIDENTIAL 1 LLC |  | R — Electrical Engineering Installations | R | R04 | R0402 | R4 Final sub-circuits and auxiliary installations | SMDB-L7 to DB-705 | 19 | m | AED | 66 | 1254 | 5.08 | Electrical Installations – Distribution Boards & Circuits | No. (each) | 85 | AI | ✓ | Priced
| Citywalk Plot 5.11 Main Works Contract BOQ (1).xlsx | L |  |  | NEW | CITYWALK PHASE-05, PLOT 5.11 | Residential | CITYWALK RESIDENTIAL 1 LLC |  | R — Electrical Engineering Installations | R | R05 | R0502 | R5 Accessories | SMDB-L7 to DB-706 | 29 | m | AED | 66 | 1914 | 5.08 | Electrical Installations – Power Distribution & Wiring | Item | 85 | AI | ✓ | Priced
| Citywalk Plot 5.11 Main Works Contract BOQ (1).xlsx | M |  |  | NEW | CITYWALK PHASE-05, PLOT 5.11 | Residential | CITYWALK RESIDENTIAL 1 LLC |  | R — Electrical Engineering Installations | R | R05 | R0502 | R5 Accessories | SMDB-L7 to DB-707 | 37 | m | AED | 66 | 2442 | 5.08 | Electrical Installations – Power Distribution & Wiring | Item | 85 | AI | ✓ | Priced
| Citywalk Plot 5.11 Main Works Contract BOQ (1).xlsx | N |  |  | NEW | CITYWALK PHASE-05, PLOT 5.11 | Residential | CITYWALK RESIDENTIAL 1 LLC |  | R — Electrical Engineering Installations | R | R05 | R0502 | R5 Accessories | SMDB-L7 to DB-708 | 42 | m | AED | 66 | 2772 | 5.08 | Electrical Installations – Power Distribution & Wiring | Item | 85 | AI | ✓ | Priced
| Citywalk Plot 5.11 Main Works Contract BOQ (1).xlsx | P |  |  | NEW | CITYWALK PHASE-05, PLOT 5.11 | Residential | CITYWALK RESIDENTIAL 1 LLC |  | R — Electrical Engineering Installations | R | R05 | R0502 | R5 Accessories | SMDB-L7 to DB-709 | 49 | m | AED | 66 | 3234 | 5.08 | Electrical Installations – Power Distribution & Wiring | Item | 85 | AI | ✓ | Priced
| Citywalk Plot 5.11 Main Works Contract BOQ (1).xlsx | Q |  |  | NEW | CITYWALK PHASE-05, PLOT 5.11 | Residential | CITYWALK RESIDENTIAL 1 LLC |  | R — Electrical Engineering Installations | R | R05 | R0502 | R5 Accessories | SMDB-L7 to DB-710 | 57 | m | AED | 66 | 3762 | 5.08 | Electrical Installations – Power Distribution & Wiring | Item | 85 | AI | ✓ | Priced
| Citywalk Plot 5.11 Main Works Contract BOQ (1).xlsx | R |  |  | NEW | CITYWALK PHASE-05, PLOT 5.11 | Residential | CITYWALK RESIDENTIAL 1 LLC |  | R — Electrical Engineering Installations | R | R05 | R0502 | R5 Accessories | SMDB-L7 to DB-711 | 68 | m | AED | 66 | 4488 | 5.08 | Electrical Installations – Power Distribution & Wiring | Item | 85 | AI | ✓ | Priced
| Citywalk Plot 5.11 Main Works Contract BOQ (1).xlsx | S |  |  | NEW | CITYWALK PHASE-05, PLOT 5.11 | Residential | CITYWALK RESIDENTIAL 1 LLC |  | R — Electrical Engineering Installations | R | R05 | R0502 | R5 Accessories | SMDB-L7 to DB-712 | 76 | m | AED | 66 | 5016 | 5.08 | Electrical Installations – Power Distribution & Wiring | Item | 85 | AI | ✓ | Priced
| Citywalk Plot 5.11 Main Works Contract BOQ (1).xlsx | T |  |  | NEW | CITYWALK PHASE-05, PLOT 5.11 | Residential | CITYWALK RESIDENTIAL 1 LLC |  | R — Electrical Engineering Installations | R | R05 | R0502 | R5 Accessories | SMDB-L7 to DB-714 | 54 | m | AED | 66 | 3564 | 5.08 | Electrical Installations – Power Distribution & Wiring | Item | 85 | AI | ✓ | Priced
| Citywalk Plot 5.11 Main Works Contract BOQ (1).xlsx | U |  |  | NEW | CITYWALK PHASE-05, PLOT 5.11 | Residential | CITYWALK RESIDENTIAL 1 LLC |  | R — Electrical Engineering Installations | R | R05 | R0502 | R5 Accessories | SMDB-L7 to DB-715 | 48 | m | AED | 66 | 3168 | 5.08 | Electrical Installations – Power Distribution & Wiring | Item | 85 | AI | ✓ | Priced
| Citywalk Plot 5.11 Main Works Contract BOQ (1).xlsx | V |  |  | NEW | CITYWALK PHASE-05, PLOT 5.11 | Residential | CITYWALK RESIDENTIAL 1 LLC |  | R — Electrical Engineering Installations | R | R05 | R0502 | R5 Accessories | SMDB-L8 to DB-801 | 21 | m | AED | 66 | 1386 | 5.08 | Electrical Installations – Power Distribution & Wiring | Item | 85 | AI | ✓ | Priced
| Citywalk Plot 5.11 Main Works Contract BOQ (1).xlsx | W |  |  | NEW | CITYWALK PHASE-05, PLOT 5.11 | Residential | CITYWALK RESIDENTIAL 1 LLC |  | R — Electrical Engineering Installations | R | R05 | R0502 | R5 Accessories | SMDB-L8 to DB-803 | 26 | m | AED | 66 | 1716 | 5.08 | Electrical Installations – Power Distribution & Wiring | Item | 85 | AI | ✓ | Priced
| Citywalk Plot 5.11 Main Works Contract BOQ (1).xlsx | X |  |  | NEW | CITYWALK PHASE-05, PLOT 5.11 | Residential | CITYWALK RESIDENTIAL 1 LLC |  | R — Electrical Engineering Installations | R | R05 | R0502 | R5 Accessories | SMDB-L8 to DB-804 | 23 | m | AED | 66 | 1518 | 5.08 | Electrical Installations – Power Distribution & Wiring | Item | 85 | AI | ✓ | Priced
| Citywalk Plot 5.11 Main Works Contract BOQ (1).xlsx | A |  |  | NEW | CITYWALK PHASE-05, PLOT 5.11 | Residential | CITYWALK RESIDENTIAL 1 LLC |  | R — Electrical Engineering Installations | R | R05 | R0502 | R5 Accessories | SMDB-L8 to DB-805 | 35 | m | AED | 66 | 2310 | 5.08 | Electrical Installations – Power Distribution & Wiring | Item | 85 | AI | ✓ | Priced
| Citywalk Plot 5.11 Main Works Contract BOQ (1).xlsx | B |  |  | NEW | CITYWALK PHASE-05, PLOT 5.11 | Residential | CITYWALK RESIDENTIAL 1 LLC |  | R — Electrical Engineering Installations | R | R05 | R0502 | R5 Accessories | SMDB-L8 to DB-806 | 50 | m | AED | 66 | 3300 | 5.08 | Electrical Installations – Power Distribution & Wiring | Item | 85 | AI | ✓ | Priced
| Citywalk Plot 5.11 Main Works Contract BOQ (1).xlsx | C |  |  | NEW | CITYWALK PHASE-05, PLOT 5.11 | Residential | CITYWALK RESIDENTIAL 1 LLC |  | R — Electrical Engineering Installations | R | R05 | R0502 | R5 Accessories | SMDB-LL-RF to DB-LL-RF | 7 | m | AED | 66 | 462 | 5.08 | Electrical Installations – Power Distribution & Wiring | Item | 85 | AI | ✓ | Priced
| Citywalk Plot 5.11 Main Works Contract BOQ (1).xlsx | D |  |  | NEW | CITYWALK PHASE-05, PLOT 5.11 | Residential | CITYWALK RESIDENTIAL 1 LLC |  | R — Electrical Engineering Installations | R | R05 | R0502 | R5 Accessories | SMDB-LL-GF to DB-LL-L3 | 16 | m | AED | 66 | 1056 | 5.08 | Electrical Installations – Power Distribution & Wiring | Item | 85 | AI | ✓ | Priced
| Citywalk Plot 5.11 Main Works Contract BOQ (1).xlsx | E |  |  | NEW | CITYWALK PHASE-05, PLOT 5.11 | Residential | CITYWALK RESIDENTIAL 1 LLC |  | R — Electrical Engineering Installations | R | R05 | R0502 | R5 Accessories | SMDB-LL-GF to DB-LL-L6 | 26 | m | AED | 66 | 1716 | 5.08 | Electrical Installations – Power Distribution & Wiring | Item | 85 | AI | ✓ | Priced
| Citywalk Plot 5.11 Main Works Contract BOQ (1).xlsx | F |  |  | NEW | CITYWALK PHASE-05, PLOT 5.11 | Residential | CITYWALK RESIDENTIAL 1 LLC |  | R — Electrical Engineering Installations | R | R05 | R0502 | R5 Accessories | SMDB-LL-GF to DB-GYM | 9 | m | AED | 66 | 594 | 5.08 | Electrical Installations – Power Distribution & Wiring | Item | 85 | AI | ✓ | Priced
| Citywalk Plot 5.11 Main Works Contract BOQ (1).xlsx | G |  |  | NEW | CITYWALK PHASE-05, PLOT 5.11 | Residential | CITYWALK RESIDENTIAL 1 LLC |  | Q — Mechanical Engineering Installations | Q | Q07 | Q0702 | Q7 Insulation, including linings and protective coverings | ESMDB-RF to 40A TPN ISOL (BOOSTER PUMP) | 32 | m | AED | 49 | 1568 | 5.06 | Mechanical Engineering Installations | Length (m), Weight (t), Area (m²), Enumerated (nr), Item | 63 | Fuzzy | ⚠ | Priced
| Citywalk Plot 5.11 Main Works Contract BOQ (1).xlsx | H |  |  | NEW | CITYWALK PHASE-05, PLOT 5.11 | Residential | CITYWALK RESIDENTIAL 1 LLC |  | R — Electrical Engineering Installations | R | R05 | R0502 | R5 Accessories | MCC-CHWP to 20A TPN ISOL (Dosing unit) (2Nr.) | 19 | m | AED | 49 | 931 | 5.08 | Electrical Installations – Power Distribution & Wiring | Length (m) | 82 | AI | ⚠ | Priced
| Citywalk Plot 5.11 Main Works Contract BOQ (1).xlsx | J |  |  | NEW | CITYWALK PHASE-05, PLOT 5.11 | Residential | CITYWALK RESIDENTIAL 1 LLC |  | R — Electrical Engineering Installations | R | R05 | R0502 | R5 Accessories | SMDB-LL-RF to 20A SPN ISOL (Heat recovery wheel) (2Nr.) | 35 | m | AED | 40 | 1400 | 5.08 | Electrical Installations – Power Distribution & Wiring | Length (m) | 82 | AI | ⚠ | Priced
| Citywalk Plot 5.11 Main Works Contract BOQ (1).xlsx | K |  |  | NEW | CITYWALK PHASE-05, PLOT 5.11 | Residential | CITYWALK RESIDENTIAL 1 LLC |  | R — Electrical Engineering Installations | R | R05 | R0502 | R5 Accessories | SMDB-LL-RF to 20A SPN ISOL (Signage) (2Nr.) | 58 | m | AED | 40 | 2320 | 5.08 | Electrical Installations – Power Distribution & Wiring | Length (m) | 82 | AI | ⚠ | Priced
| Citywalk Plot 5.11 Main Works Contract BOQ (1).xlsx | L |  |  | NEW | CITYWALK PHASE-05, PLOT 5.11 | Residential | CITYWALK RESIDENTIAL 1 LLC |  | R — Electrical Engineering Installations | R | R05 | R0502 | R5 Accessories | ESMDB-RF to 20A SPN ISOL ( LIFT LIGHT-01) | 19 | m | AED | 39 | 741 | 5.08 | Electrical Installations – Power Distribution & Wiring | Length (m) | 82 | AI | ⚠ | Priced
| Citywalk Plot 5.11 Main Works Contract BOQ (1).xlsx | M |  |  | NEW | CITYWALK PHASE-05, PLOT 5.11 | Residential | CITYWALK RESIDENTIAL 1 LLC |  | R — Electrical Engineering Installations | R | R05 | R0502 | R5 Accessories | ESMDB-RF to 20A SPN ISOL ( LIFT LIGHT-02) | 17 | m | AED | 39 | 663 | 5.08 | Electrical Installations – Power Distribution & Wiring | Length (m) | 82 | AI | ⚠ | Priced
| Citywalk Plot 5.11 Main Works Contract BOQ (1).xlsx | N |  |  | NEW | CITYWALK PHASE-05, PLOT 5.11 | Residential | CITYWALK RESIDENTIAL 1 LLC |  | R — Electrical Engineering Installations | R | R05 | R0502 | R5 Accessories | ESMDB-RF to 20A SPN ISOL ( SERVICE LIFT LIGHT) | 18 | m | AED | 39 | 702 | 5.08 | Electrical Installations – Power Distribution & Wiring | Length (m) | 82 | AI | ⚠ | Priced
| Citywalk Plot 5.11 Main Works Contract BOQ (1).xlsx | A |  |  | NEW | CITYWALK PHASE-05, PLOT 5.11 | Residential | CITYWALK RESIDENTIAL 1 LLC |  | R — Electrical Engineering Installations | R | R05 | R0502 | R5 Accessories | EMDB to ESMDB-RF | 40 | m | AED | 335 | 13400 | 5.08 | Electrical Installations – Power Distribution & Wiring | Length (m) | 85 | AI | ✓ | Priced
| Citywalk Plot 5.11 Main Works Contract BOQ (1).xlsx | B |  |  | NEW | CITYWALK PHASE-05, PLOT 5.11 | Residential | CITYWALK RESIDENTIAL 1 LLC |  | R — Electrical Engineering Installations | R | R05 | R0502 | R5 Accessories | ESMDB-GF to EDB-L8 | 35 | m | AED | 150 | 5250 | 5.08 | Electrical Installations – Power Distribution & Wiring | Length (m) | 85 | AI | ✓ | Priced
| Citywalk Plot 5.11 Main Works Contract BOQ (1).xlsx | C |  |  | NEW | CITYWALK PHASE-05, PLOT 5.11 | Residential | CITYWALK RESIDENTIAL 1 LLC |  | R — Electrical Engineering Installations | R | R05 | R0502 | R5 Accessories | EMDB to 63A TPN ISOL (Service fire man lift) | 48 | m | AED | 116 | 5568 | 5.08 | Electrical Installations – Power Distribution & Wiring | Length (m) | 84 | AI | ⚠ | Priced
| Citywalk Plot 5.11 Main Works Contract BOQ (1).xlsx | D |  |  | NEW | CITYWALK PHASE-05, PLOT 5.11 | Residential | CITYWALK RESIDENTIAL 1 LLC |  | R — Electrical Engineering Installations | R | R05 | R0502 | R5 Accessories | ESMDB-GF to EDB-L2 | 13 | m | AED | 92 | 1196 | 5.08 | Electrical Installations – Power Distribution & Wiring | Length (m) | 85 | AI | ✓ | Priced
| Citywalk Plot 5.11 Main Works Contract BOQ (1).xlsx | E |  |  | NEW | CITYWALK PHASE-05, PLOT 5.11 | Residential | CITYWALK RESIDENTIAL 1 LLC |  | R — Electrical Engineering Installations | R | R05 | R0502 | R5 Accessories | ESMDB-GF to EDB-L5 | 23 | m | AED | 92 | 2116 | 5.08 | Electrical Installations – Power Distribution & Wiring | Length (m) | 85 | AI | ✓ | Priced
| Citywalk Plot 5.11 Main Works Contract BOQ (1).xlsx | F |  |  | NEW | CITYWALK PHASE-05, PLOT 5.11 | Residential | CITYWALK RESIDENTIAL 1 LLC |  | R — Electrical Engineering Installations | R | R05 | R0502 | R5 Accessories | ESMDB-RF to 32A TPN ISOL (LPF-01) | 15 | m | AED | 71 | 1065 | 5.08 | Electrical Installations – Power Distribution & Wiring | Length (m) | 84 | AI | ⚠ | Priced
| Citywalk Plot 5.11 Main Works Contract BOQ (1).xlsx | G |  |  | NEW | CITYWALK PHASE-05, PLOT 5.11 | Residential | CITYWALK RESIDENTIAL 1 LLC |  | R — Electrical Engineering Installations | R | R05 | R0502 | R5 Accessories | ESMDB-BF to 32A TPN ISOL (MAF-01) | 33 | m | AED | 71 | 2343 | 5.08 | Electrical Installations – Power Distribution & Wiring | Length (m) | 84 | AI | ⚠ | Priced
| Citywalk Plot 5.11 Main Works Contract BOQ (1).xlsx | H |  |  | NEW | CITYWALK PHASE-05, PLOT 5.11 | Residential | CITYWALK RESIDENTIAL 1 LLC |  | R — Electrical Engineering Installations | R | R05 | R0502 | R5 Accessories | ESMDB-RF to 32A TPN ISOL (SEF-01) | 42 | m | AED | 71 | 2982 | 5.08 | Electrical Installations – Power Distribution & Wiring | Length (m) | 84 | AI | ⚠ | Priced
| Citywalk Plot 5.11 Main Works Contract BOQ (1).xlsx | J |  |  | NEW | CITYWALK PHASE-05, PLOT 5.11 | Residential | CITYWALK RESIDENTIAL 1 LLC |  | R — Electrical Engineering Installations | R | R05 | R0502 | R5 Accessories | ESMDB-RF to 20A TPN ISOL (GEF-01) | 43 | m | AED | 71 | 3053 | 5.08 | Electrical Installations – Power Distribution & Wiring | Length (m) | 84 | AI | ⚠ | Priced
| Citywalk Plot 5.11 Main Works Contract BOQ (1).xlsx | K |  |  | NEW | CITYWALK PHASE-05, PLOT 5.11 | Residential | CITYWALK RESIDENTIAL 1 LLC |  | R — Electrical Engineering Installations | R | R05 | R0502 | R5 Accessories | ESMDB-RF to 20A TPN ISOL (KEF-01) | 16 | m | AED | 71 | 1136 | 5.08 | Electrical Installations – Power Distribution & Wiring | Length (m) | 84 | AI | ⚠ | Priced
| Citywalk Plot 5.11 Main Works Contract BOQ (1).xlsx | A |  |  | NEW | CITYWALK PHASE-05, PLOT 5.11 | Residential | CITYWALK RESIDENTIAL 1 LLC |  | R — Electrical Engineering Installations | R | R05 | R0501 | R5 Accessories | LV Panel -1 to MCC Chiller | 76 | m | AED | 71 | 5396 | 5.08 | Electrical Installations – Main Distribution & Busbars | Length (m) | 88 | AI | ✓ | Priced
| Citywalk Plot 5.11 Main Works Contract BOQ (1).xlsx | B |  |  | NEW | CITYWALK PHASE-05, PLOT 5.11 | Residential | CITYWALK RESIDENTIAL 1 LLC |  | R — Electrical Engineering Installations | R | R02 | R0202 | R2 Main circuits | Allowance for Connection from Busbar to MCC-Chiller | 1 | Item | AED | 720058 | 720058 | 3.01 | Electrical – Busbar | Length (m) | 95 | Rule | ✓ | Priced
| Citywalk Plot 5.11 Main Works Contract BOQ (1).xlsx | C |  |  | NEW | CITYWALK PHASE-05, PLOT 5.11 | Residential | CITYWALK RESIDENTIAL 1 LLC |  | R — Electrical Engineering Installations | R | R05 | R0503 | R5 Accessories | 100x100mm | 3 | m | AED | 46 | 138 | 5.08 | Electrical Installations – Cable Support & Containment | Length (m) | 88 | AI | ✓ | Priced
| Citywalk Plot 5.11 Main Works Contract BOQ (1).xlsx | D |  |  | NEW | CITYWALK PHASE-05, PLOT 5.11 | Residential | CITYWALK RESIDENTIAL 1 LLC |  | R — Electrical Engineering Installations | R | R05 | R0503 | R5 Accessories | 150x50mm | 348 | m | AED | 64 | 22272 | 5.08 | Electrical Installations – Cable Support & Containment | Length (m) | 88 | AI | ✓ | Priced
| Citywalk Plot 5.11 Main Works Contract BOQ (1).xlsx | E |  |  | NEW | CITYWALK PHASE-05, PLOT 5.11 | Residential | CITYWALK RESIDENTIAL 1 LLC |  | R — Electrical Engineering Installations | R | R05 | R0503 | R5 Accessories | 300x50mm | 281 | m | AED | 111 | 31191 | 5.08 | Electrical Installations – Cable Support & Containment | Length (m) | 88 | AI | ✓ | Priced
| Citywalk Plot 5.11 Main Works Contract BOQ (1).xlsx | F |  |  | NEW | CITYWALK PHASE-05, PLOT 5.11 | Residential | CITYWALK RESIDENTIAL 1 LLC |  | R — Electrical Engineering Installations | R | R05 | R0503 | R5 Accessories | 450x50mm | 135 | m | AED | 146 | 19710 | 5.08 | Electrical Installations – Cable Support & Containment | Length (m) | 88 | AI | ✓ | Priced
| Citywalk Plot 5.11 Main Works Contract BOQ (1).xlsx | G |  |  | NEW | CITYWALK PHASE-05, PLOT 5.11 | Residential | CITYWALK RESIDENTIAL 1 LLC |  | R — Electrical Engineering Installations | R | R05 | R0503 | R5 Accessories | 600x50mm | 31 | m | AED | 223 | 6913 | 5.08 | Electrical Installations – Cable Support & Containment | Length (m) | 88 | AI | ✓ | Priced
| Citywalk Plot 5.11 Main Works Contract BOQ (1).xlsx | H |  |  | NEW | CITYWALK PHASE-05, PLOT 5.11 | Residential | CITYWALK RESIDENTIAL 1 LLC |  | R — Electrical Engineering Installations | R | R05 | R0502 | R5 Accessories | 750x50mm | 42 | m | AED | 267 | 11214 | 5.08 | Electrical Installations – Cable Tray | Length (m) | 85 | AI | ✓ | Priced
| Citywalk Plot 5.11 Main Works Contract BOQ (1).xlsx | J |  |  | NEW | CITYWALK PHASE-05, PLOT 5.11 | Residential | CITYWALK RESIDENTIAL 1 LLC |  | R — Electrical Engineering Installations | R | R05 | R0503 | R5 Accessories | 100x100mm; 2 compartment | 73 | m | AED | 112 | 8176 | 5.08 | Electrical Installations – Trunking | Length (m) | 85 | AI | ✓ | Priced
| Citywalk Plot 5.11 Main Works Contract BOQ (1).xlsx | K |  |  | NEW | CITYWALK PHASE-05, PLOT 5.11 | Residential | CITYWALK RESIDENTIAL 1 LLC |  | R — Electrical Engineering Installations | R | R05 | R0502 | R5 Accessories | 150x50mm | 43 | m | AED | 0 | Included if shown in drawings | 5.08 | Electrical Installations – Cable Tray | Length (m) | 85 | AI | ✓ | Unpriced
| Citywalk Plot 5.11 Main Works Contract BOQ (1).xlsx | L |  |  | NEW | CITYWALK PHASE-05, PLOT 5.11 | Residential | CITYWALK RESIDENTIAL 1 LLC |  | R — Electrical Engineering Installations | R | R05 | R0502 | R5 Accessories | 300x50mm | 17 | m | AED | 0 | Included if shown in drawings | 5.08 | Electrical Installations – Cable Tray | Length (m) | 85 | AI | ✓ | Unpriced
| Citywalk Plot 5.11 Main Works Contract BOQ (1).xlsx | A |  |  | NEW | CITYWALK PHASE-05, PLOT 5.11 | Residential | CITYWALK RESIDENTIAL 1 LLC |  | R — Electrical Engineering Installations | R | R05 | R0502 | R5 Accessories | 300x50mm | 17 | m | AED | 0 | Included if shown in drawings | 5.08 | Electrical Installations – Cable Tray | Length (m) | 85 | AI | ✓ | Unpriced
| Citywalk Plot 5.11 Main Works Contract BOQ (1).xlsx | B |  |  | NEW | CITYWALK PHASE-05, PLOT 5.11 | Residential | CITYWALK RESIDENTIAL 1 LLC |  | R — Electrical Engineering Installations | R | R05 | R0502 | R5 Accessories | 450x50mm | 7 | m | AED | 0 | Included if shown in drawings | 5.08 | Electrical Installations – Cable Tray | Length (m) | 85 | AI | ✓ | Unpriced
| Citywalk Plot 5.11 Main Works Contract BOQ (1).xlsx | C |  |  | NEW | CITYWALK PHASE-05, PLOT 5.11 | Residential | CITYWALK RESIDENTIAL 1 LLC |  | R — Electrical Engineering Installations | R | R05 | R0502 | R5 Accessories | 600x50mm | 35 | m | AED | 0 | Included if shown in drawings | 5.08 | Electrical Installations – Cable Tray | Length (m) | 85 | AI | ✓ | Unpriced
| Citywalk Plot 5.11 Main Works Contract BOQ (1).xlsx | D |  |  | NEW | CITYWALK PHASE-05, PLOT 5.11 | Residential | CITYWALK RESIDENTIAL 1 LLC |  | R — Electrical Engineering Installations | R | R05 | R0502 | R5 Accessories | 750x50mm | 33 | m | AED | 0 | Included if shown in drawings | 5.08 | Electrical Installations – Cable Tray | Length (m) | 85 | AI | ✓ | Unpriced
| Citywalk Plot 5.11 Main Works Contract BOQ (1).xlsx | A |  |  | NEW | CITYWALK PHASE-05, PLOT 5.11 | Residential | CITYWALK RESIDENTIAL 1 LLC |  | R — Electrical Engineering Installations | R | R05 | R0502 | R5 Accessories | 150x50mm | 31 | m | AED | 103 | 3193 | 5.08 | Electrical Installations – Cable Tray | Length (m) | 85 | AI | ✓ | Priced
| Citywalk Plot 5.11 Main Works Contract BOQ (1).xlsx | B |  |  | NEW | CITYWALK PHASE-05, PLOT 5.11 | Residential | CITYWALK RESIDENTIAL 1 LLC |  | R — Electrical Engineering Installations | R | R05 | R0502 | R5 Accessories | 300x50mm | 37 | m | AED | 191 | 7067 | 5.08 | Electrical Installations – Cable Tray | Length (m) | 85 | AI | ✓ | Priced
| Citywalk Plot 5.11 Main Works Contract BOQ (1).xlsx | C |  |  | NEW | CITYWALK PHASE-05, PLOT 5.11 | Residential | CITYWALK RESIDENTIAL 1 LLC |  | R — Electrical Engineering Installations | R | R05 | R0502 | R5 Accessories | 450x50mm | 34 | m | AED | 259 | 8806 | 5.08 | Electrical Installations – Cable Tray | Length (m) | 85 | AI | ✓ | Priced
| Citywalk Plot 5.11 Main Works Contract BOQ (1).xlsx | D |  |  | NEW | CITYWALK PHASE-05, PLOT 5.11 | Residential | CITYWALK RESIDENTIAL 1 LLC |  | R — Electrical Engineering Installations | R | R04 | R0401 | R4 Final sub-circuits and auxiliary installations | SMDB-L1; TCL 223.10kW | 1 | Nr. | AED | 17648 | 17648 | 5.08 | Electrical Installations – Distribution Boards | Number | 90 | AI | ✓ | Priced
| Citywalk Plot 5.11 Main Works Contract BOQ (1).xlsx | E |  |  | NEW | CITYWALK PHASE-05, PLOT 5.11 | Residential | CITYWALK RESIDENTIAL 1 LLC |  | R — Electrical Engineering Installations | R | R04 | R0401 | R4 Final sub-circuits and auxiliary installations | SMDB-L2; TCL 276kW | 1 | Nr. | AED | 24296 | 24296 | 5.08 | Electrical Installations – Distribution Boards | Number | 90 | AI | ✓ | Priced
| Citywalk Plot 5.11 Main Works Contract BOQ (1).xlsx | F |  |  | NEW | CITYWALK PHASE-05, PLOT 5.11 | Residential | CITYWALK RESIDENTIAL 1 LLC |  | R — Electrical Engineering Installations | R | R04 | R0401 | R4 Final sub-circuits and auxiliary installations | SMDB-L3; TCL 276kW | 1 | Nr. | AED | 24296 | 24296 | 5.08 | Electrical Installations – Distribution Boards | Number | 90 | AI | ✓ | Priced
| Citywalk Plot 5.11 Main Works Contract BOQ (1).xlsx | G |  |  | NEW | CITYWALK PHASE-05, PLOT 5.11 | Residential | CITYWALK RESIDENTIAL 1 LLC |  | R — Electrical Engineering Installations | R | R04 | R0401 | R4 Final sub-circuits and auxiliary installations | SMDB-L4; TCL 276kW | 1 | Nr. | AED | 24296 | 24296 | 5.08 | Electrical Installations – Distribution Boards | Number | 90 | AI | ✓ | Priced
| Citywalk Plot 5.11 Main Works Contract BOQ (1).xlsx | H |  |  | NEW | CITYWALK PHASE-05, PLOT 5.11 | Residential | CITYWALK RESIDENTIAL 1 LLC |  | R — Electrical Engineering Installations | R | R04 | R0401 | R4 Final sub-circuits and auxiliary installations | SMDB-L5; TCL 253kW | 1 | Nr. | AED | 18776 | 18776 | 5.08 | Electrical Installations – Distribution Boards | Number | 90 | AI | ✓ | Priced
| Citywalk Plot 5.11 Main Works Contract BOQ (1).xlsx | J |  |  | NEW | CITYWALK PHASE-05, PLOT 5.11 | Residential | CITYWALK RESIDENTIAL 1 LLC |  | R — Electrical Engineering Installations | R | R04 | R0401 | R4 Final sub-circuits and auxiliary installations | SMDB-L6; TCL 253kW | 1 | Nr. | AED | 18776 | 18776 | 5.08 | Electrical Installations – Distribution Boards | Number | 90 | AI | ✓ | Priced
| Citywalk Plot 5.11 Main Works Contract BOQ (1).xlsx | K |  |  | NEW | CITYWALK PHASE-05, PLOT 5.11 | Residential | CITYWALK RESIDENTIAL 1 LLC |  | R — Electrical Engineering Installations | R | R04 | R0401 | R4 Final sub-circuits and auxiliary installations | SMDB-L7; TCL 253kW | 1 | Nr. | AED | 18776 | 18776 | 5.08 | Electrical Installations – Distribution Boards | Number | 90 | AI | ✓ | Priced
| Citywalk Plot 5.11 Main Works Contract BOQ (1).xlsx | L |  |  | NEW | CITYWALK PHASE-05, PLOT 5.11 | Residential | CITYWALK RESIDENTIAL 1 LLC |  | R — Electrical Engineering Installations | R | R04 | R0401 | R4 Final sub-circuits and auxiliary installations | SMDB-L8; TCL 148.30kW | 1 | Nr. | AED | 12298 | 12298 | 5.08 | Electrical Installations – Distribution Boards | Number | 90 | AI | ✓ | Priced
| Citywalk Plot 5.11 Main Works Contract BOQ (1).xlsx | M |  |  | NEW | CITYWALK PHASE-05, PLOT 5.11 | Residential | CITYWALK RESIDENTIAL 1 LLC |  | R — Electrical Engineering Installations | R | R04 | R0401 | R4 Final sub-circuits and auxiliary installations | SMDB-LL-RF; TCL 79kW | 1 | Nr. | AED | 12262 | 12262 | 5.08 | Electrical Installations – Distribution Boards | Number | 90 | AI | ✓ | Priced
| Citywalk Plot 5.11 Main Works Contract BOQ (1).xlsx | N |  |  | NEW | CITYWALK PHASE-05, PLOT 5.11 | Residential | CITYWALK RESIDENTIAL 1 LLC |  | R — Electrical Engineering Installations | R | R04 | R0402 | R4 Final sub-circuits and auxiliary installations | ESMDB-LL-RF; TCL= 61.50kW | 1 | Nr. | AED | 19897 | 19897 | 5.11 | Fire & Lightning Protection – Emergency Distribution | Number | 88 | AI | ✓ | Priced
| Citywalk Plot 5.11 Main Works Contract BOQ (1).xlsx | P |  |  | NEW | CITYWALK PHASE-05, PLOT 5.11 | Residential | CITYWALK RESIDENTIAL 1 LLC |  | R — Electrical Engineering Installations | R | R04 | R0403 | R4 Final sub-circuits and auxiliary installations | MCC-CHILLER; TCL = 906kW | 1 | Nr. | AED | 205705 | 205705 | 5.08 | Electrical Installations – Motor Control Centre | Number | 90 | AI | ✓ | Priced
| Citywalk Plot 5.11 Main Works Contract BOQ (1).xlsx | Q |  |  | NEW | CITYWALK PHASE-05, PLOT 5.11 | Residential | CITYWALK RESIDENTIAL 1 LLC |  | R — Electrical Engineering Installations | R | R04 | R0403 | R4 Final sub-circuits and auxiliary installations | MCC-CHWP; TCL = 115 kW | 1 | Nr. | AED | 78653 | 78653 | 5.08 | Electrical Installations – Motor Control Centre | Number | 90 | AI | ✓ | Priced
| Citywalk Plot 5.11 Main Works Contract BOQ (1).xlsx | A |  |  | NEW | CITYWALK PHASE-05, PLOT 5.11 | Residential | CITYWALK RESIDENTIAL 1 LLC |  | R — Electrical Engineering Installations | R | R04 | R0401 | R4 Final sub-circuits and auxiliary installations | DB-101; TCL 19.00kW | 1 | Nr. | AED | 3645 | 3645 | 5.08 | Electrical Installations – Distribution Boards | Number | 90 | AI | ✓ | Priced
| Citywalk Plot 5.11 Main Works Contract BOQ (1).xlsx | B |  |  | NEW | CITYWALK PHASE-05, PLOT 5.11 | Residential | CITYWALK RESIDENTIAL 1 LLC |  | R — Electrical Engineering Installations | R | R04 | R0401 | R4 Final sub-circuits and auxiliary installations | DB-102; TCL 19.00kW | 1 | Nr. | AED | 3645 | 3645 | 5.08 | Electrical Installations – Distribution Boards | Number | 90 | AI | ✓ | Priced
| Citywalk Plot 5.11 Main Works Contract BOQ (1).xlsx | C |  |  | NEW | CITYWALK PHASE-05, PLOT 5.11 | Residential | CITYWALK RESIDENTIAL 1 LLC |  | R — Electrical Engineering Installations | R | R04 | R0401 | R4 Final sub-circuits and auxiliary installations | DB-103; TCL 17.80kW | 1 | Nr. | AED | 3645 | 3645 | 5.08 | Electrical Installations – Distribution Boards | Number | 90 | AI | ✓ | Priced
| Citywalk Plot 5.11 Main Works Contract BOQ (1).xlsx | D |  |  | NEW | CITYWALK PHASE-05, PLOT 5.11 | Residential | CITYWALK RESIDENTIAL 1 LLC |  | R — Electrical Engineering Installations | R | R04 | R0401 | R4 Final sub-circuits and auxiliary installations | DB-104; TCL 17.80kW | 1 | Nr. | AED | 3645 | 3645 | 5.08 | Electrical Installations – Distribution Boards | Number | 90 | AI | ✓ | Priced
| Citywalk Plot 5.11 Main Works Contract BOQ (1).xlsx | E |  |  | NEW | CITYWALK PHASE-05, PLOT 5.11 | Residential | CITYWALK RESIDENTIAL 1 LLC |  | R — Electrical Engineering Installations | R | R04 | R0401 | R4 Final sub-circuits and auxiliary installations | DB-105; TCL 17.80kW | 1 | Nr. | AED | 3172 | 3172 | 5.08 | Electrical Installations – Distribution Boards | Number | 90 | AI | ✓ | Priced
| Citywalk Plot 5.11 Main Works Contract BOQ (1).xlsx | F |  |  | NEW | CITYWALK PHASE-05, PLOT 5.11 | Residential | CITYWALK RESIDENTIAL 1 LLC |  | R — Electrical Engineering Installations | R | R04 | R0401 | R4 Final sub-circuits and auxiliary installations | DB-106; TCL 14.95kW | 1 | Nr. | AED | 3172 | 3172 | 5.08 | Electrical Installations – Distribution Boards | Number | 90 | AI | ✓ | Priced
| Citywalk Plot 5.11 Main Works Contract BOQ (1).xlsx | G |  |  | NEW | CITYWALK PHASE-05, PLOT 5.11 | Residential | CITYWALK RESIDENTIAL 1 LLC |  | R — Electrical Engineering Installations | R | R04 | R0401 | R4 Final sub-circuits and auxiliary installations | DB-107; TCL 14.95kW | 1 | Nr. | AED | 3172 | 3172 | 5.08 | Electrical Installations – Distribution Boards | Number | 90 | AI | ✓ | Priced
| Citywalk Plot 5.11 Main Works Contract BOQ (1).xlsx | H |  |  | NEW | CITYWALK PHASE-05, PLOT 5.11 | Residential | CITYWALK RESIDENTIAL 1 LLC |  | R — Electrical Engineering Installations | R | R04 | R0401 | R4 Final sub-circuits and auxiliary installations | DB-108; TCL 14.95kW | 1 | Nr. | AED | 3172 | 3172 | 5.08 | Electrical Installations – Distribution Boards | Number | 90 | AI | ✓ | Priced
| Citywalk Plot 5.11 Main Works Contract BOQ (1).xlsx | J |  |  | NEW | CITYWALK PHASE-05, PLOT 5.11 | Residential | CITYWALK RESIDENTIAL 1 LLC |  | R — Electrical Engineering Installations | R | R04 | R0401 | R4 Final sub-circuits and auxiliary installations | DB-109; TCL 14.95kW | 1 | Nr. | AED | 3172 | 3172 | 5.08 | Electrical Installations – Distribution Boards | Number | 90 | AI | ✓ | Priced
| Citywalk Plot 5.11 Main Works Contract BOQ (1).xlsx | K |  |  | NEW | CITYWALK PHASE-05, PLOT 5.11 | Residential | CITYWALK RESIDENTIAL 1 LLC |  | R — Electrical Engineering Installations | R | R04 | R0401 | R4 Final sub-circuits and auxiliary installations | DB-110; TCL 14.95kW | 1 | Nr. | AED | 3172 | 3172 | 5.08 | Electrical Installations – Distribution Boards | Number | 90 | AI | ✓ | Priced
| Citywalk Plot 5.11 Main Works Contract BOQ (1).xlsx | L |  |  | NEW | CITYWALK PHASE-05, PLOT 5.11 | Residential | CITYWALK RESIDENTIAL 1 LLC |  | R — Electrical Engineering Installations | R | R04 | R0401 | R4 Final sub-circuits and auxiliary installations | DB-111; TCL 23.00kW | 1 | Nr. | AED | 4025 | 4025 | 5.08 | Electrical Installations – Distribution Boards | Number | 90 | AI | ✓ | Priced
| Citywalk Plot 5.11 Main Works Contract BOQ (1).xlsx | M |  |  | NEW | CITYWALK PHASE-05, PLOT 5.11 | Residential | CITYWALK RESIDENTIAL 1 LLC |  | R — Electrical Engineering Installations | R | R04 | R0401 | R4 Final sub-circuits and auxiliary installations | DB-112; TCL 19.00kW | 1 | Nr. | AED | 3645 | 3645 | 5.08 | Electrical Installations – Distribution Boards | Number | 90 | AI | ✓ | Priced
| Citywalk Plot 5.11 Main Works Contract BOQ (1).xlsx | N |  |  | NEW | CITYWALK PHASE-05, PLOT 5.11 | Residential | CITYWALK RESIDENTIAL 1 LLC |  | R — Electrical Engineering Installations | R | R04 | R0401 | R4 Final sub-circuits and auxiliary installations | DB-113; TCL 14.95kW | 1 | Nr. | AED | 3172 | 3172 | 5.08 | Electrical Installations – Distribution Boards | Number | 90 | AI | ✓ | Priced
| Citywalk Plot 5.11 Main Works Contract BOQ (1).xlsx | P |  |  | NEW | CITYWALK PHASE-05, PLOT 5.11 | Residential | CITYWALK RESIDENTIAL 1 LLC |  | R — Electrical Engineering Installations | R | R04 | R0401 | R4 Final sub-circuits and auxiliary installations | DB-201; TCL 19.00kW | 1 | Nr. | AED | 3645 | 3645 | 5.08 | Electrical Installations – Distribution Boards | Number | 90 | AI | ✓ | Priced
| Citywalk Plot 5.11 Main Works Contract BOQ (1).xlsx | Q |  |  | NEW | CITYWALK PHASE-05, PLOT 5.11 | Residential | CITYWALK RESIDENTIAL 1 LLC |  | R — Electrical Engineering Installations | R | R04 | R0401 | R4 Final sub-circuits and auxiliary installations | DB-202; TCL 19.00kW | 1 | Nr. | AED | 3645 | 3645 | 5.08 | Electrical Installations – Distribution Boards | Number | 90 | AI | ✓ | Priced
| Citywalk Plot 5.11 Main Works Contract BOQ (1).xlsx | R |  |  | NEW | CITYWALK PHASE-05, PLOT 5.11 | Residential | CITYWALK RESIDENTIAL 1 LLC |  | R — Electrical Engineering Installations | R | R04 | R0401 | R4 Final sub-circuits and auxiliary installations | DB-203; TCL 23.00kW | 1 | Nr. | AED | 4025 | 4025 | 5.08 | Electrical Installations – Distribution Boards | Number | 90 | AI | ✓ | Priced
| Citywalk Plot 5.11 Main Works Contract BOQ (1).xlsx | S |  |  | NEW | CITYWALK PHASE-05, PLOT 5.11 | Residential | CITYWALK RESIDENTIAL 1 LLC |  | R — Electrical Engineering Installations | R | R04 | R0401 | R4 Final sub-circuits and auxiliary installations | DB-204; TCL 17.80kW | 1 | Nr. | AED | 3645 | 3645 | 5.08 | Electrical Installations – Distribution Boards | Number | 90 | AI | ✓ | Priced
| Citywalk Plot 5.11 Main Works Contract BOQ (1).xlsx | T |  |  | NEW | CITYWALK PHASE-05, PLOT 5.11 | Residential | CITYWALK RESIDENTIAL 1 LLC |  | R — Electrical Engineering Installations | R | R05 | R0502 | R5 Accessories | DB-205; TCL 14.95kW | 1 | Nr. | AED | 3172 | 3172 | 5.08 | Electrical Installations – Distribution Board | Number | 92 | AI | ✓ | Priced
| Citywalk Plot 5.11 Main Works Contract BOQ (1).xlsx | U |  |  | NEW | CITYWALK PHASE-05, PLOT 5.11 | Residential | CITYWALK RESIDENTIAL 1 LLC |  | R — Electrical Engineering Installations | R | R05 | R0502 | R5 Accessories | DB-206; TCL 14.95kW | 1 | Nr. | AED | 3172 | 3172 | 5.08 | Electrical Installations – Distribution Board | Number | 92 | AI | ✓ | Priced
| Citywalk Plot 5.11 Main Works Contract BOQ (1).xlsx | V |  |  | NEW | CITYWALK PHASE-05, PLOT 5.11 | Residential | CITYWALK RESIDENTIAL 1 LLC |  | R — Electrical Engineering Installations | R | R05 | R0502 | R5 Accessories | DB-207; TCL 17.80kW | 1 | Nr. | AED | 3645 | 3645 | 5.08 | Electrical Installations – Distribution Board | Number | 92 | AI | ✓ | Priced
| Citywalk Plot 5.11 Main Works Contract BOQ (1).xlsx | W |  |  | NEW | CITYWALK PHASE-05, PLOT 5.11 | Residential | CITYWALK RESIDENTIAL 1 LLC |  | R — Electrical Engineering Installations | R | R05 | R0502 | R5 Accessories | DB-208; TCL 17.80kW | 1 | Nr. | AED | 3645 | 3645 | 5.08 | Electrical Installations – Distribution Board | Number | 92 | AI | ✓ | Priced
| Citywalk Plot 5.11 Main Works Contract BOQ (1).xlsx | A |  |  | NEW | CITYWALK PHASE-05, PLOT 5.11 | Residential | CITYWALK RESIDENTIAL 1 LLC |  | R — Electrical Engineering Installations | R | R05 | R0502 | R5 Accessories | DB-209; TCL 14.95kW | 1 | Nr. | AED | 3172 | 3172 | 5.08 | Electrical Installations – Distribution Board | Number | 92 | AI | ✓ | Priced
| Citywalk Plot 5.11 Main Works Contract BOQ (1).xlsx | B |  |  | NEW | CITYWALK PHASE-05, PLOT 5.11 | Residential | CITYWALK RESIDENTIAL 1 LLC |  | R — Electrical Engineering Installations | R | R05 | R0502 | R5 Accessories | DB-210; TCL 14.95kW | 1 | Nr. | AED | 3172 | 3172 | 5.08 | Electrical Installations – Distribution Board | Number | 92 | AI | ✓ | Priced
| Citywalk Plot 5.11 Main Works Contract BOQ (1).xlsx | C |  |  | NEW | CITYWALK PHASE-05, PLOT 5.11 | Residential | CITYWALK RESIDENTIAL 1 LLC |  | R — Electrical Engineering Installations | R | R05 | R0502 | R5 Accessories | DB-211; TCL 14.95kW | 1 | Nr. | AED | 3172 | 3172 | 5.08 | Electrical Installations – Distribution Board | Number | 92 | AI | ✓ | Priced
| Citywalk Plot 5.11 Main Works Contract BOQ (1).xlsx | D |  |  | NEW | CITYWALK PHASE-05, PLOT 5.11 | Residential | CITYWALK RESIDENTIAL 1 LLC |  | R — Electrical Engineering Installations | R | R05 | R0502 | R5 Accessories | DB-212; TCL 14.95kW | 1 | Nr. | AED | 3172 | 3172 | 5.08 | Electrical Installations – Distribution Board | Number | 92 | AI | ✓ | Priced
| Citywalk Plot 5.11 Main Works Contract BOQ (1).xlsx | E |  |  | NEW | CITYWALK PHASE-05, PLOT 5.11 | Residential | CITYWALK RESIDENTIAL 1 LLC |  | R — Electrical Engineering Installations | R | R05 | R0502 | R5 Accessories | DB-213; TCL 14.95kW | 1 | Nr. | AED | 3172 | 3172 | 5.08 | Electrical Installations – Distribution Board | Number | 92 | AI | ✓ | Priced
| Citywalk Plot 5.11 Main Works Contract BOQ (1).xlsx | F |  |  | NEW | CITYWALK PHASE-05, PLOT 5.11 | Residential | CITYWALK RESIDENTIAL 1 LLC |  | R — Electrical Engineering Installations | R | R05 | R0502 | R5 Accessories | DB-214; TCL 23.00kW | 1 | Nr. | AED | 4025 | 4025 | 5.08 | Electrical Installations – Distribution Board | Number | 92 | AI | ✓ | Priced
| Citywalk Plot 5.11 Main Works Contract BOQ (1).xlsx | G |  |  | NEW | CITYWALK PHASE-05, PLOT 5.11 | Residential | CITYWALK RESIDENTIAL 1 LLC |  | R — Electrical Engineering Installations | R | R05 | R0502 | R5 Accessories | DB-215; TCL 19.00kW | 1 | Nr. | AED | 3645 | 3645 | 5.08 | Electrical Installations – Distribution Board | Number | 92 | AI | ✓ | Priced
| Citywalk Plot 5.11 Main Works Contract BOQ (1).xlsx | H |  |  | NEW | CITYWALK PHASE-05, PLOT 5.11 | Residential | CITYWALK RESIDENTIAL 1 LLC |  | R — Electrical Engineering Installations | R | R05 | R0502 | R5 Accessories | DB-216; TCL 14.95kW | 1 | Nr. | AED | 3172 | 3172 | 5.08 | Electrical Installations – Distribution Board | Number | 92 | AI | ✓ | Priced
| Citywalk Plot 5.11 Main Works Contract BOQ (1).xlsx | J |  |  | NEW | CITYWALK PHASE-05, PLOT 5.11 | Residential | CITYWALK RESIDENTIAL 1 LLC |  | R — Electrical Engineering Installations | R | R05 | R0502 | R5 Accessories | DB-301; TCL 19.00kW | 1 | Nr. | AED | 3645 | 3645 | 5.08 | Electrical Installations – Distribution Board | Number | 92 | AI | ✓ | Priced
| Citywalk Plot 5.11 Main Works Contract BOQ (1).xlsx | K |  |  | NEW | CITYWALK PHASE-05, PLOT 5.11 | Residential | CITYWALK RESIDENTIAL 1 LLC |  | R — Electrical Engineering Installations | R | R05 | R0502 | R5 Accessories | DB-302; TCL 19.00kW | 1 | Nr. | AED | 3645 | 3645 | 5.08 | Electrical Installations – Distribution Board | Number | 92 | AI | ✓ | Priced
| Citywalk Plot 5.11 Main Works Contract BOQ (1).xlsx | L |  |  | NEW | CITYWALK PHASE-05, PLOT 5.11 | Residential | CITYWALK RESIDENTIAL 1 LLC |  | R — Electrical Engineering Installations | R | R05 | R0502 | R5 Accessories | DB-303; TCL 23.00kW | 1 | Nr. | AED | 4025 | 4025 | 5.08 | Electrical Installations – Distribution Board | Number | 92 | AI | ✓ | Priced
| Citywalk Plot 5.11 Main Works Contract BOQ (1).xlsx | M |  |  | NEW | CITYWALK PHASE-05, PLOT 5.11 | Residential | CITYWALK RESIDENTIAL 1 LLC |  | R — Electrical Engineering Installations | R | R05 | R0502 | R5 Accessories | DB-304; TCL 17.80kW | 1 | Nr. | AED | 3645 | 3645 | 5.08 | Electrical Installations – Distribution Board | Number | 92 | AI | ✓ | Priced
| Citywalk Plot 5.11 Main Works Contract BOQ (1).xlsx | N |  |  | NEW | CITYWALK PHASE-05, PLOT 5.11 | Residential | CITYWALK RESIDENTIAL 1 LLC |  | R — Electrical Engineering Installations | R | R05 | R0502 | R5 Accessories | DB-305; TCL 14.95kW | 1 | Nr. | AED | 3172 | 3172 | 5.08 | Electrical Installations – Distribution Board | Number | 92 | AI | ✓ | Priced
| Citywalk Plot 5.11 Main Works Contract BOQ (1).xlsx | P |  |  | NEW | CITYWALK PHASE-05, PLOT 5.11 | Residential | CITYWALK RESIDENTIAL 1 LLC |  | R — Electrical Engineering Installations | R | R05 | R0502 | R5 Accessories | DB-306; TCL 14.95kW | 1 | Nr. | AED | 3172 | 3172 | 5.08 | Electrical Installations – Distribution Board | Number | 92 | AI | ✓ | Priced
| Citywalk Plot 5.11 Main Works Contract BOQ (1).xlsx | Q |  |  | NEW | CITYWALK PHASE-05, PLOT 5.11 | Residential | CITYWALK RESIDENTIAL 1 LLC |  | R — Electrical Engineering Installations | R | R05 | R0502 | R5 Accessories | DB-307; TCL 17.80kW | 1 | Nr. | AED | 3645 | 3645 | 5.08 | Electrical Installations – Distribution Board | Number | 92 | AI | ✓ | Priced
| Citywalk Plot 5.11 Main Works Contract BOQ (1).xlsx | R |  |  | NEW | CITYWALK PHASE-05, PLOT 5.11 | Residential | CITYWALK RESIDENTIAL 1 LLC |  | R — Electrical Engineering Installations | R | R05 | R0502 | R5 Accessories | DB-308; TCL 17.80kW | 1 | Nr. | AED | 3645 | 3645 | 5.08 | Electrical Installations – Distribution Board | Number | 92 | AI | ✓ | Priced
| Citywalk Plot 5.11 Main Works Contract BOQ (1).xlsx | S |  |  | NEW | CITYWALK PHASE-05, PLOT 5.11 | Residential | CITYWALK RESIDENTIAL 1 LLC |  | R — Electrical Engineering Installations | R | R05 | R0502 | R5 Accessories | DB-309; TCL 14.95kW | 1 | Nr. | AED | 3172 | 3172 | 5.08 | Electrical Installations – Distribution Board | Number | 92 | AI | ✓ | Priced
| Citywalk Plot 5.11 Main Works Contract BOQ (1).xlsx | T |  |  | NEW | CITYWALK PHASE-05, PLOT 5.11 | Residential | CITYWALK RESIDENTIAL 1 LLC |  | R — Electrical Engineering Installations | R | R05 | R0502 | R5 Accessories | DB-310; TCL 14.95kW | 1 | Nr. | AED | 3172 | 3172 | 5.08 | Electrical Installations – Distribution Board | Number | 92 | AI | ✓ | Priced
| Citywalk Plot 5.11 Main Works Contract BOQ (1).xlsx | U |  |  | NEW | CITYWALK PHASE-05, PLOT 5.11 | Residential | CITYWALK RESIDENTIAL 1 LLC |  | R — Electrical Engineering Installations | R | R05 | R0502 | R5 Accessories | DB-311; TCL 14.95kW | 1 | Nr. | AED | 3172 | 3172 | 5.08 | Electrical Installations – Distribution Board | Number | 92 | AI | ✓ | Priced
| Citywalk Plot 5.11 Main Works Contract BOQ (1).xlsx | V |  |  | NEW | CITYWALK PHASE-05, PLOT 5.11 | Residential | CITYWALK RESIDENTIAL 1 LLC |  | R — Electrical Engineering Installations | R | R05 | R0502 | R5 Accessories | DB-312; TCL 14.95kW | 1 | Nr. | AED | 3172 | 3172 | 5.08 | Electrical Installations – Distribution Board | Number | 92 | AI | ✓ | Priced
| Citywalk Plot 5.11 Main Works Contract BOQ (1).xlsx | W |  |  | NEW | CITYWALK PHASE-05, PLOT 5.11 | Residential | CITYWALK RESIDENTIAL 1 LLC |  | R — Electrical Engineering Installations | R | R05 | R0502 | R5 Accessories | DB-313; TCL 14.95kW | 1 | Nr. | AED | 3172 | 3172 | 5.08 | Electrical Installations – Distribution Board | Number | 92 | AI | ✓ | Priced
| Citywalk Plot 5.11 Main Works Contract BOQ (1).xlsx | X |  |  | NEW | CITYWALK PHASE-05, PLOT 5.11 | Residential | CITYWALK RESIDENTIAL 1 LLC |  | R — Electrical Engineering Installations | R | R05 | R0502 | R5 Accessories | DB-314; TCL 23.00kW | 1 | Nr. | AED | 4025 | 4025 | 5.08 | Electrical Installations – Distribution Board | Number | 92 | AI | ✓ | Priced
| Citywalk Plot 5.11 Main Works Contract BOQ (1).xlsx | A |  |  | NEW | CITYWALK PHASE-05, PLOT 5.11 | Residential | CITYWALK RESIDENTIAL 1 LLC |  | R — Electrical Engineering Installations | R | R05 | R0502 | R5 Accessories | DB-315; TCL 19.00kW | 1 | Nr. | AED | 3645 | 3645 | 5.08 | Electrical Installations – Distribution Board | Number | 92 | AI | ✓ | Priced
| Citywalk Plot 5.11 Main Works Contract BOQ (1).xlsx | B |  |  | NEW | CITYWALK PHASE-05, PLOT 5.11 | Residential | CITYWALK RESIDENTIAL 1 LLC |  | R — Electrical Engineering Installations | R | R05 | R0502 | R5 Accessories | DB-316; TCL 14.95kW | 1 | Nr. | AED | 3172 | 3172 | 5.08 | Electrical Installations – Distribution Board | Number | 92 | AI | ✓ | Priced
| Citywalk Plot 5.11 Main Works Contract BOQ (1).xlsx | C |  |  | NEW | CITYWALK PHASE-05, PLOT 5.11 | Residential | CITYWALK RESIDENTIAL 1 LLC |  | R — Electrical Engineering Installations | R | R05 | R0502 | R5 Accessories | DB-401; TCL 19.00kW | 1 | Nr. | AED | 3645 | 3645 | 5.08 | Electrical Installations – Distribution Board | Number | 92 | AI | ✓ | Priced
| Citywalk Plot 5.11 Main Works Contract BOQ (1).xlsx | D |  |  | NEW | CITYWALK PHASE-05, PLOT 5.11 | Residential | CITYWALK RESIDENTIAL 1 LLC |  | R — Electrical Engineering Installations | R | R05 | R0502 | R5 Accessories | DB-402; TCL 19.00kW | 1 | Nr. | AED | 3645 | 3645 | 5.08 | Electrical Installations – Distribution Board | Number | 92 | AI | ✓ | Priced
| Citywalk Plot 5.11 Main Works Contract BOQ (1).xlsx | E |  |  | NEW | CITYWALK PHASE-05, PLOT 5.11 | Residential | CITYWALK RESIDENTIAL 1 LLC |  | R — Electrical Engineering Installations | R | R05 | R0502 | R5 Accessories | DB-403; TCL 23.00kW | 1 | Nr. | AED | 4025 | 4025 | 5.08 | Electrical Installations – Distribution Board | Number | 92 | AI | ✓ | Priced
| Citywalk Plot 5.11 Main Works Contract BOQ (1).xlsx | F |  |  | NEW | CITYWALK PHASE-05, PLOT 5.11 | Residential | CITYWALK RESIDENTIAL 1 LLC |  | R — Electrical Engineering Installations | R | R05 | R0502 | R5 Accessories | DB-404; TCL 17.80kW | 1 | Nr. | AED | 3645 | 3645 | 5.08 | Electrical Installations – Distribution Board | Number | 92 | AI | ✓ | Priced
| Citywalk Plot 5.11 Main Works Contract BOQ (1).xlsx | G |  |  | NEW | CITYWALK PHASE-05, PLOT 5.11 | Residential | CITYWALK RESIDENTIAL 1 LLC |  | R — Electrical Engineering Installations | R | R05 | R0502 | R5 Accessories | DB-405; TCL 14.95kW | 1 | Nr. | AED | 3172 | 3172 | 5.08 | Electrical Installations – Distribution Board | Number | 92 | AI | ✓ | Priced
| Citywalk Plot 5.11 Main Works Contract BOQ (1).xlsx | H |  |  | NEW | CITYWALK PHASE-05, PLOT 5.11 | Residential | CITYWALK RESIDENTIAL 1 LLC |  | R — Electrical Engineering Installations | R | R05 | R0502 | R5 Accessories | DB-406; TCL 14.95kW | 1 | Nr. | AED | 3172 | 3172 | 5.08 | Electrical Installations – Distribution Board | Number | 92 | AI | ✓ | Priced
| Citywalk Plot 5.11 Main Works Contract BOQ (1).xlsx | J |  |  | NEW | CITYWALK PHASE-05, PLOT 5.11 | Residential | CITYWALK RESIDENTIAL 1 LLC |  | R — Electrical Engineering Installations | R | R05 | R0502 | R5 Accessories | DB-407; TCL 17.80kW | 1 | Nr. | AED | 3645 | 3645 | 5.08 | Electrical Installations – Distribution Board | Number | 92 | AI | ✓ | Priced
| Citywalk Plot 5.11 Main Works Contract BOQ (1).xlsx | K |  |  | NEW | CITYWALK PHASE-05, PLOT 5.11 | Residential | CITYWALK RESIDENTIAL 1 LLC |  | R — Electrical Engineering Installations | R | R05 | R0502 | R5 Accessories | DB-408; TCL 17.80kW | 1 | Nr. | AED | 3645 | 3645 | 5.08 | Electrical Installations – Distribution Board | Number | 92 | AI | ✓ | Priced
| Citywalk Plot 5.11 Main Works Contract BOQ (1).xlsx | L |  |  | NEW | CITYWALK PHASE-05, PLOT 5.11 | Residential | CITYWALK RESIDENTIAL 1 LLC |  | R — Electrical Engineering Installations | R | R05 | R0502 | R5 Accessories | DB-409; TCL 14.95kW | 1 | Nr. | AED | 3172 | 3172 | 5.08 | Electrical Installations – Distribution Board | Number | 92 | AI | ✓ | Priced
| Citywalk Plot 5.11 Main Works Contract BOQ (1).xlsx | M |  |  | NEW | CITYWALK PHASE-05, PLOT 5.11 | Residential | CITYWALK RESIDENTIAL 1 LLC |  | R — Electrical Engineering Installations | R | R05 | R0502 | R5 Accessories | DB-410; TCL 14.95kW | 1 | Nr. | AED | 3172 | 3172 | 5.08 | Electrical Installations – Distribution Board | Number | 92 | AI | ✓ | Priced
| Citywalk Plot 5.11 Main Works Contract BOQ (1).xlsx | N |  |  | NEW | CITYWALK PHASE-05, PLOT 5.11 | Residential | CITYWALK RESIDENTIAL 1 LLC |  | R — Electrical Engineering Installations | R | R05 | R0502 | R5 Accessories | DB-411; TCL 14.95kW | 1 | Nr. | AED | 3172 | 3172 | 5.08 | Electrical Installations – Distribution Board | Number | 92 | AI | ✓ | Priced
| Citywalk Plot 5.11 Main Works Contract BOQ (1).xlsx | P |  |  | NEW | CITYWALK PHASE-05, PLOT 5.11 | Residential | CITYWALK RESIDENTIAL 1 LLC |  | R — Electrical Engineering Installations | R | R05 | R0502 | R5 Accessories | DB-412; TCL 14.95kW | 1 | Nr. | AED | 3172 | 3172 | 5.08 | Electrical Installations – Distribution Board | Number | 92 | AI | ✓ | Priced
| Citywalk Plot 5.11 Main Works Contract BOQ (1).xlsx | Q |  |  | NEW | CITYWALK PHASE-05, PLOT 5.11 | Residential | CITYWALK RESIDENTIAL 1 LLC |  | R — Electrical Engineering Installations | R | R05 | R0502 | R5 Accessories | DB-413; TCL 14.95kW | 1 | Nr. | AED | 3172 | 3172 | 5.08 | Electrical Installations – Distribution Board | Number | 92 | AI | ✓ | Priced
| Citywalk Plot 5.11 Main Works Contract BOQ (1).xlsx | R |  |  | NEW | CITYWALK PHASE-05, PLOT 5.11 | Residential | CITYWALK RESIDENTIAL 1 LLC |  | R — Electrical Engineering Installations | R | R05 | R0502 | R5 Accessories | DB-414; TCL 23.00kW | 1 | Nr. | AED | 4025 | 4025 | 5.08 | Electrical Installations – Distribution Board | Number | 92 | AI | ✓ | Priced
| Citywalk Plot 5.11 Main Works Contract BOQ (1).xlsx | S |  |  | NEW | CITYWALK PHASE-05, PLOT 5.11 | Residential | CITYWALK RESIDENTIAL 1 LLC |  | R — Electrical Engineering Installations | R | R05 | R0502 | R5 Accessories | DB-415; TCL 19.00kW | 1 | Nr. | AED | 3645 | 3645 | 5.08 | Electrical Installations – Distribution Board | Number | 92 | AI | ✓ | Priced
| Citywalk Plot 5.11 Main Works Contract BOQ (1).xlsx | T |  |  | NEW | CITYWALK PHASE-05, PLOT 5.11 | Residential | CITYWALK RESIDENTIAL 1 LLC |  | R — Electrical Engineering Installations | R | R05 | R0502 | R5 Accessories | DB-416; TCL 14.95kW | 1 | Nr. | AED | 3172 | 3172 | 5.08 | Electrical Installations – Distribution Board | Number | 92 | AI | ✓ | Priced
| Citywalk Plot 5.11 Main Works Contract BOQ (1).xlsx | U |  |  | NEW | CITYWALK PHASE-05, PLOT 5.11 | Residential | CITYWALK RESIDENTIAL 1 LLC |  | R — Electrical Engineering Installations | R | R05 | R0502 | R5 Accessories | DB-501; TCL 19.00kW | 1 | Nr. | AED | 3645 | 3645 | 5.08 | Electrical Installations – Distribution Board | Number | 92 | AI | ✓ | Priced
| Citywalk Plot 5.11 Main Works Contract BOQ (1).xlsx | V |  |  | NEW | CITYWALK PHASE-05, PLOT 5.11 | Residential | CITYWALK RESIDENTIAL 1 LLC |  | R — Electrical Engineering Installations | R | R05 | R0502 | R5 Accessories | DB-502; TCL 19.00kW | 1 | Nr. | AED | 3645 | 3645 | 5.08 | Electrical Installations – Distribution Board | Number | 92 | AI | ✓ | Priced
| Citywalk Plot 5.11 Main Works Contract BOQ (1).xlsx | W |  |  | NEW | CITYWALK PHASE-05, PLOT 5.11 | Residential | CITYWALK RESIDENTIAL 1 LLC |  | R — Electrical Engineering Installations | R | R05 | R0502 | R5 Accessories | DB-503; TCL 17.80kW | 1 | Nr. | AED | 3645 | 3645 | 5.08 | Electrical Installations – Distribution Board | Number | 92 | AI | ✓ | Priced
| Citywalk Plot 5.11 Main Works Contract BOQ (1).xlsx | X |  |  | NEW | CITYWALK PHASE-05, PLOT 5.11 | Residential | CITYWALK RESIDENTIAL 1 LLC |  | R — Electrical Engineering Installations | R | R05 | R0502 | R5 Accessories | DB-504; TCL 14.95kW | 1 | Nr. | AED | 3172 | 3172 | 5.08 | Electrical Installations – Distribution Board | Number | 92 | AI | ✓ | Priced
| Citywalk Plot 5.11 Main Works Contract BOQ (1).xlsx | A |  |  | NEW | CITYWALK PHASE-05, PLOT 5.11 | Residential | CITYWALK RESIDENTIAL 1 LLC |  | R — Electrical Engineering Installations | R | R05 | R0502 | R5 Accessories | DB-505; TCL 14.95kW | 1 | Nr. | AED | 3172 | 3172 | 5.08 | Electrical Installations – Distribution Board | Number | 92 | AI | ✓ | Priced
| Citywalk Plot 5.11 Main Works Contract BOQ (1).xlsx | B |  |  | NEW | CITYWALK PHASE-05, PLOT 5.11 | Residential | CITYWALK RESIDENTIAL 1 LLC |  | R — Electrical Engineering Installations | R | R05 | R0502 | R5 Accessories | DB-506; TCL 17.80kW | 1 | Nr. | AED | 3645 | 3645 | 5.08 | Electrical Installations – Distribution Board | Number | 92 | AI | ✓ | Priced
| Citywalk Plot 5.11 Main Works Contract BOQ (1).xlsx | C |  |  | NEW | CITYWALK PHASE-05, PLOT 5.11 | Residential | CITYWALK RESIDENTIAL 1 LLC |  | R — Electrical Engineering Installations | R | R05 | R0502 | R5 Accessories | DB-507; TCL 17.80kW | 1 | Nr. | AED | 3645 | 3645 | 5.08 | Electrical Installations – Distribution Board | Number | 92 | AI | ✓ | Priced
| Citywalk Plot 5.11 Main Works Contract BOQ (1).xlsx | D |  |  | NEW | CITYWALK PHASE-05, PLOT 5.11 | Residential | CITYWALK RESIDENTIAL 1 LLC |  | R — Electrical Engineering Installations | R | R05 | R0502 | R5 Accessories | DB-508; TCL 14.95kW | 1 | Nr. | AED | 3172 | 3172 | 5.08 | Electrical Installations – Distribution Board | Number | 92 | AI | ✓ | Priced
| Citywalk Plot 5.11 Main Works Contract BOQ (1).xlsx | E |  |  | NEW | CITYWALK PHASE-05, PLOT 5.11 | Residential | CITYWALK RESIDENTIAL 1 LLC |  | R — Electrical Engineering Installations | R | R05 | R0502 | R5 Accessories | DB-509; TCL 14.95kW | 1 | Nr. | AED | 3172 | 3172 | 5.08 | Electrical Installations – Distribution Board | Number | 92 | AI | ✓ | Priced
| Citywalk Plot 5.11 Main Works Contract BOQ (1).xlsx | F |  |  | NEW | CITYWALK PHASE-05, PLOT 5.11 | Residential | CITYWALK RESIDENTIAL 1 LLC |  | R — Electrical Engineering Installations | R | R05 | R0502 | R5 Accessories | DB-510; TCL 14.95kW | 1 | Nr. | AED | 3172 | 3172 | 5.08 | Electrical Installations – Distribution Board | Number | 92 | AI | ✓ | Priced
| Citywalk Plot 5.11 Main Works Contract BOQ (1).xlsx | G |  |  | NEW | CITYWALK PHASE-05, PLOT 5.11 | Residential | CITYWALK RESIDENTIAL 1 LLC |  | R — Electrical Engineering Installations | R | R05 | R0502 | R5 Accessories | DB-511; TCL 14.95kW | 1 | Nr. | AED | 3172 | 3172 | 5.08 | Electrical Installations – Distribution Board | Number | 92 | AI | ✓ | Priced
| Citywalk Plot 5.11 Main Works Contract BOQ (1).xlsx | H |  |  | NEW | CITYWALK PHASE-05, PLOT 5.11 | Residential | CITYWALK RESIDENTIAL 1 LLC |  | R — Electrical Engineering Installations | R | R05 | R0502 | R5 Accessories | DB-512; TCL 14.95kW | 1 | Nr. | AED | 3172 | 3172 | 5.08 | Electrical Installations – Distribution Board | Number | 92 | AI | ✓ | Priced
| Citywalk Plot 5.11 Main Works Contract BOQ (1).xlsx | J |  |  | NEW | CITYWALK PHASE-05, PLOT 5.11 | Residential | CITYWALK RESIDENTIAL 1 LLC |  | R — Electrical Engineering Installations | R | R05 | R0502 | R5 Accessories | DB-513; TCL 23.00kW | 1 | Nr. | AED | 4025 | 4025 | 5.08 | Electrical Installations – Distribution Board | Number | 92 | AI | ✓ | Priced
| Citywalk Plot 5.11 Main Works Contract BOQ (1).xlsx | K |  |  | NEW | CITYWALK PHASE-05, PLOT 5.11 | Residential | CITYWALK RESIDENTIAL 1 LLC |  | R — Electrical Engineering Installations | R | R05 | R0502 | R5 Accessories | DB-514; TCL 19.00kW | 1 | Nr. | AED | 3645 | 3645 | 5.08 | Electrical Installations – Distribution Board | Number | 92 | AI | ✓ | Priced
| Citywalk Plot 5.11 Main Works Contract BOQ (1).xlsx | L |  |  | NEW | CITYWALK PHASE-05, PLOT 5.11 | Residential | CITYWALK RESIDENTIAL 1 LLC |  | R — Electrical Engineering Installations | R | R05 | R0502 | R5 Accessories | DB-515; TCL 14.95kW | 1 | Nr. | AED | 3172 | 3172 | 5.08 | Electrical Installations – Distribution Board | Number | 92 | AI | ✓ | Priced
| Citywalk Plot 5.11 Main Works Contract BOQ (1).xlsx | M |  |  | NEW | CITYWALK PHASE-05, PLOT 5.11 | Residential | CITYWALK RESIDENTIAL 1 LLC |  | R — Electrical Engineering Installations | R | R05 | R0502 | R5 Accessories | DB-601; TCL 19.00kW | 1 | Nr. | AED | 3645 | 3645 | 5.08 | Electrical Installations – Distribution Board | Number | 92 | AI | ✓ | Priced
| Citywalk Plot 5.11 Main Works Contract BOQ (1).xlsx | N |  |  | NEW | CITYWALK PHASE-05, PLOT 5.11 | Residential | CITYWALK RESIDENTIAL 1 LLC |  | R — Electrical Engineering Installations | R | R05 | R0502 | R5 Accessories | DB-602; TCL 19.00kW | 1 | Nr. | AED | 3645 | 3645 | 5.08 | Electrical Installations – Distribution Board | Number | 92 | AI | ✓ | Priced
| Citywalk Plot 5.11 Main Works Contract BOQ (1).xlsx | P |  |  | NEW | CITYWALK PHASE-05, PLOT 5.11 | Residential | CITYWALK RESIDENTIAL 1 LLC |  | R — Electrical Engineering Installations | R | R05 | R0502 | R5 Accessories | DB-603; TCL 17.80kW | 1 | Nr. | AED | 3645 | 3645 | 5.08 | Electrical Installations – Distribution Board | Number | 92 | AI | ✓ | Priced
| Citywalk Plot 5.11 Main Works Contract BOQ (1).xlsx | Q |  |  | NEW | CITYWALK PHASE-05, PLOT 5.11 | Residential | CITYWALK RESIDENTIAL 1 LLC |  | R — Electrical Engineering Installations | R | R05 | R0502 | R5 Accessories | DB-604; TCL 14.95kW | 1 | Nr. | AED | 3172 | 3172 | 5.08 | Electrical Installations – Distribution Board | Number | 92 | AI | ✓ | Priced
| Citywalk Plot 5.11 Main Works Contract BOQ (1).xlsx | R |  |  | NEW | CITYWALK PHASE-05, PLOT 5.11 | Residential | CITYWALK RESIDENTIAL 1 LLC |  | R — Electrical Engineering Installations | R | R05 | R0502 | R5 Accessories | DB-605; TCL 14.95kW | 1 | Nr. | AED | 3172 | 3172 | 5.08 | Electrical Installations – Distribution Board | Number | 92 | AI | ✓ | Priced
| Citywalk Plot 5.11 Main Works Contract BOQ (1).xlsx | S |  |  | NEW | CITYWALK PHASE-05, PLOT 5.11 | Residential | CITYWALK RESIDENTIAL 1 LLC |  | R — Electrical Engineering Installations | R | R05 | R0502 | R5 Accessories | DB-606; TCL 17.80kW | 1 | Nr. | AED | 3645 | 3645 | 5.08 | Electrical Installations – Distribution Board | Number | 92 | AI | ✓ | Priced
| Citywalk Plot 5.11 Main Works Contract BOQ (1).xlsx | T |  |  | NEW | CITYWALK PHASE-05, PLOT 5.11 | Residential | CITYWALK RESIDENTIAL 1 LLC |  | R — Electrical Engineering Installations | R | R05 | R0502 | R5 Accessories | DB-607; TCL 17.80kW | 1 | Nr. | AED | 3645 | 3645 | 5.08 | Electrical Installations – Distribution Board | Number | 92 | AI | ✓ | Priced
| Citywalk Plot 5.11 Main Works Contract BOQ (1).xlsx | U |  |  | NEW | CITYWALK PHASE-05, PLOT 5.11 | Residential | CITYWALK RESIDENTIAL 1 LLC |  | R — Electrical Engineering Installations | R | R05 | R0502 | R5 Accessories | DB-608; TCL 14.95kW | 1 | Nr. | AED | 3172 | 3172 | 5.08 | Electrical Installations – Distribution Board | Number | 92 | AI | ✓ | Priced
| Citywalk Plot 5.11 Main Works Contract BOQ (1).xlsx | V |  |  | NEW | CITYWALK PHASE-05, PLOT 5.11 | Residential | CITYWALK RESIDENTIAL 1 LLC |  | R — Electrical Engineering Installations | R | R05 | R0502 | R5 Accessories | DB-609; TCL 14.95kW | 1 | Nr. | AED | 3172 | 3172 | 5.08 | Electrical Installations – Distribution Board | Number | 92 | AI | ✓ | Priced
| Citywalk Plot 5.11 Main Works Contract BOQ (1).xlsx | W |  |  | NEW | CITYWALK PHASE-05, PLOT 5.11 | Residential | CITYWALK RESIDENTIAL 1 LLC |  | R — Electrical Engineering Installations | R | R05 | R0502 | R5 Accessories | DB-610; TCL 14.95kW | 1 | Nr. | AED | 3172 | 3172 | 5.08 | Electrical Installations – Distribution Board | Number | 92 | AI | ✓ | Priced
| Citywalk Plot 5.11 Main Works Contract BOQ (1).xlsx | X |  |  | NEW | CITYWALK PHASE-05, PLOT 5.11 | Residential | CITYWALK RESIDENTIAL 1 LLC |  | R — Electrical Engineering Installations | R | R05 | R0502 | R5 Accessories | DB-611; TCL 14.95kW | 1 | Nr. | AED | 3172 | 3172 | 5.08 | Electrical Installations – Distribution Board | Number | 92 | AI | ✓ | Priced
| Citywalk Plot 5.11 Main Works Contract BOQ (1).xlsx | A |  |  | NEW | CITYWALK PHASE-05, PLOT 5.11 | Residential | CITYWALK RESIDENTIAL 1 LLC |  | R — Electrical Engineering Installations | R | R05 | R0502 | R5 Accessories | DB-612; TCL 14.95kW | 1 | Nr. | AED | 3172 | 3172 | 5.08 | Electrical Installations – Distribution Board | Number | 92 | AI | ✓ | Priced
| Citywalk Plot 5.11 Main Works Contract BOQ (1).xlsx | B |  |  | NEW | CITYWALK PHASE-05, PLOT 5.11 | Residential | CITYWALK RESIDENTIAL 1 LLC |  | R — Electrical Engineering Installations | R | R05 | R0502 | R5 Accessories | DB-613; TCL 23.00kW | 1 | Nr. | AED | 4025 | 4025 | 5.08 | Electrical Installations – Distribution Board | Number | 92 | AI | ✓ | Priced
| Citywalk Plot 5.11 Main Works Contract BOQ (1).xlsx | C |  |  | NEW | CITYWALK PHASE-05, PLOT 5.11 | Residential | CITYWALK RESIDENTIAL 1 LLC |  | R — Electrical Engineering Installations | R | R05 | R0502 | R5 Accessories | DB-614; TCL 19.00kW | 1 | Nr. | AED | 3645 | 3645 | 5.08 | Electrical Installations – Distribution Board | Number | 92 | AI | ✓ | Priced
| Citywalk Plot 5.11 Main Works Contract BOQ (1).xlsx | D |  |  | NEW | CITYWALK PHASE-05, PLOT 5.11 | Residential | CITYWALK RESIDENTIAL 1 LLC |  | R — Electrical Engineering Installations | R | R05 | R0502 | R5 Accessories | DB-615; TCL 14.95kW | 1 | Nr. | AED | 3172 | 3172 | 5.08 | Electrical Installations – Distribution Board | Number | 92 | AI | ✓ | Priced
| Citywalk Plot 5.11 Main Works Contract BOQ (1).xlsx | E |  |  | NEW | CITYWALK PHASE-05, PLOT 5.11 | Residential | CITYWALK RESIDENTIAL 1 LLC |  | R — Electrical Engineering Installations | R | R05 | R0502 | R5 Accessories | DB-701; TCL 19.00kW | 1 | Nr. | AED | 3645 | 3645 | 5.08 | Electrical Installations – Distribution Board | Number | 92 | AI | ✓ | Priced
| Citywalk Plot 5.11 Main Works Contract BOQ (1).xlsx | F |  |  | NEW | CITYWALK PHASE-05, PLOT 5.11 | Residential | CITYWALK RESIDENTIAL 1 LLC |  | R — Electrical Engineering Installations | R | R05 | R0502 | R5 Accessories | DB-702; TCL 19.00kW | 1 | Nr. | AED | 3645 | 3645 | 5.08 | Electrical Installations – Distribution Board | Number | 92 | AI | ✓ | Priced
| Citywalk Plot 5.11 Main Works Contract BOQ (1).xlsx | G |  |  | NEW | CITYWALK PHASE-05, PLOT 5.11 | Residential | CITYWALK RESIDENTIAL 1 LLC |  | R — Electrical Engineering Installations | R | R05 | R0502 | R5 Accessories | DB-703; TCL 17.80kW | 1 | Nr. | AED | 3645 | 3645 | 5.08 | Electrical Installations – Distribution Board | Number | 92 | AI | ✓ | Priced
| Citywalk Plot 5.11 Main Works Contract BOQ (1).xlsx | H |  |  | NEW | CITYWALK PHASE-05, PLOT 5.11 | Residential | CITYWALK RESIDENTIAL 1 LLC |  | R — Electrical Engineering Installations | R | R05 | R0502 | R5 Accessories | DB-704; TCL 14.95kW | 1 | Nr. | AED | 3172 | 3172 | 5.08 | Electrical Installations – Distribution Board | Number | 92 | AI | ✓ | Priced
| Citywalk Plot 5.11 Main Works Contract BOQ (1).xlsx | J |  |  | NEW | CITYWALK PHASE-05, PLOT 5.11 | Residential | CITYWALK RESIDENTIAL 1 LLC |  | R — Electrical Engineering Installations | R | R05 | R0502 | R5 Accessories | DB-705; TCL 14.95kW | 1 | Nr. | AED | 3172 | 3172 | 5.08 | Electrical Installations – Distribution Board | Number | 92 | AI | ✓ | Priced
| Citywalk Plot 5.11 Main Works Contract BOQ (1).xlsx | K |  |  | NEW | CITYWALK PHASE-05, PLOT 5.11 | Residential | CITYWALK RESIDENTIAL 1 LLC |  | R — Electrical Engineering Installations | R | R05 | R0502 | R5 Accessories | DB-706; TCL 17.80kW | 1 | Nr. | AED | 3645 | 3645 | 5.08 | Electrical Installations – Distribution Board | Number | 92 | AI | ✓ | Priced
| Citywalk Plot 5.11 Main Works Contract BOQ (1).xlsx | L |  |  | NEW | CITYWALK PHASE-05, PLOT 5.11 | Residential | CITYWALK RESIDENTIAL 1 LLC |  | R — Electrical Engineering Installations | R | R05 | R0503 | R5 Accessories | DB-707; TCL 17.80kW | 1 | Nr. | AED | 3645 | 3645 | 5.08 | Electrical Installations – Power Distribution Boards | Number | 85 | AI | ✓ | Priced
| Citywalk Plot 5.11 Main Works Contract BOQ (1).xlsx | M |  |  | NEW | CITYWALK PHASE-05, PLOT 5.11 | Residential | CITYWALK RESIDENTIAL 1 LLC |  | R — Electrical Engineering Installations | R | R05 | R0503 | R5 Accessories | DB-708; TCL 14.95kW | 1 | Nr. | AED | 3172 | 3172 | 5.08 | Electrical Installations – Power Distribution Boards | Number | 85 | AI | ✓ | Priced
| Citywalk Plot 5.11 Main Works Contract BOQ (1).xlsx | N |  |  | NEW | CITYWALK PHASE-05, PLOT 5.11 | Residential | CITYWALK RESIDENTIAL 1 LLC |  | R — Electrical Engineering Installations | R | R05 | R0503 | R5 Accessories | DB-709; TCL 14.95kW | 1 | Nr. | AED | 3172 | 3172 | 5.08 | Electrical Installations – Power Distribution Boards | Number | 85 | AI | ✓ | Priced
| Citywalk Plot 5.11 Main Works Contract BOQ (1).xlsx | P |  |  | NEW | CITYWALK PHASE-05, PLOT 5.11 | Residential | CITYWALK RESIDENTIAL 1 LLC |  | R — Electrical Engineering Installations | R | R05 | R0503 | R5 Accessories | DB-710; TCL 14.95kW | 1 | Nr. | AED | 3172 | 3172 | 5.08 | Electrical Installations – Power Distribution Boards | Number | 85 | AI | ✓ | Priced
| Citywalk Plot 5.11 Main Works Contract BOQ (1).xlsx | Q |  |  | NEW | CITYWALK PHASE-05, PLOT 5.11 | Residential | CITYWALK RESIDENTIAL 1 LLC |  | R — Electrical Engineering Installations | R | R05 | R0503 | R5 Accessories | DB-711; TCL 14.95kW | 1 | Nr. | AED | 3172 | 3172 | 5.08 | Electrical Installations – Power Distribution Boards | Number | 85 | AI | ✓ | Priced
| Citywalk Plot 5.11 Main Works Contract BOQ (1).xlsx | R |  |  | NEW | CITYWALK PHASE-05, PLOT 5.11 | Residential | CITYWALK RESIDENTIAL 1 LLC |  | R — Electrical Engineering Installations | R | R05 | R0503 | R5 Accessories | DB-712; TCL 14.95kW | 1 | Nr. | AED | 3172 | 3172 | 5.08 | Electrical Installations – Power Distribution Boards | Number | 85 | AI | ✓ | Priced
| Citywalk Plot 5.11 Main Works Contract BOQ (1).xlsx | S |  |  | NEW | CITYWALK PHASE-05, PLOT 5.11 | Residential | CITYWALK RESIDENTIAL 1 LLC |  | R — Electrical Engineering Installations | R | R05 | R0503 | R5 Accessories | DB-713; TCL 23.00kW | 1 | Nr. | AED | 4025 | 4025 | 5.08 | Electrical Installations – Power Distribution Boards | Number | 85 | AI | ✓ | Priced
| Citywalk Plot 5.11 Main Works Contract BOQ (1).xlsx | T |  |  | NEW | CITYWALK PHASE-05, PLOT 5.11 | Residential | CITYWALK RESIDENTIAL 1 LLC |  | R — Electrical Engineering Installations | R | R05 | R0503 | R5 Accessories | DB-714; TCL 19.00kW | 1 | Nr. | AED | 3645 | 3645 | 5.08 | Electrical Installations – Power Distribution Boards | Number | 85 | AI | ✓ | Priced
| Citywalk Plot 5.11 Main Works Contract BOQ (1).xlsx | U |  |  | NEW | CITYWALK PHASE-05, PLOT 5.11 | Residential | CITYWALK RESIDENTIAL 1 LLC |  | R — Electrical Engineering Installations | R | R05 | R0503 | R5 Accessories | DB-715; TCL 14.95kW | 1 | Nr. | AED | 3172 | 3172 | 5.08 | Electrical Installations – Power Distribution Boards | Number | 85 | AI | ✓ | Priced
| Citywalk Plot 5.11 Main Works Contract BOQ (1).xlsx | V |  |  | NEW | CITYWALK PHASE-05, PLOT 5.11 | Residential | CITYWALK RESIDENTIAL 1 LLC |  | R — Electrical Engineering Installations | R | R05 | R0503 | R5 Accessories | DB-801; TCL 14.95kW | 1 | Nr. | AED | 3172 | 3172 | 5.08 | Electrical Installations – Power Distribution Boards | Number | 85 | AI | ✓ | Priced
| Citywalk Plot 5.11 Main Works Contract BOQ (1).xlsx | W |  |  | NEW | CITYWALK PHASE-05, PLOT 5.11 | Residential | CITYWALK RESIDENTIAL 1 LLC |  | R — Electrical Engineering Installations | R | R05 | R0503 | R5 Accessories | DB-802; TCL 23.00kW | 1 | Nr. | AED | 4025 | 4025 | 5.08 | Electrical Installations – Power Distribution Boards | Number | 85 | AI | ✓ | Priced
| Citywalk Plot 5.11 Main Works Contract BOQ (1).xlsx | X |  |  | NEW | CITYWALK PHASE-05, PLOT 5.11 | Residential | CITYWALK RESIDENTIAL 1 LLC |  | R — Electrical Engineering Installations | R | R05 | R0503 | R5 Accessories | DB-803; TCL 14.95kW | 1 | Nr. | AED | 3172 | 3172 | 5.08 | Electrical Installations – Power Distribution Boards | Number | 85 | AI | ✓ | Priced
| Citywalk Plot 5.11 Main Works Contract BOQ (1).xlsx | A |  |  | NEW | CITYWALK PHASE-05, PLOT 5.11 | Residential | CITYWALK RESIDENTIAL 1 LLC |  | R — Electrical Engineering Installations | R | R05 | R0503 | R5 Accessories | DB-804; TCL 17.80kW | 1 | Nr. | AED | 3645 | 3645 | 5.08 | Electrical Installations – Power Distribution Boards | Number | 85 | AI | ✓ | Priced
| Citywalk Plot 5.11 Main Works Contract BOQ (1).xlsx | B |  |  | NEW | CITYWALK PHASE-05, PLOT 5.11 | Residential | CITYWALK RESIDENTIAL 1 LLC |  | R — Electrical Engineering Installations | R | R05 | R0503 | R5 Accessories | DB-805; TCL 17.80kW | 1 | Nr. | AED | 3645 | 3645 | 5.08 | Electrical Installations – Power Distribution Boards | Number | 85 | AI | ✓ | Priced
| Citywalk Plot 5.11 Main Works Contract BOQ (1).xlsx | C |  |  | NEW | CITYWALK PHASE-05, PLOT 5.11 | Residential | CITYWALK RESIDENTIAL 1 LLC |  | R — Electrical Engineering Installations | R | R05 | R0503 | R5 Accessories | DB-806; TCL 17.80kW | 1 | Nr. | AED | 3645 | 3645 | 5.08 | Electrical Installations – Power Distribution Boards | Number | 85 | AI | ✓ | Priced
| Citywalk Plot 5.11 Main Works Contract BOQ (1).xlsx | D |  |  | NEW | CITYWALK PHASE-05, PLOT 5.11 | Residential | CITYWALK RESIDENTIAL 1 LLC |  | R — Electrical Engineering Installations | R | R05 | R0503 | R5 Accessories | DB-807; TCL 23.00kW | 1 | Nr. | AED | 4025 | 4025 | 5.08 | Electrical Installations – Power Distribution Boards | Number | 85 | AI | ✓ | Priced
| Citywalk Plot 5.11 Main Works Contract BOQ (1).xlsx | E |  |  | NEW | CITYWALK PHASE-05, PLOT 5.11 | Residential | CITYWALK RESIDENTIAL 1 LLC |  | R — Electrical Engineering Installations | R | R05 | R0503 | R5 Accessories | DB-808; TCL 19.00kW | 1 | Nr. | AED | 3645 | 3645 | 5.08 | Electrical Installations – Power Distribution Boards | Number | 85 | AI | ✓ | Priced
| Citywalk Plot 5.11 Main Works Contract BOQ (1).xlsx | F |  |  | NEW | CITYWALK PHASE-05, PLOT 5.11 | Residential | CITYWALK RESIDENTIAL 1 LLC |  | R — Electrical Engineering Installations | R | R05 | R0503 | R5 Accessories | DB-GYM; TCL 16.00kW | 1 | Nr. | AED | 4370 | 4370 | 5.08 | Electrical Installations – Power Distribution Boards | Number | 85 | AI | ✓ | Priced
| Citywalk Plot 5.11 Main Works Contract BOQ (1).xlsx | G |  |  | NEW | CITYWALK PHASE-05, PLOT 5.11 | Residential | CITYWALK RESIDENTIAL 1 LLC |  | R — Electrical Engineering Installations | R | R05 | R0503 | R5 Accessories | DB-LL-L1; TCL 13.00kW | 1 | Nr. | AED | 5238 | 5238 | 5.08 | Electrical Installations – Power Distribution Boards | Number | 85 | AI | ✓ | Priced
| Citywalk Plot 5.11 Main Works Contract BOQ (1).xlsx | H |  |  | NEW | CITYWALK PHASE-05, PLOT 5.11 | Residential | CITYWALK RESIDENTIAL 1 LLC |  | R — Electrical Engineering Installations | R | R05 | R0503 | R5 Accessories | DB-LL-L3; TCL 14.00kW | 1 | Nr. | AED | 6406 | 6406 | 5.08 | Electrical Installations – Power Distribution Boards | Number | 85 | AI | ✓ | Priced
| Citywalk Plot 5.11 Main Works Contract BOQ (1).xlsx | J |  |  | NEW | CITYWALK PHASE-05, PLOT 5.11 | Residential | CITYWALK RESIDENTIAL 1 LLC |  | R — Electrical Engineering Installations | R | R05 | R0503 | R5 Accessories | DB-LL-L6; TCL 14.00kW | 1 | Nr. | AED | 6406 | 6406 | 5.08 | Electrical Installations – Power Distribution Boards | Number | 85 | AI | ✓ | Priced
| Citywalk Plot 5.11 Main Works Contract BOQ (1).xlsx | K |  |  | NEW | CITYWALK PHASE-05, PLOT 5.11 | Residential | CITYWALK RESIDENTIAL 1 LLC |  | R — Electrical Engineering Installations | R | R05 | R0503 | R5 Accessories | DB-LL-RF; TCL 10.00kW | 1 | Nr. | AED | 3619 | 3619 | 5.08 | Electrical Installations – Power Distribution Boards | Number | 85 | AI | ✓ | Priced
| Citywalk Plot 5.11 Main Works Contract BOQ (1).xlsx | L |  |  | NEW | CITYWALK PHASE-05, PLOT 5.11 | Residential | CITYWALK RESIDENTIAL 1 LLC |  | R — Electrical Engineering Installations | R | R05 | R0503 | R5 Accessories | EDB-L2; TCL 10.00kW | 1 | Nr. | AED | 3221 | 3221 | 5.08 | Electrical Installations – Emergency Power Distribution | Number | 88 | AI | ✓ | Priced
| Citywalk Plot 5.11 Main Works Contract BOQ (1).xlsx | M |  |  | NEW | CITYWALK PHASE-05, PLOT 5.11 | Residential | CITYWALK RESIDENTIAL 1 LLC |  | R — Electrical Engineering Installations | R | R05 | R0503 | R5 Accessories | EDB-L5; TCL 10.00kW | 1 | Nr. | AED | 3914 | 3914 | 5.08 | Electrical Installations – Emergency Power Distribution | Number | 88 | AI | ✓ | Priced
| Citywalk Plot 5.11 Main Works Contract BOQ (1).xlsx | N |  |  | NEW | CITYWALK PHASE-05, PLOT 5.11 | Residential | CITYWALK RESIDENTIAL 1 LLC |  | R — Electrical Engineering Installations | R | R05 | R0503 | R5 Accessories | EDB-L8; TCL 35.00kW | 1 | Nr. | AED | 4863 | 4863 | 5.08 | Electrical Installations – Emergency Power Distribution | Number | 88 | AI | ✓ | Priced
| Citywalk Plot 5.11 Main Works Contract BOQ (1).xlsx | P |  |  | NEW | CITYWALK PHASE-05, PLOT 5.11 | Residential | CITYWALK RESIDENTIAL 1 LLC |  | R — Electrical Engineering Installations | R | R06 | R0601 | R6 Control gear | Electrical kWh meter including control wire connections | 114 | Nr. | AED | 868 | 98952 | 3.01 | Electrical – kWh Meter | Enumerated (nr) | 97 | Rule | ✓ | Priced
| Citywalk Plot 5.11 Main Works Contract BOQ (1).xlsx | Q |  |  | NEW | CITYWALK PHASE-05, PLOT 5.11 | Residential | CITYWALK RESIDENTIAL 1 LLC |  | R — Electrical Engineering Installations | R | R05 | R0503 | R5 Accessories | 20A SPN | 5 | Nr. | AED | 216 | 1080 | 5.08 | Electrical Installations – Metering Equipment | Number | 87 | AI | ✓ | Priced
| Citywalk Plot 5.11 Main Works Contract BOQ (1).xlsx | R |  |  | NEW | CITYWALK PHASE-05, PLOT 5.11 | Residential | CITYWALK RESIDENTIAL 1 LLC |  | R — Electrical Engineering Installations | R | R05 | R0503 | R5 Accessories | 20A TPN | 8 | Nr. | AED | 219 | 1752 | 5.08 | Electrical Installations – Metering Equipment | Number | 87 | AI | ✓ | Priced
| Citywalk Plot 5.11 Main Works Contract BOQ (1).xlsx | A |  |  | NEW | CITYWALK PHASE-05, PLOT 5.11 | Residential | CITYWALK RESIDENTIAL 1 LLC |  | R — Electrical Engineering Installations | R | R05 | R0503 | R5 Accessories | 32A TPN | 1 | Nr. | AED | 226 | 226 | 5.08 | Electrical Installations – Power Distribution Equipment | Number | 86 | AI | ✓ | Priced
| Citywalk Plot 5.11 Main Works Contract BOQ (1).xlsx | B |  |  | NEW | CITYWALK PHASE-05, PLOT 5.11 | Residential | CITYWALK RESIDENTIAL 1 LLC |  | R — Electrical Engineering Installations | R | R05 | R0503 | R5 Accessories | 40A TPN | 1 | Nr. | AED | 234 | 234 | 5.08 | Electrical Installations – Power Distribution Equipment | Number | 86 | AI | ✓ | Priced
| Citywalk Plot 5.11 Main Works Contract BOQ (1).xlsx | C |  |  | NEW | CITYWALK PHASE-05, PLOT 5.11 | Residential | CITYWALK RESIDENTIAL 1 LLC |  | R — Electrical Engineering Installations | R | R05 | R0503 | R5 Accessories | 63A TPN | 4 | Nr. | AED | 780 | 3120 | 5.08 | Electrical Installations – Power Distribution Equipment | Number | 86 | AI | ✓ | Priced
| Citywalk Plot 5.11 Main Works Contract BOQ (1).xlsx | D |  |  | NEW | CITYWALK PHASE-05, PLOT 5.11 | Residential | CITYWALK RESIDENTIAL 1 LLC |  | R — Electrical Engineering Installations | R | R05 | R0503 | R5 Accessories | 80A TPN | 4 | Nr. | AED | 798 | 3192 | 5.08 | Electrical Installations – Power Distribution Equipment | Number | 86 | AI | ✓ | Priced
| Citywalk Plot 5.11 Main Works Contract BOQ (1).xlsx | E |  |  | NEW | CITYWALK PHASE-05, PLOT 5.11 | Residential | CITYWALK RESIDENTIAL 1 LLC |  | R — Electrical Engineering Installations | R | R05 | R0503 | R5 Accessories | 1000A TPN | 2 | Nr. | AED | 7203 | 14406 | 5.08 | Electrical Installations – Power Distribution Equipment | Number | 86 | AI | ✓ | Priced
| Citywalk Plot 5.11 Main Works Contract BOQ (1).xlsx | F |  |  | NEW | CITYWALK PHASE-05, PLOT 5.11 | Residential | CITYWALK RESIDENTIAL 1 LLC |  | R — Electrical Engineering Installations | R | R04 | R0401 | R4 Final sub-circuits and auxiliary installations | Socket outlet points | 2687 | Nr. | AED | 176 | 472912 | 3.01 | Electrical – Power Points | Enumerated (nr) | 95 | Rule | ✓ | Priced
| Citywalk Plot 5.11 Main Works Contract BOQ (1).xlsx | G |  |  | NEW | CITYWALK PHASE-05, PLOT 5.11 | Residential | CITYWALK RESIDENTIAL 1 LLC |  | R — Electrical Engineering Installations | R | R06 | R0600 | R6 Control gear | Cooker control unit points | 228 | Nr. | AED | 287 | 65436 | 5.08 | Electrical Engineering Installations | Length (m), Enumerated (nr), Item | 69 | Fuzzy | ⚠ | Priced
| Citywalk Plot 5.11 Main Works Contract BOQ (1).xlsx | H |  |  | NEW | CITYWALK PHASE-05, PLOT 5.11 | Residential | CITYWALK RESIDENTIAL 1 LLC |  | R — Electrical Engineering Installations | R | R04 | R0401 | R4 Final sub-circuits and auxiliary installations | Junction box points | 114 | Nr. | AED | 209 | 23826 | 5.08 | Electrical Engineering Installations | Length (m), Enumerated (nr), Item | 60 | Fuzzy | ⚠ | Priced
| Citywalk Plot 5.11 Main Works Contract BOQ (1).xlsx | J |  |  | NEW | CITYWALK PHASE-05, PLOT 5.11 | Residential | CITYWALK RESIDENTIAL 1 LLC |  | R — Electrical Engineering Installations | R | R04 | R0401 | R4 Final sub-circuits and auxiliary installations | Floor box points | 6 | Nr. | AED | 229 | 1374 | 3.01 | Electrical – Power Points | Enumerated (nr) | 95 | Rule | ✓ | Priced
| Citywalk Plot 5.11 Main Works Contract BOQ (1).xlsx | K |  |  | NEW | CITYWALK PHASE-05, PLOT 5.11 | Residential | CITYWALK RESIDENTIAL 1 LLC |  | R — Electrical Engineering Installations | R | R04 | R0401 | R4 Final sub-circuits and auxiliary installations | Isolator points | 12 | Nr. | AED | 1795 | 21540 | 5.08 | Electrical Engineering Installations | Length (m), Enumerated (nr), Item | 68 | Fuzzy | ⚠ | Priced
| Citywalk Plot 5.11 Main Works Contract BOQ (1).xlsx | L |  |  | NEW | CITYWALK PHASE-05, PLOT 5.11 | Residential | CITYWALK RESIDENTIAL 1 LLC |  | R — Electrical Engineering Installations | R | R04 | R0401 | R4 Final sub-circuits and auxiliary installations | Power switch points | 528 | Nr. | AED | 176 | 92928 | 5.08 | Electrical Engineering Installations | Length (m), Enumerated (nr), Item | 63 | Fuzzy | ⚠ | Priced
| Citywalk Plot 5.11 Main Works Contract BOQ (1).xlsx | M |  |  | NEW | CITYWALK PHASE-05, PLOT 5.11 | Residential | CITYWALK RESIDENTIAL 1 LLC |  | R — Electrical Engineering Installations | R | R04 | R0401 | R4 Final sub-circuits and auxiliary installations | 13A single switch socket outlet | 514 | Nr. | AED | 137 | 70418 | 3.01 | Electrical – Socket Outlet | Enumerated (nr) | 97 | Rule | ✓ | Priced
| Citywalk Plot 5.11 Main Works Contract BOQ (1).xlsx | N |  |  | NEW | CITYWALK PHASE-05, PLOT 5.11 | Residential | CITYWALK RESIDENTIAL 1 LLC |  | R — Electrical Engineering Installations | R | R04 | R0401 | R4 Final sub-circuits and auxiliary installations | 13A single switch socket outlet, WP, IP56 | 9 | Nr. | AED | 123 | 1107 | 3.01 | Electrical – Socket Outlet | Enumerated (nr) | 97 | Rule | ✓ | Priced
| Citywalk Plot 5.11 Main Works Contract BOQ (1).xlsx | P |  |  | NEW | CITYWALK PHASE-05, PLOT 5.11 | Residential | CITYWALK RESIDENTIAL 1 LLC |  | R — Electrical Engineering Installations | R | R04 | R0401 | R4 Final sub-circuits and auxiliary installations | 13A single switch socket outlet with USB | 479 | Nr. | AED | 215 | 102985 | 3.01 | Electrical – Socket Outlet | Enumerated (nr) | 97 | Rule | ✓ | Priced
| Citywalk Plot 5.11 Main Works Contract BOQ (1).xlsx | Q |  |  | NEW | CITYWALK PHASE-05, PLOT 5.11 | Residential | CITYWALK RESIDENTIAL 1 LLC |  | R — Electrical Engineering Installations | R | R04 | R0401 | R4 Final sub-circuits and auxiliary installations | 13A single switch socket outlet with neon indicator, WP for FCU, IP56 | 116 | Nr. | AED | 123 | 14268 | 3.01 | Electrical – Socket Outlet | Enumerated (nr) | 97 | Rule | ✓ | Priced
| Citywalk Plot 5.11 Main Works Contract BOQ (1).xlsx | A |  |  | NEW | CITYWALK PHASE-05, PLOT 5.11 | Residential | CITYWALK RESIDENTIAL 1 LLC |  | R — Electrical Engineering Installations | R | R05 | R0501 | R5 Accessories | 13A twin switch socket outlet | 416 | Nr. | AED | 176 | 73216 | 5.08 | Electrical Engineering Installations | Length (m), Enumerated (nr), Item | 74 | Fuzzy | ⚠ | Priced
| Citywalk Plot 5.11 Main Works Contract BOQ (1).xlsx | B |  |  | NEW | CITYWALK PHASE-05, PLOT 5.11 | Residential | CITYWALK RESIDENTIAL 1 LLC |  | Q — Mechanical Engineering Installations | Q | Q03 | Q0301 | Q3 Ductwork | 13A switched spur outlet with neon indicator for FCU | 230 | Nr. | AED | 49 | 11270 | 5.06 | Mechanical Engineering Installations | Length (m), Weight (t), Area (m²), Enumerated (nr), Item | 66 | Fuzzy | ⚠ | Priced
| Citywalk Plot 5.11 Main Works Contract BOQ (1).xlsx | C |  |  | NEW | CITYWALK PHASE-05, PLOT 5.11 | Residential | CITYWALK RESIDENTIAL 1 LLC |  | R — Electrical Engineering Installations | R | R05 | R0506 | R5 Accessories | 13A switched spur outlet with neon indicator | 114 | Nr. | AED | 49 | 5586 | 5.08 | Electrical Installations – Socket Outlets & Switched Spurs | Number | 84 | AI | ⚠ | Priced
| Citywalk Plot 5.11 Main Works Contract BOQ (1).xlsx | D |  |  | NEW | CITYWALK PHASE-05, PLOT 5.11 | Residential | CITYWALK RESIDENTIAL 1 LLC |  | R — Electrical Engineering Installations | R | R05 | R0506 | R5 Accessories | 13A unswitched fused spur outlet with neon indicator | 127 | Nr. | AED | 39 | 4953 | 5.08 | Electrical Installations – Socket Outlets & Switched Spurs | Number | 84 | AI | ⚠ | Priced
| Citywalk Plot 5.11 Main Works Contract BOQ (1).xlsx | E |  |  | NEW | CITYWALK PHASE-05, PLOT 5.11 | Residential | CITYWALK RESIDENTIAL 1 LLC |  | R — Electrical Engineering Installations | R | R05 | R0506 | R5 Accessories | 13A unswitched fused spur outlet with neon indicator, FR | 35 | Nr. | AED | 140 | 4900 | 5.08 | Electrical Installations – Socket Outlets & Switched Spurs | Number | 84 | AI | ⚠ | Priced
| Citywalk Plot 5.11 Main Works Contract BOQ (1).xlsx | F |  |  | NEW | CITYWALK PHASE-05, PLOT 5.11 | Residential | CITYWALK RESIDENTIAL 1 LLC |  | R — Electrical Engineering Installations | R | R05 | R0506 | R5 Accessories | 20A Flex outlet | 228 | Nr. | AED | 33 | 7524 | 5.08 | Electrical Installations – Socket Outlets & Industrial Outlets | Number | 84 | AI | ⚠ | Priced
| Citywalk Plot 5.11 Main Works Contract BOQ (1).xlsx | G |  |  | NEW | CITYWALK PHASE-05, PLOT 5.11 | Residential | CITYWALK RESIDENTIAL 1 LLC |  | R — Electrical Engineering Installations | R | R05 | R0506 | R5 Accessories | 20A Flex outlet with WP cover | 114 | Nr. | AED | 105 | 11970 | 5.08 | Electrical Installations – Socket Outlets & Industrial Outlets | Number | 85 | AI | ✓ | Priced
| Citywalk Plot 5.11 Main Works Contract BOQ (1).xlsx | H |  |  | NEW | CITYWALK PHASE-05, PLOT 5.11 | Residential | CITYWALK RESIDENTIAL 1 LLC |  | R — Electrical Engineering Installations | R | R05 | R0506 | R5 Accessories | 20A Flex outlet with transparent WP cover | 114 | Nr. | AED | 123 | 14022 | 5.08 | Electrical Installations – Socket Outlets & Industrial Outlets | Number | 85 | AI | ✓ | Priced
| Citywalk Plot 5.11 Main Works Contract BOQ (1).xlsx | J |  |  | NEW | CITYWALK PHASE-05, PLOT 5.11 | Residential | CITYWALK RESIDENTIAL 1 LLC |  | R — Electrical Engineering Installations | R | R05 | R0506 | R5 Accessories | 20A DP flex outlet with neon indicator with WP cover | 6 | Nr. | AED | 238 | 1428 | 5.08 | Electrical Installations – Socket Outlets & Industrial Outlets | Number | 85 | AI | ✓ | Priced
| Citywalk Plot 5.11 Main Works Contract BOQ (1).xlsx | K |  |  | NEW | CITYWALK PHASE-05, PLOT 5.11 | Residential | CITYWALK RESIDENTIAL 1 LLC |  | J — Finishes | J | J01 | J0101 | J1 Generally | 20A DP flex outlet with neon indicator in ceiling for water heater | 185 | Nr. | AED | 116 | 21460 | 3.01 | Internal Finishes | Area (m²), Length (m) | 66 | Fuzzy | ⚠ | Priced
| Citywalk Plot 5.11 Main Works Contract BOQ (1).xlsx | L |  |  | NEW | CITYWALK PHASE-05, PLOT 5.11 | Residential | CITYWALK RESIDENTIAL 1 LLC |  | R — Electrical Engineering Installations | R | R06 | R0600 | R6 Control gear | 45A 230V cooker control unit and connector terminal | 228 | Nr. | AED | 284 | 64752 | 5.08 | Electrical Engineering Installations | Length (m), Enumerated (nr), Item | 69 | Fuzzy | ⚠ | Priced
| Citywalk Plot 5.11 Main Works Contract BOQ (1).xlsx | M |  |  | NEW | CITYWALK PHASE-05, PLOT 5.11 | Residential | CITYWALK RESIDENTIAL 1 LLC |  | R — Electrical Engineering Installations | R | R05 | R0506 | R5 Accessories | Junction box, provision: 3x3 inch | 114 | Nr. | AED | 208 | 23712 | 5.08 | Electrical Installations – Cable Containment & Junction Boxes | Number | 82 | AI | ⚠ | Priced
| Citywalk Plot 5.11 Main Works Contract BOQ (1).xlsx | N |  |  | NEW | CITYWALK PHASE-05, PLOT 5.11 | Residential | CITYWALK RESIDENTIAL 1 LLC |  | R — Electrical Engineering Installations | R | R04 | R0401 | R4 Final sub-circuits and auxiliary installations | Floor box; FB1; 13A twin switch socket outlet and RJ45 twin outlet ( RJ45 outlet measured separately ) | 6 | Nr. | AED | 1971 | 11826 | 3.01 | Electrical – Floor Box | Enumerated (nr) | 95 | Rule | ✓ | Priced
| Citywalk Plot 5.11 Main Works Contract BOQ (1).xlsx | P |  |  | NEW | CITYWALK PHASE-05, PLOT 5.11 | Residential | CITYWALK RESIDENTIAL 1 LLC |  | R — Electrical Engineering Installations | R | R52 | R5202 |  | 20A SPN isolator | 10 | Nr. | AED | 216 | 2160 | 5.08 | Electrical Installations – Distribution & Control | No. (Number) | 85 | AI | ✓ | Priced
| Citywalk Plot 5.11 Main Works Contract BOQ (1).xlsx | Q |  |  | NEW | CITYWALK PHASE-05, PLOT 5.11 | Residential | CITYWALK RESIDENTIAL 1 LLC |  | R — Electrical Engineering Installations | R | R52 | R5202 |  | 63A TPN isolator | 2 | Nr. | AED | 780 | 1560 | 5.08 | Electrical Installations – Distribution & Control | No. (Number) | 85 | AI | ✓ | Priced
| Citywalk Plot 5.11 Main Works Contract BOQ (1).xlsx | A |  |  | NEW | CITYWALK PHASE-05, PLOT 5.11 | Residential | CITYWALK RESIDENTIAL 1 LLC |  | R — Electrical Engineering Installations | R | R52 | R5203 |  | 20A DP switch with LED indicator | 305 | Nr. | AED | 101 | 30805 | 5.08 | Electrical Installations – Switchgear & Controls | No. (Number) | 82 | AI | ⚠ | Priced
| Citywalk Plot 5.11 Main Works Contract BOQ (1).xlsx | B |  |  | NEW | CITYWALK PHASE-05, PLOT 5.11 | Residential | CITYWALK RESIDENTIAL 1 LLC |  | R — Electrical Engineering Installations | R | R52 | R5203 |  | 20A DP switch with LED indicator, WP | 222 | Nr. | AED | 222 | 49284 | 5.08 | Electrical Installations – Switchgear & Controls | No. (Number) | 82 | AI | ⚠ | Priced
| Citywalk Plot 5.11 Main Works Contract BOQ (1).xlsx | C |  |  | NEW | CITYWALK PHASE-05, PLOT 5.11 | Residential | CITYWALK RESIDENTIAL 1 LLC |  | R — Electrical Engineering Installations | R | R06 | R0600 | R6 Control gear | Control switch for blind motor | 1 | Nr. | AED | 116 | 116 | 5.08 | Electrical Engineering Installations | Length (m), Enumerated (nr), Item | 70 | Fuzzy | ⚠ | Priced
| Citywalk Plot 5.11 Main Works Contract BOQ (1).xlsx | A |  |  | NEW | CITYWALK PHASE-05, PLOT 5.11 | Residential | CITYWALK RESIDENTIAL 1 LLC |  | R — Electrical Engineering Installations | R | R04 | R0401 | R4 Final sub-circuits and auxiliary installations | Light points | 2069 | Nr. | AED | 172 | 355868 | 5.08 | Electrical Engineering Installations | Length (m), Enumerated (nr), Item | 79 | Fuzzy | ⚠ | Priced
| Citywalk Plot 5.11 Main Works Contract BOQ (1).xlsx | B |  |  | NEW | CITYWALK PHASE-05, PLOT 5.11 | Residential | CITYWALK RESIDENTIAL 1 LLC |  | R — Electrical Engineering Installations | R | R04 | R0401 | R4 Final sub-circuits and auxiliary installations | Linear light points | 5490 | m | AED | 122 | 669780 | 5.08 | Electrical Engineering Installations | Length (m), Enumerated (nr), Item | 77 | Fuzzy | ⚠ | Priced
| Citywalk Plot 5.11 Main Works Contract BOQ (1).xlsx | C |  |  | NEW | CITYWALK PHASE-05, PLOT 5.11 | Residential | CITYWALK RESIDENTIAL 1 LLC |  | R — Electrical Engineering Installations | R | R54 | R5404 |  | Track Channel points | 1324 | m | AED | 104 | 137696 | 5.08 | Electrical Installations – Lighting Systems Infrastructure | No. (Number) | 78 | AI | ⚠ | Priced
| Citywalk Plot 5.11 Main Works Contract BOQ (1).xlsx | D |  |  | NEW | CITYWALK PHASE-05, PLOT 5.11 | Residential | CITYWALK RESIDENTIAL 1 LLC |  | R — Electrical Engineering Installations | R | R04 | R0401 | R4 Final sub-circuits and auxiliary installations | Façade light points | 16 | Nr. | AED | 635 | 10160 | 5.08 | Electrical Engineering Installations | Length (m), Enumerated (nr), Item | 74 | Fuzzy | ⚠ | Priced
| Citywalk Plot 5.11 Main Works Contract BOQ (1).xlsx | E |  |  | NEW | CITYWALK PHASE-05, PLOT 5.11 | Residential | CITYWALK RESIDENTIAL 1 LLC |  | R — Electrical Engineering Installations | R | R05 | R0501 | R5 Accessories | Facade linear light points | 251 | m | AED | 153 | 38403 | 3.01 | Electrical – Facade Lighting Points | Enumerated (nr) | 95 | Rule | ✓ | Priced
| Citywalk Plot 5.11 Main Works Contract BOQ (1).xlsx | F |  |  | NEW | CITYWALK PHASE-05, PLOT 5.11 | Residential | CITYWALK RESIDENTIAL 1 LLC |  | R — Electrical Engineering Installations | R | R04 | R0401 | R4 Final sub-circuits and auxiliary installations | Landscape light points | 13 | Nr. | AED | 635 | 8255 | 5.08 | Electrical Engineering Installations | Length (m), Enumerated (nr), Item | 71 | Fuzzy | ⚠ | Priced
| Citywalk Plot 5.11 Main Works Contract BOQ (1).xlsx | G |  |  | NEW | CITYWALK PHASE-05, PLOT 5.11 | Residential | CITYWALK RESIDENTIAL 1 LLC |  | R — Electrical Engineering Installations | R | R04 | R0401 | R4 Final sub-circuits and auxiliary installations | Landscape linear light points | 12 | m | AED | 153 | 1836 | 5.08 | Electrical Engineering Installations | Length (m), Enumerated (nr), Item | 74 | Fuzzy | ⚠ | Priced
| Citywalk Plot 5.11 Main Works Contract BOQ (1).xlsx | H |  |  | NEW | CITYWALK PHASE-05, PLOT 5.11 | Residential | CITYWALK RESIDENTIAL 1 LLC |  | R — Electrical Engineering Installations | R | R04 | R0401 | R4 Final sub-circuits and auxiliary installations | Pendant light points (pendant light by Tenant) | 306 | Nr. | AED | 201 | 61506 | 5.08 | Electrical Engineering Installations | Length (m), Enumerated (nr), Item | 64 | Fuzzy | ⚠ | Priced
| Citywalk Plot 5.11 Main Works Contract BOQ (1).xlsx | J |  |  | NEW | CITYWALK PHASE-05, PLOT 5.11 | Residential | CITYWALK RESIDENTIAL 1 LLC |  | R — Electrical Engineering Installations | R | R04 | R0401 | R4 Final sub-circuits and auxiliary installations | Lighting switch points | 1294 | Nr. | AED | 96 | 124224 | 5.08 | Electrical Engineering Installations | Length (m), Enumerated (nr), Item | 79 | Fuzzy | ⚠ | Priced
| Citywalk Plot 5.11 Main Works Contract BOQ (1).xlsx | K |  |  | NEW | CITYWALK PHASE-05, PLOT 5.11 | Residential | CITYWALK RESIDENTIAL 1 LLC |  | R — Electrical Engineering Installations | R | R04 | R0401 | R4 Final sub-circuits and auxiliary installations | Sensors points | 142 | Nr. | AED | 391 | 55522 | 5.08 | Electrical Engineering Installations | Length (m), Enumerated (nr), Item | 70 | Fuzzy | ⚠ | Priced
| Citywalk Plot 5.11 Main Works Contract BOQ (1).xlsx | A |  |  | NEW | CITYWALK PHASE-05, PLOT 5.11 | Residential | CITYWALK RESIDENTIAL 1 LLC |  | J — Finishes | J | J05 | J0501 | J5 Suspended ceilings | A1; 20W LED - ceiling surface mounted downlight , IP65 | 76 | Nr. | AED | 298 | 22648 | 3.01 | Internal Finishes | Area (m²), Length (m) | 65 | Fuzzy | ⚠ | Priced
| Citywalk Plot 5.11 Main Works Contract BOQ (1).xlsx | B |  |  | NEW | CITYWALK PHASE-05, PLOT 5.11 | Residential | CITYWALK RESIDENTIAL 1 LLC |  | R — Electrical Engineering Installations | R | R54 | R5402 |  | B1; 10W LED recessed type downlight, IP44 | 16 | Nr. | AED | 95 | 1520 | 5.08 | Electrical Installations – Luminaires & Fittings | No. (Number) | 88 | AI | ✓ | Priced
| Citywalk Plot 5.11 Main Works Contract BOQ (1).xlsx | C |  |  | NEW | CITYWALK PHASE-05, PLOT 5.11 | Residential | CITYWALK RESIDENTIAL 1 LLC |  | J — Finishes | J | J02 | J0202 | J2 Backgrounds | F1; 30W linear ceiling surface mounted LED light, IP65 | 43 | Nr. | AED | 132 | 5676 | 3.01 | Internal Finishes | Area (m²), Length (m) | 65 | Fuzzy | ⚠ | Priced
| Citywalk Plot 5.11 Main Works Contract BOQ (1).xlsx | D |  |  | NEW | CITYWALK PHASE-05, PLOT 5.11 | Residential | CITYWALK RESIDENTIAL 1 LLC |  | R — Electrical Engineering Installations | R | R54 | R5402 |  | WL; 15W parapet surface mounted wall light LED, IP65 | 26 | Nr. | AED | 152 | 3952 | 5.08 | Electrical Installations – Luminaires & Fittings | No. (Number) | 88 | AI | ✓ | Priced
| Citywalk Plot 5.11 Main Works Contract BOQ (1).xlsx | E |  |  | NEW | CITYWALK PHASE-05, PLOT 5.11 | Residential | CITYWALK RESIDENTIAL 1 LLC |  | J — Finishes | J | J05 | J0500 | J5 Suspended ceilings | CH-1; 10W LED - recessed ceiling downlight , IP65 | 18 | Nr. | AED | 383 | 6894 | 3.01 | Internal Finishes | Area (m²), Length (m) | 65 | Fuzzy | ⚠ | Priced
| Citywalk Plot 5.11 Main Works Contract BOQ (1).xlsx | F |  |  | NEW | CITYWALK PHASE-05, PLOT 5.11 | Residential | CITYWALK RESIDENTIAL 1 LLC |  | J — Finishes | J | J05 | J0500 | J5 Suspended ceilings | CH-2; 10W LED - recessed ceiling downlight , IP65 | 6 | Nr. | AED | 383 | 2298 | 3.01 | Internal Finishes | Area (m²), Length (m) | 65 | Fuzzy | ⚠ | Priced
| Citywalk Plot 5.11 Main Works Contract BOQ (1).xlsx | G |  |  | NEW | CITYWALK PHASE-05, PLOT 5.11 | Residential | CITYWALK RESIDENTIAL 1 LLC |  | J — Finishes | J | J05 | J0501 | J5 Suspended ceilings | CH-3; 9.6W/M LED - linear ceiling cove light , IP67 | 11 | m | AED | 105 | 1155 | 3.01 | Internal Finishes | Area (m²), Length (m) | 61 | Fuzzy | ⚠ | Priced
| Citywalk Plot 5.11 Main Works Contract BOQ (1).xlsx | H |  |  | NEW | CITYWALK PHASE-05, PLOT 5.11 | Residential | CITYWALK RESIDENTIAL 1 LLC |  | K — Accessories | K | K02 | K0201 | K2 Partitions | CH-4; 9.6W/M LED - linear mirror light , IP67 | 12 | m | AED | 90 | 1080 | 3.01 | Accessories – Mirror | Enumerated (nr) | 93 | Rule | ✓ | Priced
| Citywalk Plot 5.11 Main Works Contract BOQ (1).xlsx | J |  |  | NEW | CITYWALK PHASE-05, PLOT 5.11 | Residential | CITYWALK RESIDENTIAL 1 LLC |  | J — Finishes | J | J05 | J0501 | J5 Suspended ceilings | CR-1; 11.9W LED - recessed ceiling tiltable downlight , IP20 | 426 | Nr. | AED | 383 | 163158 | 3.01 | Internal Finishes | Area (m²), Length (m) | 65 | Fuzzy | ⚠ | Priced
| Citywalk Plot 5.11 Main Works Contract BOQ (1).xlsx | K |  |  | NEW | CITYWALK PHASE-05, PLOT 5.11 | Residential | CITYWALK RESIDENTIAL 1 LLC |  | R — Electrical Engineering Installations | R | R54 | R5404 |  | CR-1; Linear track only for downlight mounting | 601 | m | AED | 0 | Included in item J | 5.08 | Electrical Installations – Lighting Systems Infrastructure | m (Linear metres) | 85 | AI | ✓ | Unpriced
| Citywalk Plot 5.11 Main Works Contract BOQ (1).xlsx | L |  |  | NEW | CITYWALK PHASE-05, PLOT 5.11 | Residential | CITYWALK RESIDENTIAL 1 LLC |  | J — Finishes | J | J02 | J0201 | J2 Backgrounds | CR-2; 9.6W/M LED - linear ceiling cove light , IP20 | 727 | m | AED | 61 | 44347 | 3.01 | Internal Finishes | Area (m²), Length (m) | 62 | Fuzzy | ⚠ | Priced
| Citywalk Plot 5.11 Main Works Contract BOQ (1).xlsx | M |  |  | NEW | CITYWALK PHASE-05, PLOT 5.11 | Residential | CITYWALK RESIDENTIAL 1 LLC |  | J — Finishes | J | J05 | J0500 | J5 Suspended ceilings | GY-1; 12W/M LED - suspended linear light , IP20 | 68 | m | AED | 1371 | 93228 | 3.01 | Internal Finishes | Area (m²), Length (m) | 69 | Fuzzy | ⚠ | Priced
| Citywalk Plot 5.11 Main Works Contract BOQ (1).xlsx | N |  |  | NEW | CITYWALK PHASE-05, PLOT 5.11 | Residential | CITYWALK RESIDENTIAL 1 LLC |  | J — Finishes | J | J05 | J0500 | J5 Suspended ceilings | GY-2; 8W LED - suspended downlight , IP20 | 26 | Nr. | AED | 1655 | 43030 | 3.01 | Internal Finishes | Area (m²), Length (m) | 67 | Fuzzy | ⚠ | Priced
| Citywalk Plot 5.11 Main Works Contract BOQ (1).xlsx | P |  |  | NEW | CITYWALK PHASE-05, PLOT 5.11 | Residential | CITYWALK RESIDENTIAL 1 LLC |  | M — Furnishings | M | M00 | M0000 |  | GY-3; 4.8W/M LED - linear furniture light, IP20 | 9 | m | AED | 58 | 522 | 4.01 | Furnishings | Enumerated (nr), Length (m), Item | 65 | Fuzzy | ⚠ | Priced
| Citywalk Plot 5.11 Main Works Contract BOQ (1).xlsx | Q |  |  | NEW | CITYWALK PHASE-05, PLOT 5.11 | Residential | CITYWALK RESIDENTIAL 1 LLC |  | R — Electrical Engineering Installations | R | R54 | R5402 |  | GY-6; 16W LED - track mounted spot light , IP20 | 4 | Nr. | AED | 1966 | 7864 | 5.08 | Electrical Installations – Luminaires & Fittings | No. (Number) | 88 | AI | ✓ | Priced
| Citywalk Plot 5.11 Main Works Contract BOQ (1).xlsx | R |  |  | NEW | CITYWALK PHASE-05, PLOT 5.11 | Residential | CITYWALK RESIDENTIAL 1 LLC |  | B — Site Work | B | B23 | B2305 | B23 Railway work | Track for GY-6 | 6 | m | AED | 0 | Included in item Q | 8.01 | Site Works, Drainage, External Services & Landscaping | Volume (m³), Length (m), Area (m²), Enumerated (nr), Item | 73 | Fuzzy | ⚠ | Unpriced
| Citywalk Plot 5.11 Main Works Contract BOQ (1).xlsx | A |  |  | NEW | CITYWALK PHASE-05, PLOT 5.11 | Residential | CITYWALK RESIDENTIAL 1 LLC |  | R — Electrical Engineering Installations | R | R54 | R5402 |  | GY-7; 24W LED - recessed track light , IP20 | 5 | Nr. | AED | 914 | 4570 | 5.08 | Electrical Installations – Luminaires & Fittings | No. (Number) | 88 | AI | ✓ | Priced
| Citywalk Plot 5.11 Main Works Contract BOQ (1).xlsx | B |  |  | NEW | CITYWALK PHASE-05, PLOT 5.11 | Residential | CITYWALK RESIDENTIAL 1 LLC |  | B — Site Work | B | B23 | B2305 | B23 Railway work | Track for GY-7 | 7 | m | AED | 343 | 2401 | 8.01 | Site Works, Drainage, External Services & Landscaping | Volume (m³), Length (m), Area (m²), Enumerated (nr), Item | 73 | Fuzzy | ⚠ | Priced
| Citywalk Plot 5.11 Main Works Contract BOQ (1).xlsx | C |  |  | NEW | CITYWALK PHASE-05, PLOT 5.11 | Residential | CITYWALK RESIDENTIAL 1 LLC |  | J — Finishes | J | J02 | J0201 | J2 Backgrounds | LY-1; 14.4W/M LED, Linear Ceiling Cove Light - 2700K | 133 | m | AED | 84 | 11172 | 3.01 | Internal Finishes | Area (m²), Length (m) | 61 | Fuzzy | ⚠ | Priced
| Citywalk Plot 5.11 Main Works Contract BOQ (1).xlsx | D |  |  | NEW | CITYWALK PHASE-05, PLOT 5.11 | Residential | CITYWALK RESIDENTIAL 1 LLC |  | J — Finishes | J | J05 | J0501 | J5 Suspended ceilings | LY-2; 11.9W LED, Recessed Ceiling Tiltable Downlight - 2700K | 32 | Nr. | AED | 1029 | 32928 | 3.01 | Internal Finishes | Area (m²), Length (m) | 64 | Fuzzy | ⚠ | Priced
| Citywalk Plot 5.11 Main Works Contract BOQ (1).xlsx | E |  |  | NEW | CITYWALK PHASE-05, PLOT 5.11 | Residential | CITYWALK RESIDENTIAL 1 LLC |  | R — Electrical Engineering Installations | R | R54 | R5404 |  | LY-2; Track Channel | 25 | m | AED | 653 | 16325 | 5.08 | Electrical Installations – Lighting Systems Infrastructure | m (Linear metres) | 85 | AI | ✓ | Priced
| Citywalk Plot 5.11 Main Works Contract BOQ (1).xlsx | F |  |  | NEW | CITYWALK PHASE-05, PLOT 5.11 | Residential | CITYWALK RESIDENTIAL 1 LLC |  | M — Furnishings | M | M00 | M0000 |  | LY-3; 4.8W/M LED, Linear Furniture Light - 2700K | 22 | m | AED | 58 | 1276 | 4.01 | Furnishings | Enumerated (nr), Length (m), Item | 62 | Fuzzy | ⚠ | Priced
| Citywalk Plot 5.11 Main Works Contract BOQ (1).xlsx | G |  |  | NEW | CITYWALK PHASE-05, PLOT 5.11 | Residential | CITYWALK RESIDENTIAL 1 LLC |  | R — Electrical Engineering Installations | R | R54 | R5402 |  | LY-4; 40W/M LED, Recessed Linear Light - 2700K | 12 | m | AED | 1292 | 15504 | 5.08 | Electrical Installations – Luminaires & Fittings | m (Linear metres) | 88 | AI | ✓ | Priced
| Citywalk Plot 5.11 Main Works Contract BOQ (1).xlsx | H |  |  | NEW | CITYWALK PHASE-05, PLOT 5.11 | Residential | CITYWALK RESIDENTIAL 1 LLC |  | R — Electrical Engineering Installations | R | R54 | R5404 |  | LY-4; Track Channel | 12 | m | AED | 599 | 7188 | 5.08 | Electrical Installations – Lighting Systems Infrastructure | m (Linear metres) | 85 | AI | ✓ | Priced
| Citywalk Plot 5.11 Main Works Contract BOQ (1).xlsx | J |  |  | NEW | CITYWALK PHASE-05, PLOT 5.11 | Residential | CITYWALK RESIDENTIAL 1 LLC |  | J — Finishes | J | J02 | J0201 | J2 Backgrounds | AP-1; 9.6W/M LED - linear ceiling cove light , IP20 | 3080 | m | AED | 65 | 200200 | 3.01 | Internal Finishes | Area (m²), Length (m) | 62 | Fuzzy | ⚠ | Priced
| Citywalk Plot 5.11 Main Works Contract BOQ (1).xlsx | K |  |  | NEW | CITYWALK PHASE-05, PLOT 5.11 | Residential | CITYWALK RESIDENTIAL 1 LLC |  | R — Electrical Engineering Installations | R | R54 | R5402 |  | AP-2; 9.6W/M LED - linear cove light , IP67 | 400 | m | AED | 93 | 37200 | 5.08 | Electrical Installations – Luminaires & Fittings | m (Linear metres) | 88 | AI | ✓ | Priced
| Citywalk Plot 5.11 Main Works Contract BOQ (1).xlsx | L |  |  | NEW | CITYWALK PHASE-05, PLOT 5.11 | Residential | CITYWALK RESIDENTIAL 1 LLC |  | K — Accessories | K | K02 | K0201 | K2 Partitions | AP-3; 4.8W/M LED - linear mirror light , IP67 | 364 | m | AED | 88 | 32032 | 3.01 | Accessories – Mirror | Enumerated (nr) | 93 | Rule | ✓ | Priced
| Citywalk Plot 5.11 Main Works Contract BOQ (1).xlsx | M |  |  | NEW | CITYWALK PHASE-05, PLOT 5.11 | Residential | CITYWALK RESIDENTIAL 1 LLC |  | R — Electrical Engineering Installations | R | R54 | R5402 |  | AP-4; 8.6W/M LED - linear under cabinet light , IP67 | 268 | m | AED | 93 | 24924 | 5.08 | Electrical Installations – Luminaires & Fittings | m (Linear metres) | 88 | AI | ✓ | Priced
| Citywalk Plot 5.11 Main Works Contract BOQ (1).xlsx | N |  |  | NEW | CITYWALK PHASE-05, PLOT 5.11 | Residential | CITYWALK RESIDENTIAL 1 LLC |  | R — Electrical Engineering Installations | R | R54 | R5402 |  | AP-5; 20W/M LED - recessed linear light , IP40 | 259 | m | AED | 936 | 242424 | 5.08 | Electrical Installations – Luminaires & Fittings | m (Linear metres) | 88 | AI | ✓ | Priced
| Citywalk Plot 5.11 Main Works Contract BOQ (1).xlsx | P |  |  | NEW | CITYWALK PHASE-05, PLOT 5.11 | Residential | CITYWALK RESIDENTIAL 1 LLC |  | R — Electrical Engineering Installations | R | R54 | R5404 |  | AP-5; Track Channel | 527 | m | AED | 599 | 315673 | 5.08 | Electrical Installations – Lighting Systems Infrastructure | m (Linear metres) | 85 | AI | ✓ | Priced
| Citywalk Plot 5.11 Main Works Contract BOQ (1).xlsx | Q |  |  | NEW | CITYWALK PHASE-05, PLOT 5.11 | Residential | CITYWALK RESIDENTIAL 1 LLC |  | M — Furnishings | M | M00 | M0000 |  | AP-6; 4.8W/M LED - linear furniture light , IP67 | 9 | m | AED | 89 | 801 | 4.01 | Furnishings | Enumerated (nr), Length (m), Item | 63 | Fuzzy | ⚠ | Priced
| Citywalk Plot 5.11 Main Works Contract BOQ (1).xlsx | R |  |  | NEW | CITYWALK PHASE-05, PLOT 5.11 | Residential | CITYWALK RESIDENTIAL 1 LLC |  | J — Finishes | J | J05 | J0500 | J5 Suspended ceilings | AP-7; 10W LED - recessed ceiling downlight , IP20 | 615 | Nr. | AED | 383 | 235545 | 3.01 | Internal Finishes | Area (m²), Length (m) | 65 | Fuzzy | ⚠ | Priced
| Citywalk Plot 5.11 Main Works Contract BOQ (1).xlsx | S |  |  | NEW | CITYWALK PHASE-05, PLOT 5.11 | Residential | CITYWALK RESIDENTIAL 1 LLC |  | J — Finishes | J | J05 | J0500 | J5 Suspended ceilings | AP-8; 10W LED - recessed ceiling downlight , IP54 | 84 | Nr. | AED | 383 | 32172 | 3.01 | Internal Finishes | Area (m²), Length (m) | 65 | Fuzzy | ⚠ | Priced
| Citywalk Plot 5.11 Main Works Contract BOQ (1).xlsx | T |  |  | NEW | CITYWALK PHASE-05, PLOT 5.11 | Residential | CITYWALK RESIDENTIAL 1 LLC |  | J — Finishes | J | J05 | J0500 | J5 Suspended ceilings | AP-9; 10W LED - recessed ceiling downlight , IP54 | 256 | Nr. | AED | 383 | 98048 | 3.01 | Internal Finishes | Area (m²), Length (m) | 65 | Fuzzy | ⚠ | Priced
| Citywalk Plot 5.11 Main Works Contract BOQ (1).xlsx | U |  |  | NEW | CITYWALK PHASE-05, PLOT 5.11 | Residential | CITYWALK RESIDENTIAL 1 LLC |  | J — Finishes | J | J02 | J0201 | J2 Backgrounds | AP-10; 8W LED - recessed ceiling adjustable downlight , IP67 | 407 | Nr. | AED | 383 | 155881 | 3.01 | Internal Finishes | Area (m²), Length (m) | 62 | Fuzzy | ⚠ | Priced
| Citywalk Plot 5.11 Main Works Contract BOQ (1).xlsx | V |  |  | NEW | CITYWALK PHASE-05, PLOT 5.11 | Residential | CITYWALK RESIDENTIAL 1 LLC |  | R — Electrical Engineering Installations | R | R54 | R5402 |  | AP-11; 20W/M LED - recessed linear light , IP40 | 117 | m | AED | 856 | 100152 | 5.08 | Electrical Installations – Luminaires & Fittings | m (Linear metres) | 88 | AI | ✓ | Priced
| Citywalk Plot 5.11 Main Works Contract BOQ (1).xlsx | W |  |  | NEW | CITYWALK PHASE-05, PLOT 5.11 | Residential | CITYWALK RESIDENTIAL 1 LLC |  | R — Electrical Engineering Installations | R | R54 | R5404 |  | AP-11; Track Channel | 146 | m | AED | 599 | 87454 | 5.08 | Electrical Installations – Lighting Systems Infrastructure | m (Linear metres) | 85 | AI | ✓ | Priced
| Citywalk Plot 5.11 Main Works Contract BOQ (1).xlsx | X |  |  | NEW | CITYWALK PHASE-05, PLOT 5.11 | Residential | CITYWALK RESIDENTIAL 1 LLC |  | R — Electrical Engineering Installations | R | R54 | R5402 |  | AP-12; 2.1W LED - wall recessed light , IP67 | 28 | Nr. | AED | 554 | 15512 | 5.08 | Electrical Installations – Luminaires & Fittings | No. (Number) | 88 | AI | ✓ | Priced
| Citywalk Plot 5.11 Main Works Contract BOQ (1).xlsx | A |  |  | NEW | CITYWALK PHASE-05, PLOT 5.11 | Residential | CITYWALK RESIDENTIAL 1 LLC |  | J — Finishes | J | J05 | J0501 | J5 Suspended ceilings | A1; 20W LED - ceiling surface mounted downlight , IP65 | 76 | Nr. | AED | 47 | 3572 | 3.01 | Internal Finishes | Area (m²), Length (m) | 65 | Fuzzy | ⚠ | Priced
| Citywalk Plot 5.11 Main Works Contract BOQ (1).xlsx | B |  |  | NEW | CITYWALK PHASE-05, PLOT 5.11 | Residential | CITYWALK RESIDENTIAL 1 LLC |  | J — Finishes | J | J05 | J0500 | J5 Suspended ceilings | B1; 15W LED recessed / ceiling downlight, IP20 | 16 | Nr. | AED | 47 | 752 | 3.01 | Internal Finishes | Area (m²), Length (m) | 66 | Fuzzy | ⚠ | Priced
| Citywalk Plot 5.11 Main Works Contract BOQ (1).xlsx | C |  |  | NEW | CITYWALK PHASE-05, PLOT 5.11 | Residential | CITYWALK RESIDENTIAL 1 LLC |  | J — Finishes | J | J02 | J0202 | J2 Backgrounds | F1; 30W linear ceiling surface mounted LED light, IP65 | 43 | Nr. | AED | 47 | 2021 | 3.01 | Internal Finishes | Area (m²), Length (m) | 65 | Fuzzy | ⚠ | Priced
| Citywalk Plot 5.11 Main Works Contract BOQ (1).xlsx | D |  |  | NEW | CITYWALK PHASE-05, PLOT 5.11 | Residential | CITYWALK RESIDENTIAL 1 LLC |  | R — Electrical Engineering Installations | R | R54 | R5402 |  | WL; 15W parapet surface mounted wall light LED, IP65 | 26 | Nr. | AED | 47 | 1222 | 5.08 | Electrical Installations – Luminaires & Fittings | No. (Number) | 88 | AI | ✓ | Priced
| Citywalk Plot 5.11 Main Works Contract BOQ (1).xlsx | E |  |  | NEW | CITYWALK PHASE-05, PLOT 5.11 | Residential | CITYWALK RESIDENTIAL 1 LLC |  | J — Finishes | J | J05 | J0500 | J5 Suspended ceilings | CH-1; 10W LED - recessed ceiling downlight , IP65 | 18 | Nr. | AED | 47 | 846 | 3.01 | Internal Finishes | Area (m²), Length (m) | 65 | Fuzzy | ⚠ | Priced
| Citywalk Plot 5.11 Main Works Contract BOQ (1).xlsx | F |  |  | NEW | CITYWALK PHASE-05, PLOT 5.11 | Residential | CITYWALK RESIDENTIAL 1 LLC |  | J — Finishes | J | J05 | J0500 | J5 Suspended ceilings | CH-2; 10W LED - recessed ceiling downlight , IP65 | 6 | Nr. | AED | 47 | 282 | 3.01 | Internal Finishes | Area (m²), Length (m) | 65 | Fuzzy | ⚠ | Priced
| Citywalk Plot 5.11 Main Works Contract BOQ (1).xlsx | G |  |  | NEW | CITYWALK PHASE-05, PLOT 5.11 | Residential | CITYWALK RESIDENTIAL 1 LLC |  | J — Finishes | J | J05 | J0501 | J5 Suspended ceilings | CH-3; 9.6W/M LED - linear ceiling cove light , IP67 | 11 | m | AED | 18 | 198 | 3.01 | Internal Finishes | Area (m²), Length (m) | 61 | Fuzzy | ⚠ | Priced
| Citywalk Plot 5.11 Main Works Contract BOQ (1).xlsx | H |  |  | NEW | CITYWALK PHASE-05, PLOT 5.11 | Residential | CITYWALK RESIDENTIAL 1 LLC |  | K — Accessories | K | K02 | K0201 | K2 Partitions | CH-4; 9.6W/M LED - linear mirror light , IP67 | 12 | m | AED | 18 | 216 | 3.01 | Accessories – Mirror | Enumerated (nr) | 93 | Rule | ✓ | Priced
| Citywalk Plot 5.11 Main Works Contract BOQ (1).xlsx | J |  |  | NEW | CITYWALK PHASE-05, PLOT 5.11 | Residential | CITYWALK RESIDENTIAL 1 LLC |  | J — Finishes | J | J05 | J0501 | J5 Suspended ceilings | CR-1; 11.9W LED - recessed ceiling til table downlight , IP20 | 426 | Nr. | AED | 47 | 20022 | 3.01 | Internal Finishes | Area (m²), Length (m) | 67 | Fuzzy | ⚠ | Priced
| Citywalk Plot 5.11 Main Works Contract BOQ (1).xlsx | K |  |  | NEW | CITYWALK PHASE-05, PLOT 5.11 | Residential | CITYWALK RESIDENTIAL 1 LLC |  | R — Electrical Engineering Installations | R | R54 | R5404 |  | CR-1; Linear track for downlight mounting | 601 | m | AED | 18 | 10818 | 5.08 | Electrical Installations – Lighting Systems Infrastructure | m (Linear metres) | 85 | AI | ✓ | Priced
| Citywalk Plot 5.11 Main Works Contract BOQ (1).xlsx | L |  |  | NEW | CITYWALK PHASE-05, PLOT 5.11 | Residential | CITYWALK RESIDENTIAL 1 LLC |  | J — Finishes | J | J02 | J0201 | J2 Backgrounds | CR-2; 9.6W/M LED - linear ceiling cove light , IP20 | 727 | m | AED | 18 | 13086 | 3.01 | Internal Finishes | Area (m²), Length (m) | 62 | Fuzzy | ⚠ | Priced
| Citywalk Plot 5.11 Main Works Contract BOQ (1).xlsx | M |  |  | NEW | CITYWALK PHASE-05, PLOT 5.11 | Residential | CITYWALK RESIDENTIAL 1 LLC |  | J — Finishes | J | J05 | J0500 | J5 Suspended ceilings | GY-1; 12W/M LED - suspended linear light , IP20 | 68 | m | AED | 18 | 1224 | 3.01 | Internal Finishes | Area (m²), Length (m) | 69 | Fuzzy | ⚠ | Priced
| Citywalk Plot 5.11 Main Works Contract BOQ (1).xlsx | N |  |  | NEW | CITYWALK PHASE-05, PLOT 5.11 | Residential | CITYWALK RESIDENTIAL 1 LLC |  | J — Finishes | J | J05 | J0500 | J5 Suspended ceilings | GY-2; 8W LED - suspended downlight , IP20 | 26 | Nr. | AED | 47 | 1222 | 3.01 | Internal Finishes | Area (m²), Length (m) | 67 | Fuzzy | ⚠ | Priced
| Citywalk Plot 5.11 Main Works Contract BOQ (1).xlsx | P |  |  | NEW | CITYWALK PHASE-05, PLOT 5.11 | Residential | CITYWALK RESIDENTIAL 1 LLC |  | M — Furnishings | M | M00 | M0000 |  | GY-3; 4.8W/M LED - linear furniture light, IP20 | 9 | m | AED | 18 | 162 | 4.01 | Furnishings | Enumerated (nr), Length (m), Item | 65 | Fuzzy | ⚠ | Priced
| Citywalk Plot 5.11 Main Works Contract BOQ (1).xlsx | Q |  |  | NEW | CITYWALK PHASE-05, PLOT 5.11 | Residential | CITYWALK RESIDENTIAL 1 LLC |  | R — Electrical Engineering Installations | R | R54 | R5402 |  | GY-6; 16W LED - track mounted spot light , IP20 | 4 | Nr. | AED | 47 | 188 | 5.08 | Electrical Installations – Luminaires & Fittings | No. (Number) | 88 | AI | ✓ | Priced
| Citywalk Plot 5.11 Main Works Contract BOQ (1).xlsx | R |  |  | NEW | CITYWALK PHASE-05, PLOT 5.11 | Residential | CITYWALK RESIDENTIAL 1 LLC |  | B — Site Work | B | B23 | B2305 | B23 Railway work | Track for GY-6 | 6 | m | AED | 18 | 108 | 8.01 | Site Works, Drainage, External Services & Landscaping | Volume (m³), Length (m), Area (m²), Enumerated (nr), Item | 73 | Fuzzy | ⚠ | Priced
| Citywalk Plot 5.11 Main Works Contract BOQ (1).xlsx | S |  |  | NEW | CITYWALK PHASE-05, PLOT 5.11 | Residential | CITYWALK RESIDENTIAL 1 LLC |  | R — Electrical Engineering Installations | R | R54 | R5402 |  | GY-7; 24W LED - recessed track light , IP20 | 5 | Nr. | AED | 47 | 235 | 5.08 | Electrical Installations – Luminaires & Fittings | No. (Number) | 88 | AI | ✓ | Priced
| Citywalk Plot 5.11 Main Works Contract BOQ (1).xlsx | T |  |  | NEW | CITYWALK PHASE-05, PLOT 5.11 | Residential | CITYWALK RESIDENTIAL 1 LLC |  | B — Site Work | B | B23 | B2305 | B23 Railway work | Track for GY-7 | 7 | m | AED | 18 | 126 | 8.01 | Site Works, Drainage, External Services & Landscaping | Volume (m³), Length (m), Area (m²), Enumerated (nr), Item | 73 | Fuzzy | ⚠ | Priced
| Citywalk Plot 5.11 Main Works Contract BOQ (1).xlsx | U |  |  | NEW | CITYWALK PHASE-05, PLOT 5.11 | Residential | CITYWALK RESIDENTIAL 1 LLC |  | J — Finishes | J | J02 | J0201 | J2 Backgrounds | LY-1; 14.4W/M LED, Linear Ceiling Cove Light - 2700K | 133 | m | AED | 18 | 2394 | 3.01 | Internal Finishes | Area (m²), Length (m) | 61 | Fuzzy | ⚠ | Priced
| Citywalk Plot 5.11 Main Works Contract BOQ (1).xlsx | A |  |  | NEW | CITYWALK PHASE-05, PLOT 5.11 | Residential | CITYWALK RESIDENTIAL 1 LLC |  | J — Finishes | J | J05 | J0501 | J5 Suspended ceilings | LY-2; 11.9W LED, Recessed Ceiling Tiltable Downlight - 2700K | 32 | Nr. | AED | 47 | 1504 | 3.01 | Internal Finishes | Area (m²), Length (m) | 64 | Fuzzy | ⚠ | Priced
| Citywalk Plot 5.11 Main Works Contract BOQ (1).xlsx | B |  |  | NEW | CITYWALK PHASE-05, PLOT 5.11 | Residential | CITYWALK RESIDENTIAL 1 LLC |  | R — Electrical Engineering Installations | R | R54 | R5404 |  | LY-2; Track Channel | 25 | m | AED | 18 | 450 | 5.08 | Electrical Installations – Lighting Systems Infrastructure | m (Linear metres) | 85 | AI | ✓ | Priced
| Citywalk Plot 5.11 Main Works Contract BOQ (1).xlsx | C |  |  | NEW | CITYWALK PHASE-05, PLOT 5.11 | Residential | CITYWALK RESIDENTIAL 1 LLC |  | M — Furnishings | M | M00 | M0000 |  | LY-3; 4.8W/M LED, Linear Furniture Light - 2700K | 22 | m | AED | 18 | 396 | 4.01 | Furnishings | Enumerated (nr), Length (m), Item | 62 | Fuzzy | ⚠ | Priced
| Citywalk Plot 5.11 Main Works Contract BOQ (1).xlsx | D |  |  | NEW | CITYWALK PHASE-05, PLOT 5.11 | Residential | CITYWALK RESIDENTIAL 1 LLC |  | R — Electrical Engineering Installations | R | R54 | R5402 |  | LY-4; 40W/M LED, Recessed Linear Light - 2700K | 12 | m | AED | 18 | 216 | 5.08 | Electrical Installations – Luminaires & Fittings | m (Linear metres) | 88 | AI | ✓ | Priced
| Citywalk Plot 5.11 Main Works Contract BOQ (1).xlsx | E |  |  | NEW | CITYWALK PHASE-05, PLOT 5.11 | Residential | CITYWALK RESIDENTIAL 1 LLC |  | R — Electrical Engineering Installations | R | R54 | R5404 |  | LY-4; Track Channel | 12 | m | AED | 18 | 216 | 5.08 | Electrical Installations – Lighting Systems Infrastructure | m (Linear metres) | 85 | AI | ✓ | Priced
| Citywalk Plot 5.11 Main Works Contract BOQ (1).xlsx | F |  |  | NEW | CITYWALK PHASE-05, PLOT 5.11 | Residential | CITYWALK RESIDENTIAL 1 LLC |  | J — Finishes | J | J02 | J0201 | J2 Backgrounds | AP-1; 9.6W/M LED - linear ceiling cove light , IP20 | 3080 | m | AED | 18 | 55440 | 3.01 | Internal Finishes | Area (m²), Length (m) | 62 | Fuzzy | ⚠ | Priced
| Citywalk Plot 5.11 Main Works Contract BOQ (1).xlsx | G |  |  | NEW | CITYWALK PHASE-05, PLOT 5.11 | Residential | CITYWALK RESIDENTIAL 1 LLC |  | R — Electrical Engineering Installations | R | R54 | R5402 |  | AP-2; 9.6W/M LED - linear cove light , IP67 | 400 | m | AED | 18 | 7200 | 5.08 | Electrical Installations – Luminaires & Fittings | m (Linear metres) | 88 | AI | ✓ | Priced
| Citywalk Plot 5.11 Main Works Contract BOQ (1).xlsx | H |  |  | NEW | CITYWALK PHASE-05, PLOT 5.11 | Residential | CITYWALK RESIDENTIAL 1 LLC |  | K — Accessories | K | K02 | K0201 | K2 Partitions | AP-3; 4.8W/M LED - linear mirror light , IP67 | 364 | m | AED | 18 | 6552 | 3.01 | Accessories – Mirror | Enumerated (nr) | 93 | Rule | ✓ | Priced
| Citywalk Plot 5.11 Main Works Contract BOQ (1).xlsx | J |  |  | NEW | CITYWALK PHASE-05, PLOT 5.11 | Residential | CITYWALK RESIDENTIAL 1 LLC |  | R — Electrical Engineering Installations | R | R54 | R5402 |  | AP-4; 8.6W/M LED - linear under cabinet light , IP67 | 268 | m | AED | 18 | 4824 | 5.08 | Electrical Installations – Luminaires & Fittings | m (Linear metres) | 88 | AI | ✓ | Priced
| Citywalk Plot 5.11 Main Works Contract BOQ (1).xlsx | K |  |  | NEW | CITYWALK PHASE-05, PLOT 5.11 | Residential | CITYWALK RESIDENTIAL 1 LLC |  | R — Electrical Engineering Installations | R | R54 | R5402 |  | AP-5; 20W/M LED - recessed linear light , IP40 | 259 | m | AED | 18 | 4662 | 5.08 | Electrical Installations – Luminaires & Fittings | m (Linear metres) | 88 | AI | ✓ | Priced
| Citywalk Plot 5.11 Main Works Contract BOQ (1).xlsx | L |  |  | NEW | CITYWALK PHASE-05, PLOT 5.11 | Residential | CITYWALK RESIDENTIAL 1 LLC |  | R — Electrical Engineering Installations | R | R54 | R5404 |  | AP-5; Track Channel | 527 | m | AED | 18 | 9486 | 5.08 | Electrical Installations – Lighting Systems Infrastructure | m (Linear metres) | 85 | AI | ✓ | Priced
| Citywalk Plot 5.11 Main Works Contract BOQ (1).xlsx | M |  |  | NEW | CITYWALK PHASE-05, PLOT 5.11 | Residential | CITYWALK RESIDENTIAL 1 LLC |  | M — Furnishings | M | M00 | M0000 |  | AP-6; 4.8W/M LED - linear furniture light , IP67 | 9 | m | AED | 18 | 162 | 4.01 | Furnishings | Enumerated (nr), Length (m), Item | 63 | Fuzzy | ⚠ | Priced
| Citywalk Plot 5.11 Main Works Contract BOQ (1).xlsx | N |  |  | NEW | CITYWALK PHASE-05, PLOT 5.11 | Residential | CITYWALK RESIDENTIAL 1 LLC |  | J — Finishes | J | J05 | J0500 | J5 Suspended ceilings | AP-7; 10W LED - recessed ceiling downlight , IP20 | 615 | Nr. | AED | 47 | 28905 | 3.01 | Internal Finishes | Area (m²), Length (m) | 65 | Fuzzy | ⚠ | Priced
| Citywalk Plot 5.11 Main Works Contract BOQ (1).xlsx | P |  |  | NEW | CITYWALK PHASE-05, PLOT 5.11 | Residential | CITYWALK RESIDENTIAL 1 LLC |  | J — Finishes | J | J05 | J0500 | J5 Suspended ceilings | AP-8; 10W LED - recessed ceiling downlight , IP54 | 84 | Nr. | AED | 47 | 3948 | 3.01 | Internal Finishes | Area (m²), Length (m) | 65 | Fuzzy | ⚠ | Priced
| Citywalk Plot 5.11 Main Works Contract BOQ (1).xlsx | Q |  |  | NEW | CITYWALK PHASE-05, PLOT 5.11 | Residential | CITYWALK RESIDENTIAL 1 LLC |  | J — Finishes | J | J05 | J0500 | J5 Suspended ceilings | AP-9; 10W LED - recessed ceiling downlight , IP54 | 256 | Nr. | AED | 47 | 12032 | 3.01 | Internal Finishes | Area (m²), Length (m) | 65 | Fuzzy | ⚠ | Priced
| Citywalk Plot 5.11 Main Works Contract BOQ (1).xlsx | R |  |  | NEW | CITYWALK PHASE-05, PLOT 5.11 | Residential | CITYWALK RESIDENTIAL 1 LLC |  | J — Finishes | J | J02 | J0201 | J2 Backgrounds | AP-10; 8W LED - recessed ceiling adjustable downlight , IP67 | 407 | Nr. | AED | 47 | 19129 | 3.01 | Internal Finishes | Area (m²), Length (m) | 62 | Fuzzy | ⚠ | Priced
| Citywalk Plot 5.11 Main Works Contract BOQ (1).xlsx | S |  |  | NEW | CITYWALK PHASE-05, PLOT 5.11 | Residential | CITYWALK RESIDENTIAL 1 LLC |  | R — Electrical Engineering Installations | R | R54 | R5402 |  | AP-11; 20W/M LED - recessed linear light , IP40 | 117 | m | AED | 18 | 2106 | 5.08 | Electrical Installations – Luminaires & Fittings | m (Linear metres) | 88 | AI | ✓ | Priced
| Citywalk Plot 5.11 Main Works Contract BOQ (1).xlsx | T |  |  | NEW | CITYWALK PHASE-05, PLOT 5.11 | Residential | CITYWALK RESIDENTIAL 1 LLC |  | R — Electrical Engineering Installations | R | R54 | R5404 |  | AP-11; Track Channel | 146 | m | AED | 18 | 2628 | 5.08 | Electrical Installations – Lighting Systems Infrastructure | m (Linear metres) | 85 | AI | ✓ | Priced
| Citywalk Plot 5.11 Main Works Contract BOQ (1).xlsx | U |  |  | NEW | CITYWALK PHASE-05, PLOT 5.11 | Residential | CITYWALK RESIDENTIAL 1 LLC |  | R — Electrical Engineering Installations | R | R54 | R5402 |  | AP-12; 2.1W LED - wall recessed light , IP67 | 28 | Nr. | AED | 47 | 1316 | 5.08 | Electrical Installations – Luminaires & Fittings | No. (Number) | 88 | AI | ✓ | Priced
| Citywalk Plot 5.11 Main Works Contract BOQ (1).xlsx | A |  |  | NEW | CITYWALK PHASE-05, PLOT 5.11 | Residential | CITYWALK RESIDENTIAL 1 LLC |  | C — Concrete Work | C | C04 | C0402 | C4 Shuttering | EX-1; 5W/FT LED, surface mounted linear wall grazer light, narrow beam, IP66 | 251 | m | AED | 1556 | 390556 | 2.01 | Frame / Concrete Work | Volume (m³), Weight (t), Area (m²), Length (m), Enumerated (nr) | 62 | Fuzzy | ⚠ | Priced
| Citywalk Plot 5.11 Main Works Contract BOQ (1).xlsx | B |  |  | NEW | CITYWALK PHASE-05, PLOT 5.11 | Residential | CITYWALK RESIDENTIAL 1 LLC |  | C — Concrete Work | C | C06 | C0603 | C6 Prestressed concrete | EX-8; 12.3W LED, Recessed Ceiling Downlight with Wide Beam Distribution, IP65 | 16 | Nr. | AED | 1494 | 23904 | 2.01 | Frame / Concrete Work | Volume (m³), Weight (t), Area (m²), Length (m), Enumerated (nr) | 63 | Fuzzy | ⚠ | Priced
| Citywalk Plot 5.11 Main Works Contract BOQ (1).xlsx | C |  |  | NEW | CITYWALK PHASE-05, PLOT 5.11 | Residential | CITYWALK RESIDENTIAL 1 LLC |  | C — Concrete Work | C | C04 | C0402 | C4 Shuttering | EX-1; 5W/FT LED, surface mounted linear wall grazer light, narrow beam, IP66 | 251 | m | AED | 19 | 4769 | 2.01 | Frame / Concrete Work | Volume (m³), Weight (t), Area (m²), Length (m), Enumerated (nr) | 62 | Fuzzy | ⚠ | Priced
| Citywalk Plot 5.11 Main Works Contract BOQ (1).xlsx | D |  |  | NEW | CITYWALK PHASE-05, PLOT 5.11 | Residential | CITYWALK RESIDENTIAL 1 LLC |  | C — Concrete Work | C | C06 | C0603 | C6 Prestressed concrete | EX-8; 12.3W LED, Recessed Ceiling Downlight with Wide Beam Distribution, IP65 | 16 | Nr. | AED | 112 | 1792 | 2.01 | Frame / Concrete Work | Volume (m³), Weight (t), Area (m²), Length (m), Enumerated (nr) | 63 | Fuzzy | ⚠ | Priced
| Citywalk Plot 5.11 Main Works Contract BOQ (1).xlsx | E |  |  | NEW | CITYWALK PHASE-05, PLOT 5.11 | Residential | CITYWALK RESIDENTIAL 1 LLC |  | R — Electrical Engineering Installations | R | R54 | R5402 |  | LL-1; 8.5W LED, spike light, medium beam, IP67 | 8 | Nr. | AED | 826 | 6608 | 5.08 | Electrical Installations – Luminaires & Fittings | No. (Number) | 88 | AI | ✓ | Priced
| Citywalk Plot 5.11 Main Works Contract BOQ (1).xlsx | F |  |  | NEW | CITYWALK PHASE-05, PLOT 5.11 | Residential | CITYWALK RESIDENTIAL 1 LLC |  | C — Concrete Work | C | C05 | C0502 | C5 Precast concrete | LL-5; 5W/m LED, linear light with diffused beam, 120° beam angle, IP67 | 12 | m | AED | 771 | 9252 | 2.01 | Frame / Concrete Work | Volume (m³), Weight (t), Area (m²), Length (m), Enumerated (nr) | 62 | Fuzzy | ⚠ | Priced
| Citywalk Plot 5.11 Main Works Contract BOQ (1).xlsx | G |  |  | NEW | CITYWALK PHASE-05, PLOT 5.11 | Residential | CITYWALK RESIDENTIAL 1 LLC |  | R — Electrical Engineering Installations | R | R54 | R5402 |  | LL-12; 2.6W LED, wall recessed light, asymmetrical beam, IP66 | 5 | Nr. | AED | 779 | 3895 | 5.08 | Electrical Installations – Luminaires & Fittings | No. (Number) | 88 | AI | ✓ | Priced
| Citywalk Plot 5.11 Main Works Contract BOQ (1).xlsx | H |  |  | NEW | CITYWALK PHASE-05, PLOT 5.11 | Residential | CITYWALK RESIDENTIAL 1 LLC |  | R — Electrical Engineering Installations | R | R54 | R5402 |  | LL-1; 8.5W LED, spike light, medium beam, IP67 | 8 | Nr. | AED | 112 | 896 | 5.08 | Electrical Installations – Luminaires & Fittings | No. (Number) | 88 | AI | ✓ | Priced
| Citywalk Plot 5.11 Main Works Contract BOQ (1).xlsx | J |  |  | NEW | CITYWALK PHASE-05, PLOT 5.11 | Residential | CITYWALK RESIDENTIAL 1 LLC |  | C — Concrete Work | C | C05 | C0502 | C5 Precast concrete | LL-5; 5W/m LED, linear light with diffused beam, 120° beam angle, IP67 | 12 | m | AED | 19 | 228 | 2.01 | Frame / Concrete Work | Volume (m³), Weight (t), Area (m²), Length (m), Enumerated (nr) | 62 | Fuzzy | ⚠ | Priced
| Citywalk Plot 5.11 Main Works Contract BOQ (1).xlsx | K |  |  | NEW | CITYWALK PHASE-05, PLOT 5.11 | Residential | CITYWALK RESIDENTIAL 1 LLC |  | R — Electrical Engineering Installations | R | R54 | R5402 |  | LL-12; 2.6W LED, wall recessed light, asymmetrical beam, IP66 | 5 | Nr. | AED | 112 | 560 | 5.08 | Electrical Installations – Luminaires & Fittings | No. (Number) | 88 | AI | ✓ | Priced
| Citywalk Plot 5.11 Main Works Contract BOQ (1).xlsx | A |  |  | NEW | CITYWALK PHASE-05, PLOT 5.11 | Residential | CITYWALK RESIDENTIAL 1 LLC |  | R — Electrical Engineering Installations | R | R04 | R0401 | R4 Final sub-circuits and auxiliary installations | 10A, 1 gang 1 way switch | 158 | Nr. | AED | 97 | 15326 | 3.01 | Electrical – Switch | Enumerated (nr) | 97 | Rule | ✓ | Priced
| Citywalk Plot 5.11 Main Works Contract BOQ (1).xlsx | B |  |  | NEW | CITYWALK PHASE-05, PLOT 5.11 | Residential | CITYWALK RESIDENTIAL 1 LLC |  | R — Electrical Engineering Installations | R | R04 | R0401 | R4 Final sub-circuits and auxiliary installations | 10A, 1 gang 1 way switch, W/P | 10 | Nr. | AED | 80 | 800 | 3.01 | Electrical – Switch | Enumerated (nr) | 97 | Rule | ✓ | Priced
| Citywalk Plot 5.11 Main Works Contract BOQ (1).xlsx | C |  |  | NEW | CITYWALK PHASE-05, PLOT 5.11 | Residential | CITYWALK RESIDENTIAL 1 LLC |  | R — Electrical Engineering Installations | R | R53 | R5302 |  | 10A, 2 gang 1 way switch | 285 | Nr. | AED | 105 | 29925 | 5.08 | Electrical Installations – Switchgear & Controls | No. (Number) | 82 | AI | ⚠ | Priced
| Citywalk Plot 5.11 Main Works Contract BOQ (1).xlsx | D |  |  | NEW | CITYWALK PHASE-05, PLOT 5.11 | Residential | CITYWALK RESIDENTIAL 1 LLC |  | R — Electrical Engineering Installations | R | R53 | R5302 |  | 10A, 2 gang override switch | 8 | Nr. | AED | 105 | 840 | 5.08 | Electrical Installations – Switchgear & Controls | No. (Number) | 82 | AI | ⚠ | Priced
| Citywalk Plot 5.11 Main Works Contract BOQ (1).xlsx | E |  |  | NEW | CITYWALK PHASE-05, PLOT 5.11 | Residential | CITYWALK RESIDENTIAL 1 LLC |  | R — Electrical Engineering Installations | R | R52 | R5201 |  | 10A, 3 gang 1 way switch | 62 | Nr. | AED | 122 | 7564 | 5.08 | Electrical Installations – Lighting Controls | Number | 85 | AI | ✓ | Priced
| Citywalk Plot 5.11 Main Works Contract BOQ (1).xlsx | F |  |  | NEW | CITYWALK PHASE-05, PLOT 5.11 | Residential | CITYWALK RESIDENTIAL 1 LLC |  | R — Electrical Engineering Installations | R | R04 | R0401 | R4 Final sub-circuits and auxiliary installations | 10A, 1 gang 2 way switch | 228 | Nr. | AED | 104 | 23712 | 3.01 | Electrical – Switch | Enumerated (nr) | 97 | Rule | ✓ | Priced
| Citywalk Plot 5.11 Main Works Contract BOQ (1).xlsx | G |  |  | NEW | CITYWALK PHASE-05, PLOT 5.11 | Residential | CITYWALK RESIDENTIAL 1 LLC |  | R — Electrical Engineering Installations | R | R04 | R0401 | R4 Final sub-circuits and auxiliary installations | 10A, 1 gang 2 way switch, WP | 3 | Nr. | AED | 80 | 240 | 3.01 | Electrical – Switch | Enumerated (nr) | 97 | Rule | ✓ | Priced
| Citywalk Plot 5.11 Main Works Contract BOQ (1).xlsx | H |  |  | NEW | CITYWALK PHASE-05, PLOT 5.11 | Residential | CITYWALK RESIDENTIAL 1 LLC |  | R — Electrical Engineering Installations | R | R04 | R0401 | R4 Final sub-circuits and auxiliary installations | 10A, 1 gang 2 way intermediate switch | 54 | Nr. | AED | 122 | 6588 | 5.08 | Electrical Engineering Installations | Length (m), Enumerated (nr), Item | 69 | Fuzzy | ⚠ | Priced
| Citywalk Plot 5.11 Main Works Contract BOQ (1).xlsx | J |  |  | NEW | CITYWALK PHASE-05, PLOT 5.11 | Residential | CITYWALK RESIDENTIAL 1 LLC |  | R — Electrical Engineering Installations | R | R04 | R0401 | R4 Final sub-circuits and auxiliary installations | 10A, 2 gang 2 way switch | 172 | Nr. | AED | 122 | 20984 | 3.01 | Electrical – Switch | Enumerated (nr) | 97 | Rule | ✓ | Priced
| Citywalk Plot 5.11 Main Works Contract BOQ (1).xlsx | K |  |  | NEW | CITYWALK PHASE-05, PLOT 5.11 | Residential | CITYWALK RESIDENTIAL 1 LLC |  | R — Electrical Engineering Installations | R | R52 | R5201 |  | 10A, 3 gang 2 way switch | 252 | Nr. | AED | 129 | 32508 | 5.08 | Electrical Installations – Lighting Controls | Number | 85 | AI | ✓ | Priced
| Citywalk Plot 5.11 Main Works Contract BOQ (1).xlsx | L |  |  | NEW | CITYWALK PHASE-05, PLOT 5.11 | Residential | CITYWALK RESIDENTIAL 1 LLC |  | C — Concrete Work | C | C02 | C0201 | C2 Poured concrete | Push button KNX switch for staircase | 18 | Nr. | AED | 179 | 3222 | 2.01 | Frame | Volume (m³) | 93 | Rule | ✓ | Priced
| Citywalk Plot 5.11 Main Works Contract BOQ (1).xlsx | M |  |  | NEW | CITYWALK PHASE-05, PLOT 5.11 | Residential | CITYWALK RESIDENTIAL 1 LLC |  | B — Site Work | B | B23 | B2303 | B23 Railway work | 13A switch and fused + neon spur outlet | 44 | Nr. | AED | 49 | 2156 | 8.01 | Site Works, Drainage, External Services & Landscaping | Volume (m³), Length (m), Area (m²), Enumerated (nr), Item | 61 | Fuzzy | ⚠ | Priced
| Citywalk Plot 5.11 Main Works Contract BOQ (1).xlsx | N |  |  | NEW | CITYWALK PHASE-05, PLOT 5.11 | Residential | CITYWALK RESIDENTIAL 1 LLC |  | R — Electrical Engineering Installations | R | R52 | R5202 |  | Motion sensor | 142 | Nr. | AED | 1562 | 221804 | 5.08 | Electrical Installations – Lighting Controls | Number | 82 | AI | ⚠ | Priced
| Citywalk Plot 5.11 Main Works Contract BOQ (1).xlsx | P |  |  | NEW | CITYWALK PHASE-05, PLOT 5.11 | Residential | CITYWALK RESIDENTIAL 1 LLC |  | R — Electrical Engineering Installations | R | R51 | R5101 |  | LCP-DB-LL-L1 | 1 | Nr. | AED | 5207 | 5207 | 5.08 | Electrical Installations – Main Distribution | Number | 88 | AI | ✓ | Priced
| Citywalk Plot 5.11 Main Works Contract BOQ (1).xlsx | Q |  |  | NEW | CITYWALK PHASE-05, PLOT 5.11 | Residential | CITYWALK RESIDENTIAL 1 LLC |  | R — Electrical Engineering Installations | R | R51 | R5101 |  | LCP-DB-LL-L3 | 1 | Nr. | AED | 5207 | 5207 | 5.08 | Electrical Installations – Main Distribution | Number | 88 | AI | ✓ | Priced
| Citywalk Plot 5.11 Main Works Contract BOQ (1).xlsx | R |  |  | NEW | CITYWALK PHASE-05, PLOT 5.11 | Residential | CITYWALK RESIDENTIAL 1 LLC |  | R — Electrical Engineering Installations | R | R51 | R5101 |  | LCP-DB-LL-L6 | 1 | Nr. | AED | 5207 | 5207 | 5.08 | Electrical Installations – Main Distribution | Number | 88 | AI | ✓ | Priced
| Citywalk Plot 5.11 Main Works Contract BOQ (1).xlsx | S |  |  | NEW | CITYWALK PHASE-05, PLOT 5.11 | Residential | CITYWALK RESIDENTIAL 1 LLC |  | R — Electrical Engineering Installations | R | R51 | R5101 |  | LCP-DB-LL-RF | 1 | Nr. | AED | 5207 | 5207 | 5.08 | Electrical Installations – Main Distribution | Number | 88 | AI | ✓ | Priced
| Citywalk Plot 5.11 Main Works Contract BOQ (1).xlsx | T |  |  | NEW | CITYWALK PHASE-05, PLOT 5.11 | Residential | CITYWALK RESIDENTIAL 1 LLC |  | H — Doors And Windows | H | H01 | H0100 | H1 Doors | Photocell outdoor, wall mounted | 1 | Nr. | AED | 1389 | 1389 | 2.06 | Windows and External Doors | Enumerated (nr), Area (m²), Length (m) | 62 | Fuzzy | ⚠ | Priced
| Citywalk Plot 5.11 Main Works Contract BOQ (1).xlsx | A |  |  | NEW | CITYWALK PHASE-05, PLOT 5.11 | Residential | CITYWALK RESIDENTIAL 1 LLC |  | R — Electrical Engineering Installations | R | R04 | R0401 | R4 Final sub-circuits and auxiliary installations | Emergency and exit lighting points | 317 | Nr. | AED | 358 | 113486 | 5.08 | Electrical Engineering Installations | Length (m), Enumerated (nr), Item | 79 | Fuzzy | ⚠ | Priced
| Citywalk Plot 5.11 Main Works Contract BOQ (1).xlsx | B |  |  | NEW | CITYWALK PHASE-05, PLOT 5.11 | Residential | CITYWALK RESIDENTIAL 1 LLC |  | R — Electrical Engineering Installations | R | R52 | R5203 |  | Sub circuit monitoring (SCM) | 3 | Nr. | AED | 358 | 1074 | 5.08 | Electrical Installations – Monitoring Systems | Number | 85 | AI | ✓ | Priced
| Citywalk Plot 5.11 Main Works Contract BOQ (1).xlsx | C |  |  | NEW | CITYWALK PHASE-05, PLOT 5.11 | Residential | CITYWALK RESIDENTIAL 1 LLC |  | R — Electrical Engineering Installations | R | R53 | R5301 |  | EX4; 2W LED exit light, hanging or recess mounted, with double sided, IP20 | 34 | Nr. | AED | 1287 | 43758 | 5.11 | Fire & Lightning Protection – Exit Signs | Number | 90 | AI | ✓ | Priced
| Citywalk Plot 5.11 Main Works Contract BOQ (1).xlsx | D |  |  | NEW | CITYWALK PHASE-05, PLOT 5.11 | Residential | CITYWALK RESIDENTIAL 1 LLC |  | R — Electrical Engineering Installations | R | R53 | R5301 |  | EX5; 2W LED exit light, hanging or recess mounted,IP20 | 34 | Nr. | AED | 1053 | 35802 | 5.11 | Fire & Lightning Protection – Exit Signs | Number | 90 | AI | ✓ | Priced
| Citywalk Plot 5.11 Main Works Contract BOQ (1).xlsx | E |  |  | NEW | CITYWALK PHASE-05, PLOT 5.11 | Residential | CITYWALK RESIDENTIAL 1 LLC |  | R — Electrical Engineering Installations | R | R53 | R5301 |  | EX6; 2W LED exit light, surface or wall mounted,IP54 | 8 | Nr. | AED | 1170 | 9360 | 5.11 | Fire & Lightning Protection – Exit Signs | Number | 90 | AI | ✓ | Priced
| Citywalk Plot 5.11 Main Works Contract BOQ (1).xlsx | F |  |  | NEW | CITYWALK PHASE-05, PLOT 5.11 | Residential | CITYWALK RESIDENTIAL 1 LLC |  | R — Electrical Engineering Installations | R | R53 | R5302 |  | EM1; 6W LED emergency light, recess mounted, non-maintained,IP20 | 103 | Nr. | AED | 702 | 72306 | 5.11 | Fire & Lightning Protection – Emergency Lighting | Number | 90 | AI | ✓ | Priced
| Citywalk Plot 5.11 Main Works Contract BOQ (1).xlsx | G |  |  | NEW | CITYWALK PHASE-05, PLOT 5.11 | Residential | CITYWALK RESIDENTIAL 1 LLC |  | R — Electrical Engineering Installations | R | R53 | R5302 |  | EM3; 6W/8W LED emergency light, recess mounted, non-maintained,IP55 | 3 | Nr. | AED | 819 | 2457 | 5.11 | Fire & Lightning Protection – Emergency Lighting | Number | 90 | AI | ✓ | Priced
| Citywalk Plot 5.11 Main Works Contract BOQ (1).xlsx | H |  |  | NEW | CITYWALK PHASE-05, PLOT 5.11 | Residential | CITYWALK RESIDENTIAL 1 LLC |  | R — Electrical Engineering Installations | R | R53 | R5302 |  | EM5; 6W/8W LED emergency light, surface or semi-recessed mounted, non-maintained | 105 | Nr. | AED | 702 | 73710 | 5.11 | Fire & Lightning Protection – Emergency Lighting | Number | 90 | AI | ✓ | Priced
| Citywalk Plot 5.11 Main Works Contract BOQ (1).xlsx | A |  |  | NEW | CITYWALK PHASE-05, PLOT 5.11 | Residential | CITYWALK RESIDENTIAL 1 LLC |  | R — Electrical Engineering Installations | R | R53 | R5302 |  | EM7; 6W/8W LED emergency light, surface mounted, non-maintained,IP55 | 30 | Nr. | AED | 819 | 24570 | 5.11 | Fire & Lightning Protection – Emergency Lighting | Number | 90 | AI | ✓ | Priced
| Citywalk Plot 5.11 Main Works Contract BOQ (1).xlsx | B |  |  | NEW | CITYWALK PHASE-05, PLOT 5.11 | Residential | CITYWALK RESIDENTIAL 1 LLC |  | R — Electrical Engineering Installations | R | R52 | R5203 |  | Sub circuit monitoring (SCM) | 3 | Nr. | AED | 10764 | 32292 | 5.11 | Fire & Lightning Protection – Monitoring | Number | 85 | AI | ✓ | Priced
| Citywalk Plot 5.11 Main Works Contract BOQ (1).xlsx | A |  |  | NEW | CITYWALK PHASE-05, PLOT 5.11 | Residential | CITYWALK RESIDENTIAL 1 LLC |  | A — General Requirements | A | A08 | A0801 | Temporary works | Allow for electrical room earthing system | 1 | Item | AED | 19090 | 19090 | 9.01 | Preliminaries / General Requirements | Item | 65 | Fuzzy | ⚠ | Priced
| Citywalk Plot 5.11 Main Works Contract BOQ (1).xlsx | B |  |  | NEW | CITYWALK PHASE-05, PLOT 5.11 | Residential | CITYWALK RESIDENTIAL 1 LLC |  | A — General Requirements | A | A06 | A0601 | Employer's facilities | Allow for GSM room earthing system | 1 | Item | AED | 1909 | 1909 | 9.01 | Preliminaries / General Requirements | Item | 64 | Fuzzy | ⚠ | Priced
| Citywalk Plot 5.11 Main Works Contract BOQ (1).xlsx | C |  |  | NEW | CITYWALK PHASE-05, PLOT 5.11 | Residential | CITYWALK RESIDENTIAL 1 LLC |  | A — General Requirements | A | A05 | A0501 | Constructional plant | Allow for telecom room earthing system | 1 | Item | AED | 19090 | 19090 | 9.01 | Preliminaries / General Requirements | Item | 66 | Fuzzy | ⚠ | Priced
| Citywalk Plot 5.11 Main Works Contract BOQ (1).xlsx | D |  |  | NEW | CITYWALK PHASE-05, PLOT 5.11 | Residential | CITYWALK RESIDENTIAL 1 LLC |  | R — Electrical Engineering Installations | R | R54 | R5401 |  | 25 x 3mm copper tape | 555 | m | AED | 115 | 63825 | 5.11 | Fire & Lightning Protection – Lightning Protection | Linear meter | 90 | AI | ✓ | Priced
| Citywalk Plot 5.11 Main Works Contract BOQ (1).xlsx | E |  |  | NEW | CITYWALK PHASE-05, PLOT 5.11 | Residential | CITYWALK RESIDENTIAL 1 LLC |  | Q — Mechanical Engineering Installations | Q | Q03 | Q0300 | Q3 Ductwork | Down conductor | 425 | m | AED | 181 | 76925 | 5.06 | Mechanical Engineering Installations | Length (m), Weight (t), Area (m²), Enumerated (nr), Item | 75 | Fuzzy | ⚠ | Priced
| Citywalk Plot 5.11 Main Works Contract BOQ (1).xlsx | F |  |  | NEW | CITYWALK PHASE-05, PLOT 5.11 | Residential | CITYWALK RESIDENTIAL 1 LLC |  | R — Electrical Engineering Installations | R | R54 | R5401 |  | Air rod; 2 meters taper pointed | 2 | Nr. | AED | 955 | 1910 | 5.11 | Fire & Lightning Protection – Lightning Protection | Number | 90 | AI | ✓ | Priced
| Citywalk Plot 5.11 Main Works Contract BOQ (1).xlsx | G |  |  | NEW | CITYWALK PHASE-05, PLOT 5.11 | Residential | CITYWALK RESIDENTIAL 1 LLC |  | R — Electrical Engineering Installations | R | R54 | R5401 |  | Strike pad | 5 | Nr. | AED | 3227 | 16135 | 5.11 | Fire & Lightning Protection – Lightning Protection | Number | 88 | AI | ✓ | Priced
| Citywalk Plot 5.11 Main Works Contract BOQ (1).xlsx | A |  |  | NEW | CITYWALK PHASE-05, PLOT 5.11 | Residential | CITYWALK RESIDENTIAL 1 LLC |  | R — Electrical Engineering Installations | R | R55 | R5501 |  | 100 x 100mm | 98 | m | AED | 46 | 4508 | 5.11 | Fire & Lightning Protection – Fire Detection | Area (m²) | 82 | AI | ⚠ | Priced
| Citywalk Plot 5.11 Main Works Contract BOQ (1).xlsx | B |  |  | NEW | CITYWALK PHASE-05, PLOT 5.11 | Residential | CITYWALK RESIDENTIAL 1 LLC |  | R — Electrical Engineering Installations | R | R07 | R0701 | R7 Equipment | Intelligent optical smoke detector with base points | 453 | Nr. | AED | 351 | 159003 | 3.01 | Electrical – Fire Alarm | Enumerated (nr) | 97 | Rule | ✓ | Priced
| Citywalk Plot 5.11 Main Works Contract BOQ (1).xlsx | C |  |  | NEW | CITYWALK PHASE-05, PLOT 5.11 | Residential | CITYWALK RESIDENTIAL 1 LLC |  | R — Electrical Engineering Installations | R | R07 | R0701 | R7 Equipment | Intelligent optical smoke detector with base wall mounted points | 9 | Nr. | AED | 351 | 3159 | 3.01 | Electrical – Fire Alarm | Enumerated (nr) | 97 | Rule | ✓ | Priced
| Citywalk Plot 5.11 Main Works Contract BOQ (1).xlsx | D |  |  | NEW | CITYWALK PHASE-05, PLOT 5.11 | Residential | CITYWALK RESIDENTIAL 1 LLC |  | R — Electrical Engineering Installations | R | R07 | R0701 | R7 Equipment | Intelligent optical smoke detector with sounder base points | 218 | Nr. | AED | 351 | 76518 | 3.01 | Electrical – Fire Alarm | Enumerated (nr) | 97 | Rule | ✓ | Priced
| Citywalk Plot 5.11 Main Works Contract BOQ (1).xlsx | E |  |  | NEW | CITYWALK PHASE-05, PLOT 5.11 | Residential | CITYWALK RESIDENTIAL 1 LLC |  | R — Electrical Engineering Installations | R | R55 | R5502 |  | Intelligent heat detector with base points | 128 | Nr. | AED | 351 | 44928 | 5.11 | Fire & Lightning Protection – Fire Detection | Number | 90 | AI | ✓ | Priced
| Citywalk Plot 5.11 Main Works Contract BOQ (1).xlsx | F |  |  | NEW | CITYWALK PHASE-05, PLOT 5.11 | Residential | CITYWALK RESIDENTIAL 1 LLC |  | R — Electrical Engineering Installations | R | R55 | R5502 |  | Intelligent multi sensor detector with base points | 5 | Nr. | AED | 351 | 1755 | 5.11 | Fire & Lightning Protection – Fire Detection | Number | 90 | AI | ✓ | Priced
| Citywalk Plot 5.11 Main Works Contract BOQ (1).xlsx | G |  |  | NEW | CITYWALK PHASE-05, PLOT 5.11 | Residential | CITYWALK RESIDENTIAL 1 LLC |  | R — Electrical Engineering Installations | R | R55 | R5503 |  | Fire phone jack points | 28 | Nr. | AED | 351 | 9828 | 5.11 | Fire & Lightning Protection – Voice Evacuation | Number | 88 | AI | ✓ | Priced
| Citywalk Plot 5.11 Main Works Contract BOQ (1).xlsx | H |  |  | NEW | CITYWALK PHASE-05, PLOT 5.11 | Residential | CITYWALK RESIDENTIAL 1 LLC |  | R — Electrical Engineering Installations | R | R07 | R0701 | R7 Equipment | Fire alarm sounder or horn with flasher with back box points | 4 | Nr. | AED | 351 | 1404 | 3.01 | Electrical – Fire Alarm | Enumerated (nr) | 97 | Rule | ✓ | Priced
| Citywalk Plot 5.11 Main Works Contract BOQ (1).xlsx | A |  |  | NEW | CITYWALK PHASE-05, PLOT 5.11 | Residential | CITYWALK RESIDENTIAL 1 LLC |  | R — Electrical Engineering Installations | R | R07 | R0701 | R7 Equipment | Fire alarm sounder or horn with flasher with back box points-W/P | 4 | Nr. | AED | 351 | 1404 | 3.01 | Electrical – Fire Alarm | Enumerated (nr) | 97 | Rule | ✓ | Priced
| Citywalk Plot 5.11 Main Works Contract BOQ (1).xlsx | B |  |  | NEW | CITYWALK PHASE-05, PLOT 5.11 | Residential | CITYWALK RESIDENTIAL 1 LLC |  | J — Finishes | J | J05 | J0501 | J5 Suspended ceilings | Ceiling mounted speaker with fire dome & ceramic terminal points | 103 | Nr. | AED | 351 | 36153 | 3.01 | Internal Finishes | Area (m²), Length (m) | 66 | Fuzzy | ⚠ | Priced
| Citywalk Plot 5.11 Main Works Contract BOQ (1).xlsx | C |  |  | NEW | CITYWALK PHASE-05, PLOT 5.11 | Residential | CITYWALK RESIDENTIAL 1 LLC |  | R — Electrical Engineering Installations | R | R07 | R0701 | R7 Equipment | Manual call point with recessed box points | 19 | Nr. | AED | 351 | 6669 | 3.01 | Electrical – Fire Alarm | Enumerated (nr) | 97 | Rule | ✓ | Priced
| Citywalk Plot 5.11 Main Works Contract BOQ (1).xlsx | D |  |  | NEW | CITYWALK PHASE-05, PLOT 5.11 | Residential | CITYWALK RESIDENTIAL 1 LLC |  | R — Electrical Engineering Installations | R | R07 | R0701 | R7 Equipment | Manual call point with back box points-W/P | 3 | Nr. | AED | 351 | 1053 | 3.01 | Electrical – Fire Alarm | Enumerated (nr) | 97 | Rule | ✓ | Priced
| Citywalk Plot 5.11 Main Works Contract BOQ (1).xlsx | E |  |  | NEW | CITYWALK PHASE-05, PLOT 5.11 | Residential | CITYWALK RESIDENTIAL 1 LLC |  | R — Electrical Engineering Installations | R | R55 | R5503 |  | Wall mounted speaker with back box points-W/P | 22 | Nr. | AED | 351 | 7722 | 5.11 | Fire & Lightning Protection – Voice Evacuation | Number | 88 | AI | ✓ | Priced
| Citywalk Plot 5.11 Main Works Contract BOQ (1).xlsx | F |  |  | NEW | CITYWALK PHASE-05, PLOT 5.11 | Residential | CITYWALK RESIDENTIAL 1 LLC |  | R — Electrical Engineering Installations | R | R04 | R0401 | R4 Final sub-circuits and auxiliary installations | Ceiling mounted flasher / strobe light points | 17 | Nr. | AED | 351 | 5967 | 5.08 | Electrical Engineering Installations | Length (m), Enumerated (nr), Item | 67 | Fuzzy | ⚠ | Priced
| Citywalk Plot 5.11 Main Works Contract BOQ (1).xlsx | G |  |  | NEW | CITYWALK PHASE-05, PLOT 5.11 | Residential | CITYWALK RESIDENTIAL 1 LLC |  | R — Electrical Engineering Installations | R | R06 | R0600 | R6 Control gear | Interface unit fire rated enclosure points (2IN/ 2OUT control x Monitor module) (IFU) | 61 | Nr. | AED | 351 | 21411 | 5.08 | Electrical Engineering Installations | Length (m), Enumerated (nr), Item | 67 | Fuzzy | ⚠ | Priced
| Citywalk Plot 5.11 Main Works Contract BOQ (1).xlsx | H |  |  | NEW | CITYWALK PHASE-05, PLOT 5.11 | Residential | CITYWALK RESIDENTIAL 1 LLC |  | R — Electrical Engineering Installations | R | R07 | R0701 | R7 Equipment | Intelligent ceiling void smoke detector points | 17 | Nr. | AED | 351 | 5967 | 3.01 | Electrical – Fire Alarm | Enumerated (nr) | 97 | Rule | ✓ | Priced
| Citywalk Plot 5.11 Main Works Contract BOQ (1).xlsx | J |  |  | NEW | CITYWALK PHASE-05, PLOT 5.11 | Residential | CITYWALK RESIDENTIAL 1 LLC |  | R — Electrical Engineering Installations | R | R07 | R0701 | R7 Equipment | Intelligent optical smoke detector with base | 453 | Nr. | AED | 392 | 177576 | 3.01 | Electrical – Fire Alarm | Enumerated (nr) | 97 | Rule | ✓ | Priced
| Citywalk Plot 5.11 Main Works Contract BOQ (1).xlsx | K |  |  | NEW | CITYWALK PHASE-05, PLOT 5.11 | Residential | CITYWALK RESIDENTIAL 1 LLC |  | R — Electrical Engineering Installations | R | R07 | R0701 | R7 Equipment | Intelligent optical smoke detector with base wall mounted | 9 | Nr. | AED | 392 | 3528 | 3.01 | Electrical – Fire Alarm | Enumerated (nr) | 97 | Rule | ✓ | Priced
| Citywalk Plot 5.11 Main Works Contract BOQ (1).xlsx | L |  |  | NEW | CITYWALK PHASE-05, PLOT 5.11 | Residential | CITYWALK RESIDENTIAL 1 LLC |  | R — Electrical Engineering Installations | R | R07 | R0701 | R7 Equipment | Intelligent optical smoke detector with sounder base | 218 | Nr. | AED | 392 | 85456 | 3.01 | Electrical – Fire Alarm | Enumerated (nr) | 97 | Rule | ✓ | Priced
| Citywalk Plot 5.11 Main Works Contract BOQ (1).xlsx | M |  |  | NEW | CITYWALK PHASE-05, PLOT 5.11 | Residential | CITYWALK RESIDENTIAL 1 LLC |  | R — Electrical Engineering Installations | R | R55 | R5502 |  | Intelligent heat detector with base | 128 | Nr. | AED | 329 | 42112 | 5.11 | Fire & Lightning Protection – Fire Detection | Number | 90 | AI | ✓ | Priced
| Citywalk Plot 5.11 Main Works Contract BOQ (1).xlsx | N |  |  | NEW | CITYWALK PHASE-05, PLOT 5.11 | Residential | CITYWALK RESIDENTIAL 1 LLC |  | R — Electrical Engineering Installations | R | R55 | R5502 |  | Intelligent multi sensor detector with base | 5 | Nr. | AED | 549 | 2745 | 5.11 | Fire & Lightning Protection – Fire Detection | Number | 90 | AI | ✓ | Priced
| Citywalk Plot 5.11 Main Works Contract BOQ (1).xlsx | P |  |  | NEW | CITYWALK PHASE-05, PLOT 5.11 | Residential | CITYWALK RESIDENTIAL 1 LLC |  | R — Electrical Engineering Installations | R | R55 | R5503 |  | Fire phone jack | 28 | Nr. | AED | 329 | 9212 | 5.11 | Fire & Lightning Protection – Voice Evacuation | Number | 88 | AI | ✓ | Priced
| Citywalk Plot 5.11 Main Works Contract BOQ (1).xlsx | Q |  |  | NEW | CITYWALK PHASE-05, PLOT 5.11 | Residential | CITYWALK RESIDENTIAL 1 LLC |  | R — Electrical Engineering Installations | R | R07 | R0701 | R7 Equipment | Fire alarm sounder or horn with flasher with back box | 4 | Nr. | AED | 642 | 2568 | 3.01 | Electrical – Fire Alarm | Enumerated (nr) | 97 | Rule | ✓ | Priced
| Citywalk Plot 5.11 Main Works Contract BOQ (1).xlsx | R |  |  | NEW | CITYWALK PHASE-05, PLOT 5.11 | Residential | CITYWALK RESIDENTIAL 1 LLC |  | R — Electrical Engineering Installations | R | R07 | R0701 | R7 Equipment | Fire alarm sounder or horn with flasher with back box -W/P | 4 | Nr. | AED | 737 | 2948 | 3.01 | Electrical – Fire Alarm | Enumerated (nr) | 97 | Rule | ✓ | Priced
| Citywalk Plot 5.11 Main Works Contract BOQ (1).xlsx | S |  |  | NEW | CITYWALK PHASE-05, PLOT 5.11 | Residential | CITYWALK RESIDENTIAL 1 LLC |  | J — Finishes | J | J05 | J0501 | J5 Suspended ceilings | Ceiling mounted speaker with fire dome & ceramic terminal | 103 | Nr. | AED | 642 | 66126 | 3.01 | Internal Finishes | Area (m²), Length (m) | 67 | Fuzzy | ⚠ | Priced
| Citywalk Plot 5.11 Main Works Contract BOQ (1).xlsx | A |  |  | NEW | CITYWALK PHASE-05, PLOT 5.11 | Residential | CITYWALK RESIDENTIAL 1 LLC |  | R — Electrical Engineering Installations | R | R07 | R0701 | R7 Equipment | Manual call point with recessed box | 19 | Nr. | AED | 455 | 8645 | 3.01 | Electrical – Fire Alarm | Enumerated (nr) | 97 | Rule | ✓ | Priced
| Citywalk Plot 5.11 Main Works Contract BOQ (1).xlsx | B |  |  | NEW | CITYWALK PHASE-05, PLOT 5.11 | Residential | CITYWALK RESIDENTIAL 1 LLC |  | R — Electrical Engineering Installations | R | R07 | R0701 | R7 Equipment | Manual call point with back box-W/P | 3 | Nr. | AED | 549 | 1647 | 3.01 | Electrical – Fire Alarm | Enumerated (nr) | 97 | Rule | ✓ | Priced
| Citywalk Plot 5.11 Main Works Contract BOQ (1).xlsx | C |  |  | NEW | CITYWALK PHASE-05, PLOT 5.11 | Residential | CITYWALK RESIDENTIAL 1 LLC |  | R — Electrical Engineering Installations | R | R55 | R5503 |  | Wall mounted speaker with back box-W/P | 22 | Nr. | AED | 772 | 16984 | 5.11 | Fire & Lightning Protection – Voice Evacuation | Number | 88 | AI | ✓ | Priced
| Citywalk Plot 5.11 Main Works Contract BOQ (1).xlsx | D |  |  | NEW | CITYWALK PHASE-05, PLOT 5.11 | Residential | CITYWALK RESIDENTIAL 1 LLC |  | J — Finishes | J | J05 | J0501 | J5 Suspended ceilings | Ceiling mounted flasher / strobe light | 17 | Nr. | AED | 642 | 10914 | 3.01 | Internal Finishes | Area (m²), Length (m) | 65 | Fuzzy | ⚠ | Priced
| Citywalk Plot 5.11 Main Works Contract BOQ (1).xlsx | E |  |  | NEW | CITYWALK PHASE-05, PLOT 5.11 | Residential | CITYWALK RESIDENTIAL 1 LLC |  | R — Electrical Engineering Installations | R | R06 | R0600 | R6 Control gear | Interface unit fire rated enclosure (2IN/ 2OUT control x Monitor module) (IFU) | 61 | Nr. | AED | 815 | 49715 | 5.08 | Electrical Engineering Installations | Length (m), Enumerated (nr), Item | 67 | Fuzzy | ⚠ | Priced
| Citywalk Plot 5.11 Main Works Contract BOQ (1).xlsx | F |  |  | NEW | CITYWALK PHASE-05, PLOT 5.11 | Residential | CITYWALK RESIDENTIAL 1 LLC |  | R — Electrical Engineering Installations | R | R07 | R0701 | R7 Equipment | Intelligent ceiling void smoke detector | 17 | Nr. | AED | 549 | 9333 | 3.01 | Electrical – Fire Alarm | Enumerated (nr) | 97 | Rule | ✓ | Priced
| Citywalk Plot 5.11 Main Works Contract BOQ (1).xlsx | A |  |  | NEW | CITYWALK PHASE-05, PLOT 5.11 | Residential | CITYWALK RESIDENTIAL 1 LLC |  | R — Electrical Engineering Installations | R | R04 | R0401 | R4 Final sub-circuits and auxiliary installations | 2 x 12C single mode fiber cable | 101 | m | AED | 229 | 23129 | 5.08 | Electrical Engineering Installations | Length (m), Enumerated (nr), Item | 62 | Fuzzy | ⚠ | Priced
| Citywalk Plot 5.11 Main Works Contract BOQ (1).xlsx | B |  |  | NEW | CITYWALK PHASE-05, PLOT 5.11 | Residential | CITYWALK RESIDENTIAL 1 LLC |  | R — Electrical Engineering Installations | R | R01 | R0104 | R1 Generally | 120 core multi core single mode fiber optic cable | 68 | m | AED | 572 | 38896 | 5.08 | Electrical Engineering Installations | Length (m), Enumerated (nr), Item | 64 | Fuzzy | ⚠ | Priced
| Citywalk Plot 5.11 Main Works Contract BOQ (1).xlsx | C |  |  | NEW | CITYWALK PHASE-05, PLOT 5.11 | Residential | CITYWALK RESIDENTIAL 1 LLC |  | R — Electrical Engineering Installations | R | R01 | R0104 | R1 Generally | 240 core multi core single mode fiber optic cable | 108 | m | AED | 1145 | 123660 | 5.08 | Electrical Engineering Installations | Length (m), Enumerated (nr), Item | 64 | Fuzzy | ⚠ | Priced
| Citywalk Plot 5.11 Main Works Contract BOQ (1).xlsx | D |  |  | NEW | CITYWALK PHASE-05, PLOT 5.11 | Residential | CITYWALK RESIDENTIAL 1 LLC |  | R — Electrical Engineering Installations | R | R04 | R0401 | R4 Final sub-circuits and auxiliary installations | 4 core single mode fiber optic cable | 5153 | m | AED | 39 | 200967 | 5.08 | Electrical Engineering Installations | Length (m), Enumerated (nr), Item | 65 | Fuzzy | ⚠ | Priced
| Citywalk Plot 5.11 Main Works Contract BOQ (1).xlsx | E |  |  | NEW | CITYWALK PHASE-05, PLOT 5.11 | Residential | CITYWALK RESIDENTIAL 1 LLC |  | R — Electrical Engineering Installations | R | R56 | R5601 |  | 300 x 50mm | 767 | m | AED | 111 | 85137 | 5.12 | Communication & Security – Fiber Optic Infrastructure | Area (m²) | 82 | AI | ⚠ | Priced
| Citywalk Plot 5.11 Main Works Contract BOQ (1).xlsx | F |  |  | NEW | CITYWALK PHASE-05, PLOT 5.11 | Residential | CITYWALK RESIDENTIAL 1 LLC |  | R — Electrical Engineering Installations | R | R56 | R5601 |  | 450 x 50mm | 751 | m | AED | 146 | 109646 | 5.12 | Communication & Security – Fiber Optic Infrastructure | Area (m²) | 82 | AI | ⚠ | Priced
| Citywalk Plot 5.11 Main Works Contract BOQ (1).xlsx | G |  |  | NEW | CITYWALK PHASE-05, PLOT 5.11 | Residential | CITYWALK RESIDENTIAL 1 LLC |  | R — Electrical Engineering Installations | R | R56 | R5602 |  | CAT-6 RJ45 Dual outlet for data | 432 | Nr. | AED | 1307 | 564624 | 5.12 | Communication & Security – Data Outlets | Number | 90 | AI | ✓ | Priced
| Citywalk Plot 5.11 Main Works Contract BOQ (1).xlsx | H |  |  | NEW | CITYWALK PHASE-05, PLOT 5.11 | Residential | CITYWALK RESIDENTIAL 1 LLC |  | R — Electrical Engineering Installations | R | R04 | R0401 | R4 Final sub-circuits and auxiliary installations | Floor box consisting 13A twin SSO (measured separately) and RJ45 twin outlet | 6 | Nr. | AED | 1307 | 7842 | 3.01 | Electrical – Floor Box | Enumerated (nr) | 95 | Rule | ✓ | Priced
| Citywalk Plot 5.11 Main Works Contract BOQ (1).xlsx | A |  |  | NEW | CITYWALK PHASE-05, PLOT 5.11 | Residential | CITYWALK RESIDENTIAL 1 LLC |  | R — Electrical Engineering Installations | R | R56 | R5602 |  | CAT-6 RJ45 Dual outlet for data | 432 | Nr. | AED | 198 | 85536 | 5.12 | Communication & Security – Data Outlets | Number | 90 | AI | ✓ | Priced
| Citywalk Plot 5.11 Main Works Contract BOQ (1).xlsx | B |  |  | NEW | CITYWALK PHASE-05, PLOT 5.11 | Residential | CITYWALK RESIDENTIAL 1 LLC |  | R — Electrical Engineering Installations | R | R04 | R0401 | R4 Final sub-circuits and auxiliary installations | Floor box consisting 13A twin SSO (measured separately) and RJ45 twin outlet | 6 | Nr. | AED | 198 | 1188 | 3.01 | Electrical – Floor Box | Enumerated (nr) | 95 | Rule | ✓ | Priced
| Citywalk Plot 5.11 Main Works Contract BOQ (1).xlsx | C |  |  | NEW | CITYWALK PHASE-05, PLOT 5.11 | Residential | CITYWALK RESIDENTIAL 1 LLC |  | R — Electrical Engineering Installations | R | R56 | R5603 |  | MINI ODF | 3 | Nr. | AED | 32800 | 98400 | 5.12 | Communication & Security – Network Equipment | Number | 88 | AI | ✓ | Priced
| Citywalk Plot 5.11 Main Works Contract BOQ (1).xlsx | D |  |  | NEW | CITYWALK PHASE-05, PLOT 5.11 | Residential | CITYWALK RESIDENTIAL 1 LLC |  | R — Electrical Engineering Installations | R | R56 | R5603 |  | Optical network cabinet unit (ONU) | 114 | Nr. | AED | 5623 | 641022 | 5.12 | Communication & Security – Network Equipment | Number | 88 | AI | ✓ | Priced
| Citywalk Plot 5.11 Main Works Contract BOQ (1).xlsx | E |  |  | NEW | CITYWALK PHASE-05, PLOT 5.11 | Residential | CITYWALK RESIDENTIAL 1 LLC |  | R — Electrical Engineering Installations | R | R56 | R5603 |  | GSM Cross-c cabinet | 1 | Nr. | AED | 21086 | 21086 | 5.12 | Communication & Security – Network Equipment | Number | 85 | AI | ✓ | Priced
| Citywalk Plot 5.11 Main Works Contract BOQ (1).xlsx | A |  |  | NEW | CITYWALK PHASE-05, PLOT 5.11 | Residential | CITYWALK RESIDENTIAL 1 LLC |  | R — Electrical Engineering Installations | R | R57 | R5701 |  | 100 x 100mm | 29 | m | AED | 46 | 1334 | 5.12 | Communication & Security – Video Surveillance Infrastructure | Area (m²) | 82 | AI | ⚠ | Priced
| Citywalk Plot 5.11 Main Works Contract BOQ (1).xlsx | B |  |  | NEW | CITYWALK PHASE-05, PLOT 5.11 | Residential | CITYWALK RESIDENTIAL 1 LLC |  | R — Electrical Engineering Installations | R | R57 | R5701 |  | 100 x 100mm | 3 | m | AED | 46 | 138 | 5.12 | Communication & Security – Video Surveillance Infrastructure | Area (m²) | 82 | AI | ⚠ | Priced
| Citywalk Plot 5.11 Main Works Contract BOQ (1).xlsx | C |  |  | NEW | CITYWALK PHASE-05, PLOT 5.11 | Residential | CITYWALK RESIDENTIAL 1 LLC |  | H — Doors And Windows | H | H00 | H0000 |  | Video intercom indoor station | 114 | Nr. | AED | 302 | 34428 | 2.06 | Windows and External Doors | Enumerated (nr), Area (m²), Length (m) | 68 | Fuzzy | ⚠ | Priced
| Citywalk Plot 5.11 Main Works Contract BOQ (1).xlsx | D |  |  | NEW | CITYWALK PHASE-05, PLOT 5.11 | Residential | CITYWALK RESIDENTIAL 1 LLC |  | R — Electrical Engineering Installations | R | R57 | R5702 |  | Video intercom to Bell Press Switch | 114 | Nr. | AED | 302 | 34428 | 5.12 | Communication & Security – Access Control | Number | 88 | AI | ✓ | Priced
| Citywalk Plot 5.11 Main Works Contract BOQ (1).xlsx | E |  |  | NEW | CITYWALK PHASE-05, PLOT 5.11 | Residential | CITYWALK RESIDENTIAL 1 LLC |  | H — Doors And Windows | H | H00 | H0000 |  | Video intercom indoor station | 114 | Nr. | AED | 868 | 98952 | 2.06 | Windows and External Doors | Enumerated (nr), Area (m²), Length (m) | 68 | Fuzzy | ⚠ | Priced
| Citywalk Plot 5.11 Main Works Contract BOQ (1).xlsx | F |  |  | NEW | CITYWALK PHASE-05, PLOT 5.11 | Residential | CITYWALK RESIDENTIAL 1 LLC |  | R — Electrical Engineering Installations | R | R57 | R5702 |  | Bell Press Switch | 114 | Nr. | AED | 147 | 16758 | 5.12 | Communication & Security – Access Control | Number | 88 | AI | ✓ | Priced
| Citywalk Plot 5.11 Main Works Contract BOQ (1).xlsx | A |  |  | NEW | CITYWALK PHASE-05, PLOT 5.11 | Residential | CITYWALK RESIDENTIAL 1 LLC |  | R — Electrical Engineering Installations | R | R01 | R0104 | R1 Generally | 2 x 6 core fiber optic cable (OM4) | 50 | m | AED | 274 | 13700 | 5.08 | Electrical Engineering Installations | Length (m), Enumerated (nr), Item | 61 | Fuzzy | ⚠ | Priced
| Citywalk Plot 5.11 Main Works Contract BOQ (1).xlsx | B |  |  | NEW | CITYWALK PHASE-05, PLOT 5.11 | Residential | CITYWALK RESIDENTIAL 1 LLC |  | R — Electrical Engineering Installations | R | R08 | R0804 | R8 Connections to supply mains | Camera points | 78 | Nr. | AED | 4248 | 331344 | 3.01 | Electrical – CCTV | Enumerated (nr) | 97 | Rule | ✓ | Priced
| Citywalk Plot 5.11 Main Works Contract BOQ (1).xlsx | C |  |  | NEW | CITYWALK PHASE-05, PLOT 5.11 | Residential | CITYWALK RESIDENTIAL 1 LLC |  | R — Electrical Engineering Installations | R | R08 | R0804 | R8 Connections to supply mains | Full HD 1080P day/night indoor dome camera; recognition; CRC-XX (Cam-2) | 10 | Nr. | AED | 6942 | 69420 | 3.01 | Electrical – CCTV | Enumerated (nr) | 97 | Rule | ✓ | Priced
| Citywalk Plot 5.11 Main Works Contract BOQ (1).xlsx | D |  |  | NEW | CITYWALK PHASE-05, PLOT 5.11 | Residential | CITYWALK RESIDENTIAL 1 LLC |  | R — Electrical Engineering Installations | R | R08 | R0804 | R8 Connections to supply mains | Full HD 1080P day/night indoor dome camera; observation; COC-XX (Cam-3) | 15 | Nr. | AED | 6942 | 104130 | 3.01 | Electrical – CCTV | Enumerated (nr) | 97 | Rule | ✓ | Priced
| Citywalk Plot 5.11 Main Works Contract BOQ (1).xlsx | E |  |  | NEW | CITYWALK PHASE-05, PLOT 5.11 | Residential | CITYWALK RESIDENTIAL 1 LLC |  | R — Electrical Engineering Installations | R | R08 | R0804 | R8 Connections to supply mains | Full HD 1080P day/night indoor dome camera; detection; CDC-XX (Cam-4) | 30 | Nr. | AED | 6942 | 208260 | 3.01 | Electrical – CCTV | Enumerated (nr) | 97 | Rule | ✓ | Priced
| Citywalk Plot 5.11 Main Works Contract BOQ (1).xlsx | F |  |  | NEW | CITYWALK PHASE-05, PLOT 5.11 | Residential | CITYWALK RESIDENTIAL 1 LLC |  | R — Electrical Engineering Installations | R | R57 | R5703 |  | Full HD 1080P day/night outdoor bullet camera; detection; CDW-XX (Cam-6) | 2 | Nr. | AED | 7983 | 15966 | 5.12 | Communication & Security – Video Surveillance | Number | 90 | AI | ✓ | Priced
| Citywalk Plot 5.11 Main Works Contract BOQ (1).xlsx | G |  |  | NEW | CITYWALK PHASE-05, PLOT 5.11 | Residential | CITYWALK RESIDENTIAL 1 LLC |  | R — Electrical Engineering Installations | R | R51 | R5102 |  | Full HD 1080P day/night outdoor bullet camera; observation; COW-XX (Cam-10) | 1 | Nr. | AED | 7983 | 7983 | 5.12 | Communication & Security – CCTV Cameras | No. | 85 | AI | ✓ | Priced
| Citywalk Plot 5.11 Main Works Contract BOQ (1).xlsx | H |  |  | NEW | CITYWALK PHASE-05, PLOT 5.11 | Residential | CITYWALK RESIDENTIAL 1 LLC |  | R — Electrical Engineering Installations | R | R51 | R5102 |  | Full HD 1080P day/night outdoor bullet camera; observation; COW-XX-WP (Cam-10) | 18 | Nr. | AED | 7983 | 143694 | 5.12 | Communication & Security – CCTV Cameras | No. | 85 | AI | ✓ | Priced
| Citywalk Plot 5.11 Main Works Contract BOQ (1).xlsx | J |  |  | NEW | CITYWALK PHASE-05, PLOT 5.11 | Residential | CITYWALK RESIDENTIAL 1 LLC |  | R — Electrical Engineering Installations | R | R51 | R5102 |  | Full HD 1080P day/night outdoor bullet camera; monitoring; CMW-XX-WP (Cam-13) | 2 | Nr. | AED | 7983 | 15966 | 5.12 | Communication & Security – CCTV Cameras | No. | 85 | AI | ✓ | Priced
| Citywalk Plot 5.11 Main Works Contract BOQ (1).xlsx | A |  |  | NEW | CITYWALK PHASE-05, PLOT 5.11 | Residential | CITYWALK RESIDENTIAL 1 LLC |  | A — General Requirements | A | A04 | A0401 | Contractor's administrative arrangements | Security IDF 24U Rack | 1 | Nr. | AED | 26553 | 26553 | 9.01 | Preliminaries / General Requirements | Item | 75 | Fuzzy | ⚠ | Priced
| Citywalk Plot 5.11 Main Works Contract BOQ (1).xlsx | B |  |  | NEW | CITYWALK PHASE-05, PLOT 5.11 | Residential | CITYWALK RESIDENTIAL 1 LLC |  | A — General Requirements | A | A08 | A0801 | Temporary works | Access controlled single leaf door (ACS-1) | 13 | Nr. | AED | 1199 | 15587 | 9.01 | Preliminaries / General Requirements | Item | 60 | Fuzzy | ⚠ | Priced
| Citywalk Plot 5.11 Main Works Contract BOQ (1).xlsx | C |  |  | NEW | CITYWALK PHASE-05, PLOT 5.11 | Residential | CITYWALK RESIDENTIAL 1 LLC |  | A — General Requirements | A | A08 | A0801 | Temporary works | Access controlled double leaf door (ACS-2) | 1 | Nr. | AED | 1199 | 1199 | 9.01 | Preliminaries / General Requirements | Item | 60 | Fuzzy | ⚠ | Priced
| Citywalk Plot 5.11 Main Works Contract BOQ (1).xlsx | D |  |  | NEW | CITYWALK PHASE-05, PLOT 5.11 | Residential | CITYWALK RESIDENTIAL 1 LLC |  | H — Doors And Windows | H | H01 | H0100 | H1 Doors | Door contact (DC-1) | 35 | Nr. | AED | 1199 | 41965 | 2.06 | Windows and External Doors | Enumerated (nr), Area (m²), Length (m) | 62 | Fuzzy | ⚠ | Priced
| Citywalk Plot 5.11 Main Works Contract BOQ (1).xlsx | E |  |  | NEW | CITYWALK PHASE-05, PLOT 5.11 | Residential | CITYWALK RESIDENTIAL 1 LLC |  | H — Doors And Windows | H | H01 | H0100 | H1 Doors | Door contact (DC-2) | 1 | Nr. | AED | 1199 | 1199 | 2.06 | Windows and External Doors | Enumerated (nr), Area (m²), Length (m) | 62 | Fuzzy | ⚠ | Priced
| Citywalk Plot 5.11 Main Works Contract BOQ (1).xlsx | F |  |  | NEW | CITYWALK PHASE-05, PLOT 5.11 | Residential | CITYWALK RESIDENTIAL 1 LLC |  | A — General Requirements | A | A08 | A0801 | Temporary works | Access controlled single leaf door (ACS-1) | 13 | Nr. | AED | 13883 | 180479 | 9.01 | Preliminaries / General Requirements | Item | 60 | Fuzzy | ⚠ | Priced
| Citywalk Plot 5.11 Main Works Contract BOQ (1).xlsx | G |  |  | NEW | CITYWALK PHASE-05, PLOT 5.11 | Residential | CITYWALK RESIDENTIAL 1 LLC |  | A — General Requirements | A | A08 | A0801 | Temporary works | Access controlled double leaf door (ACS-2) | 1 | Nr. | AED | 27768 | 27768 | 9.01 | Preliminaries / General Requirements | Item | 60 | Fuzzy | ⚠ | Priced
| Citywalk Plot 5.11 Main Works Contract BOQ (1).xlsx | H |  |  | NEW | CITYWALK PHASE-05, PLOT 5.11 | Residential | CITYWALK RESIDENTIAL 1 LLC |  | H — Doors And Windows | H | H01 | H0100 | H1 Doors | Door contact (DC-1) | 35 | Nr. | AED | 421 | 14735 | 2.06 | Windows and External Doors | Enumerated (nr), Area (m²), Length (m) | 62 | Fuzzy | ⚠ | Priced
| Citywalk Plot 5.11 Main Works Contract BOQ (1).xlsx | J |  |  | NEW | CITYWALK PHASE-05, PLOT 5.11 | Residential | CITYWALK RESIDENTIAL 1 LLC |  | H — Doors And Windows | H | H01 | H0100 | H1 Doors | Door contact (DC-2) | 1 | Nr. | AED | 421 | 421 | 2.06 | Windows and External Doors | Enumerated (nr), Area (m²), Length (m) | 62 | Fuzzy | ⚠ | Priced
| Citywalk Plot 5.11 Main Works Contract BOQ (1).xlsx | K |  |  | NEW | CITYWALK PHASE-05, PLOT 5.11 | Residential | CITYWALK RESIDENTIAL 1 LLC |  | R — Electrical Engineering Installations | R | R06 | R0600 | R6 Control gear | Access control panel (ACP) | 1 | Nr. | AED | 29250 | 29250 | 5.08 | Electrical Engineering Installations | Length (m), Enumerated (nr), Item | 69 | Fuzzy | ⚠ | Priced
| Citywalk Plot 5.11 Main Works Contract BOQ (1).xlsx | A |  |  | NEW | CITYWALK PHASE-05, PLOT 5.11 | Residential | CITYWALK RESIDENTIAL 1 LLC |  | R — Electrical Engineering Installations | R | R04 | R0401 | R4 Final sub-circuits and auxiliary installations | Visual annunciator for disabled toilet alarm points | 1 | Nr. | AED | 780 | 780 | 5.08 | Electrical Engineering Installations | Length (m), Enumerated (nr), Item | 75 | Fuzzy | ⚠ | Priced
| Citywalk Plot 5.11 Main Works Contract BOQ (1).xlsx | B |  |  | NEW | CITYWALK PHASE-05, PLOT 5.11 | Residential | CITYWALK RESIDENTIAL 1 LLC |  | R — Electrical Engineering Installations | R | R04 | R0401 | R4 Final sub-circuits and auxiliary installations | Pull cord for disabled toilets with reset button points | 1 | Nr. | AED | 780 | 780 | 5.08 | Electrical Engineering Installations | Length (m), Enumerated (nr), Item | 61 | Fuzzy | ⚠ | Priced
| Citywalk Plot 5.11 Main Works Contract BOQ (1).xlsx | C |  |  | NEW | CITYWALK PHASE-05, PLOT 5.11 | Residential | CITYWALK RESIDENTIAL 1 LLC |  | R — Electrical Engineering Installations | R | R52 | R5203 |  | Reset button points for toilet-W/P | 1 | Nr. | AED | 780 | 780 | 5.12 | Communication & Security – Disabled Toilet Alarm | No. | 82 | AI | ⚠ | Priced
| Citywalk Plot 5.11 Main Works Contract BOQ (1).xlsx | D |  |  | NEW | CITYWALK PHASE-05, PLOT 5.11 | Residential | CITYWALK RESIDENTIAL 1 LLC |  | R — Electrical Engineering Installations | R | R04 | R0401 | R4 Final sub-circuits and auxiliary installations | Visual annunciator for disabled toilet alarm points | 1 | Nr. | AED | 4338 | 4338 | 5.08 | Electrical Engineering Installations | Length (m), Enumerated (nr), Item | 75 | Fuzzy | ⚠ | Priced
| Citywalk Plot 5.11 Main Works Contract BOQ (1).xlsx | E |  |  | NEW | CITYWALK PHASE-05, PLOT 5.11 | Residential | CITYWALK RESIDENTIAL 1 LLC |  | R — Electrical Engineering Installations | R | R04 | R0401 | R4 Final sub-circuits and auxiliary installations | Pull cord for disabled toilets with reset button points | 1 | Nr. | AED | 1389 | 1389 | 5.08 | Electrical Engineering Installations | Length (m), Enumerated (nr), Item | 61 | Fuzzy | ⚠ | Priced
| Citywalk Plot 5.11 Main Works Contract BOQ (1).xlsx | F |  |  | NEW | CITYWALK PHASE-05, PLOT 5.11 | Residential | CITYWALK RESIDENTIAL 1 LLC |  | R — Electrical Engineering Installations | R | R52 | R5203 |  | Reset button points for toilet-W/P | 1 | Nr. | AED | 1562 | 1562 | 5.12 | Communication & Security – Disabled Toilet Alarm | No. | 82 | AI | ⚠ | Priced
| Citywalk Plot 5.11 Main Works Contract BOQ (1).xlsx | A |  |  | NEW | CITYWALK PHASE-05, PLOT 5.11 | Residential | CITYWALK RESIDENTIAL 1 LLC |  | Q — Mechanical Engineering Installations | Q | Q03 | Q0301 | Q3 Ductwork | Building management system (BMS) equipment/devices; as approved by theEngineer; including work stations, central processing unit, printer, mouse, control panels,interfacing units & interfacing to all electrical, HVAC, fire protection, plumbing, direct digital controllers, control modules, wiring, labeling, and complete fixing accessories. | 1 | Item | AED | 462496 | 462496 | 3.01 | Mechanical – BMS | Item | 90 | Rule | ✓ | Priced
| Citywalk Plot 5.11 Main Works Contract BOQ (1).xlsx | A |  |  | NEW | CITYWALK PHASE-05, PLOT 5.11 | Residential | CITYWALK RESIDENTIAL 1 LLC |  | Q — Mechanical Engineering Installations | Q | Q06 | Q0600 | Q6 Connections to supply mains | Allow for all connections to existing services mains if not included above | 1 | Item | AED | 3510 | 3510 | 5.06 | Mechanical Engineering Installations | Length (m), Weight (t), Area (m²), Enumerated (nr), Item | 77 | Fuzzy | ⚠ | Priced
| Citywalk Plot 5.11 Main Works Contract BOQ (1).xlsx | B |  |  | NEW | CITYWALK PHASE-05, PLOT 5.11 | Residential | CITYWALK RESIDENTIAL 1 LLC |  | R — Electrical Engineering Installations | R | R08 | R0801 | R8 Connections to supply mains | Allow for earthing and bonding as specified; in particular all metal containments shall be provided with earth continuity protection at all joints | 1 | Item | AED | 3510 | 3510 | 3.01 | Electrical – Earthing & Bonding | Item | 90 | Rule | ✓ | Priced
| Citywalk Plot 5.11 Main Works Contract BOQ (1).xlsx | C |  |  | NEW | CITYWALK PHASE-05, PLOT 5.11 | Residential | CITYWALK RESIDENTIAL 1 LLC |  | A — General Requirements | A | A02 | A0201 | Specification | Allow for all supports, fixings, anchors and insulating blocks where not included above or elsewhere | 1 | Item | AED | 3510 | 3510 | 9.01 | Preliminaries – BWIC | Item | 88 | Rule | ✓ | Priced
| Citywalk Plot 5.11 Main Works Contract BOQ (1).xlsx | D |  |  | NEW | CITYWALK PHASE-05, PLOT 5.11 | Residential | CITYWALK RESIDENTIAL 1 LLC |  | A — General Requirements | A | A03 | A0301 | Restrictions | Allow for all identification including painting, marking and labeling | 1 | Item | AED | 3510 | 3510 | 9.01 | Preliminaries – Documentation | Item | 88 | Rule | ✓ | Priced
| Citywalk Plot 5.11 Main Works Contract BOQ (1).xlsx | E |  |  | NEW | CITYWALK PHASE-05, PLOT 5.11 | Residential | CITYWALK RESIDENTIAL 1 LLC |  | A — General Requirements | A | A03 | A0302 | Restrictions | Allow for inspection, testing and commissioning including all off-site and factory testing; inspections to demonstrate compliance with relevant Specifications and standards; operating the completed installations; submitting all relevant test record sheets at the completion of the installations | 1 | Item | AED | 35100 | 35100 | 9.01 | Preliminaries – Testing & Commissioning | Item | 90 | Rule | ✓ | Priced
| Citywalk Plot 5.11 Main Works Contract BOQ (1).xlsx | F |  |  | NEW | CITYWALK PHASE-05, PLOT 5.11 | Residential | CITYWALK RESIDENTIAL 1 LLC |  | A — General Requirements | A | A03 | A0301 | Restrictions | Allow for providing in suitable quantities all special tools, operating handles and keys or other equipment necessary for installation, maintenance or operation of the completed installation | 1 | Item | AED | 3510 | 3510 | 9.01 | Preliminaries – Documentation | Item | 88 | Rule | ✓ | Priced
| Citywalk Plot 5.11 Main Works Contract BOQ (1).xlsx | G |  |  | NEW | CITYWALK PHASE-05, PLOT 5.11 | Residential | CITYWALK RESIDENTIAL 1 LLC |  | R — Electrical Engineering Installations | R | R01 | R0101 | R1 Generally | Allow for providing spares for the Electrical Engineering Installation | 1 | Item | AED | 2340 | 2340 | 3.01 | Electrical – Spares | Item | 88 | Rule | ✓ | Priced
| Citywalk Plot 5.11 Main Works Contract BOQ (1).xlsx | H |  |  | NEW | CITYWALK PHASE-05, PLOT 5.11 | Residential | CITYWALK RESIDENTIAL 1 LLC |  | A — General Requirements | A | A03 | A0301 | Restrictions | Allow for providing comprehensive equipment documentation including operating instructions and maintenance manuals, record documents, warranties, guarantees, drawings and the like | 1 | Item | AED | 3510 | 3510 | 9.01 | Preliminaries – Documentation | Item | 88 | Rule | ✓ | Priced
| Citywalk Plot 5.11 Main Works Contract BOQ (1).xlsx | A |  |  | NEW | CITYWALK PHASE-05, PLOT 5.11 | Residential | CITYWALK RESIDENTIAL 1 LLC |  | A — General Requirements | A | A03 | A0301 | Restrictions | Allow for planning and coordinating with relevant statutory authorities and with all other trades | 1 | Item | AED | 3510 | 3510 | 9.01 | Preliminaries – Statutory | Item | 88 | Rule | ✓ | Priced
| Citywalk Plot 5.11 Main Works Contract BOQ (1).xlsx | B |  |  | NEW | CITYWALK PHASE-05, PLOT 5.11 | Residential | CITYWALK RESIDENTIAL 1 LLC |  | A — General Requirements | A | A03 | A0301 | Restrictions | Allow for liaison with obtaining approvals and attendance on DEWA, other statutory bodies and service providers as required | 1 | Item | AED | 3510 | 3510 | 9.01 | Preliminaries – Statutory | Item | 88 | Rule | ✓ | Priced
| Citywalk Plot 5.11 Main Works Contract BOQ (1).xlsx | C |  |  | NEW | CITYWALK PHASE-05, PLOT 5.11 | Residential | CITYWALK RESIDENTIAL 1 LLC |  | A — General Requirements | A | A02 | A0201 | Specification | Allow for marking the positions of and cutting or forming holes, mortices, chases or the like and all making good | 1 | Item | AED | 3510 | 3510 | 9.01 | Preliminaries – BWIC | Item | 88 | Rule | ✓ | Priced
| Citywalk Plot 5.11 Main Works Contract BOQ (1).xlsx | D |  |  | NEW | CITYWALK PHASE-05, PLOT 5.11 | Residential | CITYWALK RESIDENTIAL 1 LLC |  | F — Woodwork | F | F02 | F0201 | F2 Structural timbers | Allow for supplying and fixing all sleeves, frames and built-in fire stoppers for building into concrete structures and masonry walls | 1 | Item | AED | 3510 | 3510 | 2.01 | Frame / Woodwork | Length (m), Area (m²), Enumerated (nr) | 76 | Fuzzy | ⚠ | Priced
| Citywalk Plot 5.11 Main Works Contract BOQ (1).xlsx | E |  |  | NEW | CITYWALK PHASE-05, PLOT 5.11 | Residential | CITYWALK RESIDENTIAL 1 LLC |  | A — General Requirements | A | A02 | A0201 | Specification | Allow for supplying and fixing all brackets, clamps and other fixing devices including building in or cutting and pinning and all making good | 1 | Item | AED | 3510 | 3510 | 9.01 | Preliminaries – BWIC | Item | 88 | Rule | ✓ | Priced
| Citywalk Plot 5.11 Main Works Contract BOQ (1).xlsx | F |  |  | NEW | CITYWALK PHASE-05, PLOT 5.11 | Residential | CITYWALK RESIDENTIAL 1 LLC |  | A — General Requirements | A | A02 | A0201 | Specification | Allow for fire stopping all cables, conduit, trucking, cable tray and the like at penetrations through fire walls and other structures and making good | 1 | Item | AED | 40350 | 40350 | 9.01 | Preliminaries – BWIC | Item | 88 | Rule | ✓ | Priced
| Citywalk Plot 5.11 Main Works Contract BOQ (1).xlsx | G |  |  | NEW | CITYWALK PHASE-05, PLOT 5.11 | Residential | CITYWALK RESIDENTIAL 1 LLC |  | A — General Requirements | A | A01 | A0101 | Conditions of contract | Allow for all incidental work including factory finishing, fixing to all backgrounds by appropriate means and all making good | 1 | Item | AED | 1919 | 1919 | 9.01 | Preliminaries – Contingency | Item | 88 | Rule | ✓ | Priced
| Citywalk Plot 5.11 Main Works Contract BOQ (1).xlsx | H |  |  | NEW | CITYWALK PHASE-05, PLOT 5.11 | Residential | CITYWALK RESIDENTIAL 1 LLC |  | R — Electrical Engineering Installations | R | R04 | R0401 | R4 Final sub-circuits and auxiliary installations | Electrical mains | 1 | Item | AED | 100 | 100 | 5.08 | Electrical Engineering Installations | Length (m), Enumerated (nr), Item | 79 | Fuzzy | ⚠ | Priced
| Citywalk Plot 5.11 Main Works Contract BOQ (1).xlsx | J |  |  | NEW | CITYWALK PHASE-05, PLOT 5.11 | Residential | CITYWALK RESIDENTIAL 1 LLC |  | A — General Requirements | A | A05 | A0501 | Constructional plant | Small power | 1 | Item | AED | 100 | 100 | 9.01 | Preliminaries / General Requirements | Item | 67 | Fuzzy | ⚠ | Priced
| Citywalk Plot 5.11 Main Works Contract BOQ (1).xlsx | K |  |  | NEW | CITYWALK PHASE-05, PLOT 5.11 | Residential | CITYWALK RESIDENTIAL 1 LLC |  | R — Electrical Engineering Installations | R | R01 | R0102 | R1 Generally | Lighting | 1 | Item | AED | 100 | 100 | 5.08 | Electrical Engineering Installations | Length (m), Enumerated (nr), Item | 79 | Fuzzy | ⚠ | Priced
| Citywalk Plot 5.11 Main Works Contract BOQ (1).xlsx | L |  |  | NEW | CITYWALK PHASE-05, PLOT 5.11 | Residential | CITYWALK RESIDENTIAL 1 LLC |  | R — Electrical Engineering Installations | R | R07 | R0701 | R7 Equipment | Emergency lighting | 1 | Item | AED | 100 | 100 | 5.08 | Electrical Engineering Installations | Length (m), Enumerated (nr), Item | 79 | Fuzzy | ⚠ | Priced
| Citywalk Plot 5.11 Main Works Contract BOQ (1).xlsx | A |  |  | NEW | CITYWALK PHASE-05, PLOT 5.11 | Residential | CITYWALK RESIDENTIAL 1 LLC |  | N — Special Construction | N | N03 | N0300 | N3 Installations | Fire detection, Emergency voice alarm and Evacuation system installations | 1 | Item | AED | 100 | 100 | 5.13 | Specialist Installations | Enumerated (nr), Item | 79 | Fuzzy | ⚠ | Priced
| Citywalk Plot 5.11 Main Works Contract BOQ (1).xlsx | B |  |  | NEW | CITYWALK PHASE-05, PLOT 5.11 | Residential | CITYWALK RESIDENTIAL 1 LLC |  | R — Electrical Engineering Installations | R | R04 | R0401 | R4 Final sub-circuits and auxiliary installations | Security Installation | 1 | Item | AED | 100 | 100 | 5.08 | Electrical Engineering Installations | Length (m), Enumerated (nr), Item | 76 | Fuzzy | ⚠ | Priced
| Citywalk Plot 5.11 Main Works Contract BOQ (1).xlsx | C |  |  | NEW | CITYWALK PHASE-05, PLOT 5.11 | Residential | CITYWALK RESIDENTIAL 1 LLC |  | R — Electrical Engineering Installations | R | R04 | R0401 | R4 Final sub-circuits and auxiliary installations | Electrical mains |  | Item | AED | 0 | 100 | 5.08 | Electrical Engineering Installations | Length (m), Enumerated (nr), Item | 79 | Fuzzy | ⚠ | Priced
| Citywalk Plot 5.11 Main Works Contract BOQ (1).xlsx | D |  |  | NEW | CITYWALK PHASE-05, PLOT 5.11 | Residential | CITYWALK RESIDENTIAL 1 LLC |  | A — General Requirements | A | A05 | A0501 | Constructional plant | Small power |  | Item | AED | 0 | 100 | 9.01 | Preliminaries / General Requirements | Item | 67 | Fuzzy | ⚠ | Priced
| Citywalk Plot 5.11 Main Works Contract BOQ (1).xlsx | E |  |  | NEW | CITYWALK PHASE-05, PLOT 5.11 | Residential | CITYWALK RESIDENTIAL 1 LLC |  | R — Electrical Engineering Installations | R | R01 | R0102 | R1 Generally | Lighting |  | Item | AED | 0 | 100 | 5.08 | Electrical Engineering Installations | Length (m), Enumerated (nr), Item | 79 | Fuzzy | ⚠ | Priced
| Citywalk Plot 5.11 Main Works Contract BOQ (1).xlsx | F |  |  | NEW | CITYWALK PHASE-05, PLOT 5.11 | Residential | CITYWALK RESIDENTIAL 1 LLC |  | R — Electrical Engineering Installations | R | R07 | R0701 | R7 Equipment | Emergency lighting |  | Item | AED | 0 | 100 | 5.08 | Electrical Engineering Installations | Length (m), Enumerated (nr), Item | 79 | Fuzzy | ⚠ | Priced
| Citywalk Plot 5.11 Main Works Contract BOQ (1).xlsx | G |  |  | NEW | CITYWALK PHASE-05, PLOT 5.11 | Residential | CITYWALK RESIDENTIAL 1 LLC |  | N — Special Construction | N | N03 | N0300 | N3 Installations | Fire detection, Emergency voice alarm and Evacuation system installations |  | Item | AED | 0 | 100 | 5.13 | Specialist Installations | Enumerated (nr), Item | 79 | Fuzzy | ⚠ | Priced
| Citywalk Plot 5.11 Main Works Contract BOQ (1).xlsx | H |  |  | NEW | CITYWALK PHASE-05, PLOT 5.11 | Residential | CITYWALK RESIDENTIAL 1 LLC |  | R — Electrical Engineering Installations | R | R04 | R0401 | R4 Final sub-circuits and auxiliary installations | Security Installation |  | Item | AED | 0 | 100 | 5.08 | Electrical Engineering Installations | Length (m), Enumerated (nr), Item | 76 | Fuzzy | ⚠ | Priced
| Citywalk Plot 5.11 Main Works Contract BOQ (1).xlsx | J |  |  | NEW | CITYWALK PHASE-05, PLOT 5.11 | Residential | CITYWALK RESIDENTIAL 1 LLC |  | N — Special Construction | N | N03 | N0300 | N3 Installations | Allow for training the Employer's Staff to operate and maintain the Electrical Engineering Installations | 1 | Item | AED | 500 | 500 | 5.13 | Specialist Installations | Enumerated (nr), Item | 79 | Fuzzy | ⚠ | Priced
| Citywalk Plot 5.11 Main Works Contract BOQ (1).xlsx | K |  |  | NEW | CITYWALK PHASE-05, PLOT 5.11 | Residential | CITYWALK RESIDENTIAL 1 LLC |  | A — General Requirements | A | A01 | A0101 | Conditions of contract | Allow for all incidental work to the Electrical Engineering Installations where not included above or elsewhere | 1 | Item | AED | 500 | 500 | 9.01 | Preliminaries – Contingency | Item | 88 | Rule | ✓ | Priced
| Citywalk Plot 5.11 Main Works Contract BOQ (1).xlsx | L |  |  | NEW | CITYWALK PHASE-05, PLOT 5.11 | Residential | CITYWALK RESIDENTIAL 1 LLC |  | A — General Requirements | A | A02 | A0201 | Specification | Allow for all builders work in connection with services for Electrical Engineering Installations where not included above or elsewhere | 1 | Item | AED | 344831 | 344831 | 9.01 | Preliminaries – BWIC | Item | 90 | Rule | ✓ | Priced
| Citywalk Plot 5.11 Main Works Contract BOQ (1).xlsx | A |  |  | NEW | CITYWALK PHASE-05, PLOT 5.11 | Residential | CITYWALK RESIDENTIAL 1 LLC |  | R — Electrical Engineering Installations | R | R04 | R0401 | R4 Final sub-circuits and auxiliary installations | Light points | 127 | Nr. | AED | 172 | 21844 | 5.08 | Electrical Engineering Installations | Length (m), Enumerated (nr), Item | 79 | Fuzzy | ⚠ | Priced
| Citywalk Plot 5.11 Main Works Contract BOQ (1).xlsx | B |  |  | NEW | CITYWALK PHASE-05, PLOT 5.11 | Residential | CITYWALK RESIDENTIAL 1 LLC |  | R — Electrical Engineering Installations | R | R04 | R0401 | R4 Final sub-circuits and auxiliary installations | Linear light points | 211 | m | AED | 122 | 25742 | 5.08 | Electrical Engineering Installations | Length (m), Enumerated (nr), Item | 77 | Fuzzy | ⚠ | Priced
| Citywalk Plot 5.11 Main Works Contract BOQ (1).xlsx | C |  |  | NEW | CITYWALK PHASE-05, PLOT 5.11 | Residential | CITYWALK RESIDENTIAL 1 LLC |  | R — Electrical Engineering Installations | R | R04 | R0401 | R4 Final sub-circuits and auxiliary installations | Landscape light points | 25 | Nr. | AED | 635 | 15875 | 5.08 | Electrical Engineering Installations | Length (m), Enumerated (nr), Item | 70 | Fuzzy | ⚠ | Priced
| Citywalk Plot 5.11 Main Works Contract BOQ (1).xlsx | D |  |  | NEW | CITYWALK PHASE-05, PLOT 5.11 | Residential | CITYWALK RESIDENTIAL 1 LLC |  | R — Electrical Engineering Installations | R | R04 | R0401 | R4 Final sub-circuits and auxiliary installations | Landscape linear light points | 45 | m | AED | 153 | 6885 | 5.08 | Electrical Engineering Installations | Length (m), Enumerated (nr), Item | 74 | Fuzzy | ⚠ | Priced
| Citywalk Plot 5.11 Main Works Contract BOQ (1).xlsx | E |  |  | NEW | CITYWALK PHASE-05, PLOT 5.11 | Residential | CITYWALK RESIDENTIAL 1 LLC |  | R — Electrical Engineering Installations | R | R05 | R0501 | R5 Accessories | Facade linear light points | 13 | m | AED | 153 | 1989 | 3.01 | Electrical – Facade Lighting Points | Enumerated (nr) | 95 | Rule | ✓ | Priced
| Citywalk Plot 5.11 Main Works Contract BOQ (1).xlsx | F |  |  | NEW | CITYWALK PHASE-05, PLOT 5.11 | Residential | CITYWALK RESIDENTIAL 1 LLC |  | R — Electrical Engineering Installations | R | R31 | R3104 |  | Track Channel points | 106 | m | AED | 104 | 11024 | 5.08 | Electrical Installations – Lighting Track Systems | m | 80 | AI | ⚠ | Priced
| Citywalk Plot 5.11 Main Works Contract BOQ (1).xlsx | G |  |  | NEW | CITYWALK PHASE-05, PLOT 5.11 | Residential | CITYWALK RESIDENTIAL 1 LLC |  | N — Special Construction | N | N03 | N0300 | N3 Installations | Light installations | 127 | Nr. | AED | 47 | 5969 | 5.13 | Specialist Installations | Enumerated (nr), Item | 79 | Fuzzy | ⚠ | Priced
| Citywalk Plot 5.11 Main Works Contract BOQ (1).xlsx | H |  |  | NEW | CITYWALK PHASE-05, PLOT 5.11 | Residential | CITYWALK RESIDENTIAL 1 LLC |  | N — Special Construction | N | N03 | N0300 | N3 Installations | Linear light installations | 211 | m | AED | 18 | 3798 | 5.13 | Specialist Installations | Enumerated (nr), Item | 79 | Fuzzy | ⚠ | Priced
| Citywalk Plot 5.11 Main Works Contract BOQ (1).xlsx | I |  |  | NEW | CITYWALK PHASE-05, PLOT 5.11 | Residential | CITYWALK RESIDENTIAL 1 LLC |  | N — Special Construction | N | N03 | N0300 | N3 Installations | Facade light installations | 25 | Nr. | AED | 112 | 2800 | 5.13 | Specialist Installations | Enumerated (nr), Item | 79 | Fuzzy | ⚠ | Priced
| Citywalk Plot 5.11 Main Works Contract BOQ (1).xlsx | J |  |  | NEW | CITYWALK PHASE-05, PLOT 5.11 | Residential | CITYWALK RESIDENTIAL 1 LLC |  | N — Special Construction | N | N03 | N0300 | N3 Installations | Landscape linear light installations | 45 | m | AED | 19 | 855 | 5.13 | Specialist Installations | Enumerated (nr), Item | 79 | Fuzzy | ⚠ | Priced
| Citywalk Plot 5.11 Main Works Contract BOQ (1).xlsx | K |  |  | NEW | CITYWALK PHASE-05, PLOT 5.11 | Residential | CITYWALK RESIDENTIAL 1 LLC |  | N — Special Construction | N | N03 | N0300 | N3 Installations | Facade linear light installations | 13 | m | AED | 19 | 247 | 5.13 | Specialist Installations | Enumerated (nr), Item | 79 | Fuzzy | ⚠ | Priced
| Citywalk Plot 5.11 Main Works Contract BOQ (1).xlsx | L |  |  | NEW | CITYWALK PHASE-05, PLOT 5.11 | Residential | CITYWALK RESIDENTIAL 1 LLC |  | N — Special Construction | N | N03 | N0300 | N3 Installations | Track Channel installation | 106 | m | AED | 18 | 1908 | 5.13 | Specialist Installations | Enumerated (nr), Item | 74 | Fuzzy | ⚠ | Priced
| Citywalk Plot 5.11 Main Works Contract BOQ (1).xlsx | M |  |  | NEW | CITYWALK PHASE-05, PLOT 5.11 | Residential | CITYWALK RESIDENTIAL 1 LLC |  | M — Furnishings | M | M00 | M0000 |  | GY-3; 4.8W/M LED - linear furniture light, IP20 | 1 | m | AED | 58 | 58 | 4.01 | Furnishings | Enumerated (nr), Length (m), Item | 65 | Fuzzy | ⚠ | Priced
| Citywalk Plot 5.11 Main Works Contract BOQ (1).xlsx | N |  |  | NEW | CITYWALK PHASE-05, PLOT 5.11 | Residential | CITYWALK RESIDENTIAL 1 LLC |  | K — Accessories | K | K02 | K0201 | K2 Partitions | CH-4; 9.6W/M LED - linear mirror light , IP67 | 2 | m | AED | 90 | 180 | 3.01 | Accessories – Mirror | Enumerated (nr) | 93 | Rule | ✓ | Priced
| Citywalk Plot 5.11 Main Works Contract BOQ (1).xlsx | O |  |  | NEW | CITYWALK PHASE-05, PLOT 5.11 | Residential | CITYWALK RESIDENTIAL 1 LLC |  | J — Finishes | J | J02 | J0201 | J2 Backgrounds | CR-2; 9.6W/M LED - linear ceiling cove light , IP20 | 1 | m | AED | 61 | 61 | 3.01 | Internal Finishes | Area (m²), Length (m) | 62 | Fuzzy | ⚠ | Priced
| Citywalk Plot 5.11 Main Works Contract BOQ (1).xlsx | P |  |  | NEW | CITYWALK PHASE-05, PLOT 5.11 | Residential | CITYWALK RESIDENTIAL 1 LLC |  | J — Finishes | J | J02 | J0201 | J2 Backgrounds | AP-1; 9.6W/M LED - linear ceiling cove light , IP20 | 12 | m | AED | 65 | 780 | 3.01 | Internal Finishes | Area (m²), Length (m) | 62 | Fuzzy | ⚠ | Priced
| Citywalk Plot 5.11 Main Works Contract BOQ (1).xlsx | Q |  |  | NEW | CITYWALK PHASE-05, PLOT 5.11 | Residential | CITYWALK RESIDENTIAL 1 LLC |  | R — Electrical Engineering Installations | R | R31 | R3102 |  | AP-2; 9.6W/M LED - linear cove light , IP67 | 4 | m | AED | 93 | 372 | 5.08 | Electrical Installations – LED Lighting Cove | m | 88 | AI | ✓ | Priced
| Citywalk Plot 5.11 Main Works Contract BOQ (1).xlsx | R |  |  | NEW | CITYWALK PHASE-05, PLOT 5.11 | Residential | CITYWALK RESIDENTIAL 1 LLC |  | K — Accessories | K | K02 | K0201 | K2 Partitions | AP-3; 4.8W/M LED - linear mirror light , IP67 | 59 | m | AED | 88 | 5192 | 3.01 | Accessories – Mirror | Enumerated (nr) | 93 | Rule | ✓ | Priced
| Citywalk Plot 5.11 Main Works Contract BOQ (1).xlsx | S |  |  | NEW | CITYWALK PHASE-05, PLOT 5.11 | Residential | CITYWALK RESIDENTIAL 1 LLC |  | R — Electrical Engineering Installations | R | R31 | R3102 |  | AP-4; 8.6W/M LED - linear under cabinet light , IP67 | 17 | m | AED | 93 | 1581 | 5.08 | Electrical Installations – LED Lighting Under-Cabinet | m | 88 | AI | ✓ | Priced
| Citywalk Plot 5.11 Main Works Contract BOQ (1).xlsx | T |  |  | NEW | CITYWALK PHASE-05, PLOT 5.11 | Residential | CITYWALK RESIDENTIAL 1 LLC |  | R — Electrical Engineering Installations | R | R31 | R3102 |  | AP-5; 20W/M LED - recessed linear light , IP40 | 59 | m | AED | 936 | 55224 | 5.08 | Electrical Installations – LED Recessed Linear Lighting | m | 88 | AI | ✓ | Priced
| Citywalk Plot 5.11 Main Works Contract BOQ (1).xlsx | U |  |  | NEW | CITYWALK PHASE-05, PLOT 5.11 | Residential | CITYWALK RESIDENTIAL 1 LLC |  | R — Electrical Engineering Installations | R | R31 | R3104 |  | AP-5; Track Channel | 102 | m | AED | 599 | 61098 | 5.08 | Electrical Installations – Lighting Track Systems | m | 80 | AI | ⚠ | Priced
| Citywalk Plot 5.11 Main Works Contract BOQ (1).xlsx | V |  |  | NEW | CITYWALK PHASE-05, PLOT 5.11 | Residential | CITYWALK RESIDENTIAL 1 LLC |  | R — Electrical Engineering Installations | R | R31 | R3102 |  | AP-11; 20W/M LED - recessed linear light , IP40 | 56 | m | AED | 856 | 47936 | 5.08 | Electrical Installations – LED Recessed Linear Lighting | m | 88 | AI | ✓ | Priced
| Citywalk Plot 5.11 Main Works Contract BOQ (1).xlsx | W |  |  | NEW | CITYWALK PHASE-05, PLOT 5.11 | Residential | CITYWALK RESIDENTIAL 1 LLC |  | R — Electrical Engineering Installations | R | R31 | R3104 |  | AP-11; Track Channel | 4 | m | AED | 599 | 2396 | 5.08 | Electrical Installations – Lighting Track Systems | m | 80 | AI | ⚠ | Priced
| Citywalk Plot 5.11 Main Works Contract BOQ (1).xlsx | X |  |  | NEW | CITYWALK PHASE-05, PLOT 5.11 | Residential | CITYWALK RESIDENTIAL 1 LLC |  | J — Finishes | J | J05 | J0500 | J5 Suspended ceilings | AP-7; 10W LED - recessed ceiling downlight , IP20 | 15 | Nr. | AED | 383 | 5745 | 3.01 | Internal Finishes | Area (m²), Length (m) | 65 | Fuzzy | ⚠ | Priced
| Citywalk Plot 5.11 Main Works Contract BOQ (1).xlsx | Y |  |  | NEW | CITYWALK PHASE-05, PLOT 5.11 | Residential | CITYWALK RESIDENTIAL 1 LLC |  | J — Finishes | J | J05 | J0500 | J5 Suspended ceilings | AP-8; 10W LED - recessed ceiling downlight , IP54 | 61 | Nr. | AED | 383 | 23363 | 3.01 | Internal Finishes | Area (m²), Length (m) | 65 | Fuzzy | ⚠ | Priced
| Citywalk Plot 5.11 Main Works Contract BOQ (1).xlsx | Z |  |  | NEW | CITYWALK PHASE-05, PLOT 5.11 | Residential | CITYWALK RESIDENTIAL 1 LLC |  | J — Finishes | J | J05 | J0500 | J5 Suspended ceilings | AP-9; 10W LED - recessed ceiling downlight , IP54 | 27 | Nr. | AED | 383 | 10341 | 3.01 | Internal Finishes | Area (m²), Length (m) | 65 | Fuzzy | ⚠ | Priced
| Citywalk Plot 5.11 Main Works Contract BOQ (1).xlsx | A |  |  | NEW | CITYWALK PHASE-05, PLOT 5.11 | Residential | CITYWALK RESIDENTIAL 1 LLC |  | J — Finishes | J | J02 | J0201 | J2 Backgrounds | AP-10; 8W LED - recessed ceiling adjustable downlight , IP67 | 20 | Nr. | AED | 383 | 7660 | 3.01 | Internal Finishes | Area (m²), Length (m) | 62 | Fuzzy | ⚠ | Priced
| Citywalk Plot 5.11 Main Works Contract BOQ (1).xlsx | B |  |  | NEW | CITYWALK PHASE-05, PLOT 5.11 | Residential | CITYWALK RESIDENTIAL 1 LLC |  | R — Electrical Engineering Installations | R | R31 | R3102 |  | AP-12; 2.1W LED - wall recessed light , IP67 | 4 | Nr. | AED | 554 | 2216 | 5.08 | Electrical Installations – LED Wall Recessed Lighting | No. | 86 | AI | ✓ | Priced
| Citywalk Plot 5.11 Main Works Contract BOQ (1).xlsx | C |  |  | NEW | CITYWALK PHASE-05, PLOT 5.11 | Residential | CITYWALK RESIDENTIAL 1 LLC |  | R — Electrical Engineering Installations | R | R04 | R0401 | R4 Final sub-circuits and auxiliary installations | Type LL4 | 3 | Nr. | AED | 2346 | 7038 | 5.08 | Electrical Engineering Installations | Length (m), Enumerated (nr), Item | 78 | Fuzzy | ⚠ | Priced
| Citywalk Plot 5.11 Main Works Contract BOQ (1).xlsx | D |  |  | NEW | CITYWALK PHASE-05, PLOT 5.11 | Residential | CITYWALK RESIDENTIAL 1 LLC |  | R — Electrical Engineering Installations | R | R05 | R0501 | R5 Accessories | Type LL6 | 44 | m | AED | 772 | 33968 | 3.01 | Electrical – Landscape Light | Enumerated (nr) | 97 | Rule | ✓ | Priced
| Citywalk Plot 5.11 Main Works Contract BOQ (1).xlsx | E |  |  | NEW | CITYWALK PHASE-05, PLOT 5.11 | Residential | CITYWALK RESIDENTIAL 1 LLC |  | R — Electrical Engineering Installations | R | R04 | R0401 | R4 Final sub-circuits and auxiliary installations | Type LL9 | 22 | Nr. | AED | 1556 | 34232 | 5.08 | Electrical Engineering Installations | Length (m), Enumerated (nr), Item | 78 | Fuzzy | ⚠ | Priced
| Citywalk Plot 5.11 Main Works Contract BOQ (1).xlsx | F |  |  | NEW | CITYWALK PHASE-05, PLOT 5.11 | Residential | CITYWALK RESIDENTIAL 1 LLC |  | C — Concrete Work | C | C05 | C0502 | C5 Precast concrete | LL-5; 5W/m LED, linear light with diffused beam, 120° beam angle, IP67 | 1 | m | AED | 771 | 771 | 2.01 | Frame / Concrete Work | Volume (m³), Weight (t), Area (m²), Length (m), Enumerated (nr) | 62 | Fuzzy | ⚠ | Priced
| Citywalk Plot 5.11 Main Works Contract BOQ (1).xlsx | G |  |  | NEW | CITYWALK PHASE-05, PLOT 5.11 | Residential | CITYWALK RESIDENTIAL 1 LLC |  | C — Concrete Work | C | C04 | C0402 | C4 Shuttering | EX-1; 5W/FT LED, surface mounted linear wall grazer light, narrow beam, IP66 | 13 | m | AED | 1556 | 20228 | 2.01 | Frame / Concrete Work | Volume (m³), Weight (t), Area (m²), Length (m), Enumerated (nr) | 62 | Fuzzy | ⚠ | Priced
| Citywalk Plot 5.11 Main Works Contract BOQ (1).xlsx | A |  |  | NEW | CITYWALK PHASE-05, PLOT 5.11 | Residential | CITYWALK RESIDENTIAL 1 LLC |  | A — General Requirements | A | A01 | A0101 | Conditions of contract | Labourer |  | Hour | AED | 17 | Rate Only | 9.01 | Preliminaries – Daywork Labour | Hours | 92 | AI | ✓ | Rate Only
| Citywalk Plot 5.11 Main Works Contract BOQ (1).xlsx | B |  |  | NEW | CITYWALK PHASE-05, PLOT 5.11 | Residential | CITYWALK RESIDENTIAL 1 LLC |  | E — Metalwork | E | E02 | E0201 | E2 Structural metalwork | Steel Fixer / Erector |  | Hour | AED | 19 | Rate Only | 9.01 | Preliminaries – Daywork Steel Fixer Labour | Hours | 90 | AI | ✓ | Rate Only
| Citywalk Plot 5.11 Main Works Contract BOQ (1).xlsx | C |  |  | NEW | CITYWALK PHASE-05, PLOT 5.11 | Residential | CITYWALK RESIDENTIAL 1 LLC |  | E — Metalwork | E | E02 | E0201 | E2 Structural metalwork | Bar Bender |  | Hour | AED | 20 | Rate Only | 9.01 | Preliminaries – Daywork Bar Bender Labour | Hours | 90 | AI | ✓ | Rate Only
| Citywalk Plot 5.11 Main Works Contract BOQ (1).xlsx | D |  |  | NEW | CITYWALK PHASE-05, PLOT 5.11 | Residential | CITYWALK RESIDENTIAL 1 LLC |  | E — Metalwork | E | E02 | E0201 | E2 Structural metalwork | Welder |  | Hour | AED | 20 | Rate Only | 9.01 | Preliminaries – Daywork Welder Labour | Hours | 92 | AI | ✓ | Rate Only
| Citywalk Plot 5.11 Main Works Contract BOQ (1).xlsx | A |  |  | NEW | CITYWALK PHASE-05, PLOT 5.11 | Residential | CITYWALK RESIDENTIAL 1 LLC |  | D — Masonry | D | D00 | D0000 |  | Mason |  | Hour | AED | 19 | Rate Only | 2.05 | External Walls / Masonry | Area (m²), Length (m), Volume (m³) | 69 | Fuzzy | ⚠ | Rate Only
| Citywalk Plot 5.11 Main Works Contract BOQ (1).xlsx | B |  |  | NEW | CITYWALK PHASE-05, PLOT 5.11 | Residential | CITYWALK RESIDENTIAL 1 LLC |  | F — Woodwork | F | F01 | F0101 | F1 Generally | Carpenter / Joiner |  | Hour | AED | 19 | Rate Only | 9.01 | Preliminaries – Daywork Carpenter/Joiner Labour | Hours | 92 | AI | ✓ | Rate Only
| Citywalk Plot 5.11 Main Works Contract BOQ (1).xlsx | C |  |  | NEW | CITYWALK PHASE-05, PLOT 5.11 | Residential | CITYWALK RESIDENTIAL 1 LLC |  | J — Finishes | J | J01 | J0101 | J1 Generally | Plasterer |  | Hour | AED | 20 | Rate Only | 9.01 | Preliminaries – Daywork Plasterer Labour | Hours | 91 | AI | ✓ | Rate Only
| Citywalk Plot 5.11 Main Works Contract BOQ (1).xlsx | D |  |  | NEW | CITYWALK PHASE-05, PLOT 5.11 | Residential | CITYWALK RESIDENTIAL 1 LLC |  | J — Finishes | J | J03 | J0301 | J3 Finishings | Tiler |  | Hour | AED | 20 | Rate Only | 9.01 | Preliminaries – Daywork Tiler Labour | Hours | 92 | AI | ✓ | Rate Only
| Citywalk Plot 5.11 Main Works Contract BOQ (1).xlsx | E |  |  | NEW | CITYWALK PHASE-05, PLOT 5.11 | Residential | CITYWALK RESIDENTIAL 1 LLC |  | J — Finishes | J | J03 | J0301 | J3 Finishings | Marble Fixer |  | Hour | AED | 22 | Rate Only | 9.01 | Preliminaries – Daywork Marble Fixer Labour | Hours | 90 | AI | ✓ | Rate Only
| Citywalk Plot 5.11 Main Works Contract BOQ (1).xlsx | F |  |  | NEW | CITYWALK PHASE-05, PLOT 5.11 | Residential | CITYWALK RESIDENTIAL 1 LLC |  | J — Finishes | J | J05 | J0501 | J5 Suspended ceilings | Painter |  | Hour | AED | 20 | Rate Only | 3.01 | Internal Finishes | Area (m²), Length (m) | 60 | Fuzzy | ⚠ | Rate Only
| Citywalk Plot 5.11 Main Works Contract BOQ (1).xlsx | G |  |  | NEW | CITYWALK PHASE-05, PLOT 5.11 | Residential | CITYWALK RESIDENTIAL 1 LLC |  | L — Equipment | L | L01 | L0101 | L1 Generally | Fitter Mechanic |  | Hour | AED | 30 | Rate Only | 9.01 | Preliminaries – Daywork Fitter Mechanic Labour | Hours | 88 | AI | ✓ | Rate Only
| Citywalk Plot 5.11 Main Works Contract BOQ (1).xlsx | H |  |  | NEW | CITYWALK PHASE-05, PLOT 5.11 | Residential | CITYWALK RESIDENTIAL 1 LLC |  | Q — Mechanical Engineering Installations | Q | Q01 | Q0101 | Q1 Generally | Plumber |  | Hour | AED | 30 | Rate Only | 9.01 | Preliminaries – Daywork Plumber Labour | Hours | 92 | AI | ✓ | Rate Only
| Citywalk Plot 5.11 Main Works Contract BOQ (1).xlsx | J |  |  | NEW | CITYWALK PHASE-05, PLOT 5.11 | Residential | CITYWALK RESIDENTIAL 1 LLC |  | A — General Requirements | A | A03 | A0300 | Restrictions | Electrician |  | Hour | AED | 22 | Rate Only | 9.01 | Preliminaries / General Requirements | Item | 62 | Fuzzy | ⚠ | Rate Only
| Citywalk Plot 5.11 Main Works Contract BOQ (1).xlsx | K |  |  | NEW | CITYWALK PHASE-05, PLOT 5.11 | Residential | CITYWALK RESIDENTIAL 1 LLC |  | R — Electrical Engineering Installations | R | R01 | R0101 | R1 Generally | Electrician's mate |  | Hour | AED | 20 | Rate Only | 9.01 | Preliminaries – Daywork Electrician's Mate Labour | Hours | 92 | AI | ✓ | Rate Only
| Citywalk Plot 5.11 Main Works Contract BOQ (1).xlsx | L |  |  | NEW | CITYWALK PHASE-05, PLOT 5.11 | Residential | CITYWALK RESIDENTIAL 1 LLC |  | A — General Requirements | A | A01 | A0101 | Conditions of contract | Commissioning Engineer |  | Hour | AED | 120 | Rate Only | 9.01 | Preliminaries – Daywork Commissioning Engineer Labour | Hours | 85 | AI | ✓ | Rate Only
| Citywalk Plot 5.11 Main Works Contract BOQ (1).xlsx | M |  |  | NEW | CITYWALK PHASE-05, PLOT 5.11 | Residential | CITYWALK RESIDENTIAL 1 LLC |  | A — General Requirements | A | A01 | A0102 | Conditions of contract | …………% |  |  | AED | 0.1 | Rate Only | 9.01 | Preliminaries – Daywork Materials Provision | Percentage (%) | 88 | AI | ✓ | Rate Only
| Citywalk Plot 5.11 Main Works Contract BOQ (1).xlsx | A |  |  | NEW | CITYWALK PHASE-05, PLOT 5.11 | Residential | CITYWALK RESIDENTIAL 1 LLC |  | R — Electrical Engineering Installations | R | R07 | R0700 | R7 Equipment | D4 Tractor or equivalent |  | Hour | AED | 150 | Rate only | 5.08 | Electrical Engineering Installations | Length (m), Enumerated (nr), Item | 61 | Fuzzy | ⚠ | Rate Only
| Citywalk Plot 5.11 Main Works Contract BOQ (1).xlsx | B |  |  | NEW | CITYWALK PHASE-05, PLOT 5.11 | Residential | CITYWALK RESIDENTIAL 1 LLC |  | B — Site Work | B | B01 | B0101 | B1 Site exploration generally | Whacker, hand compactor or equivalent |  | Hour | AED | 45 | Rate only | 9.01 | Preliminaries – Daywork Hand Compactor Plant | Hours or Days | 89 | AI | ✓ | Rate Only
| Citywalk Plot 5.11 Main Works Contract BOQ (1).xlsx | C |  |  | NEW | CITYWALK PHASE-05, PLOT 5.11 | Residential | CITYWALK RESIDENTIAL 1 LLC |  | B — Site Work | B | B01 | B0101 | B1 Site exploration generally | Bomag pedestrian roller double drum |  | Hour | AED | 22 | Rate only | 9.01 | Preliminaries – Daywork Bomag Pedestrian Roller Plant | Hours or Days | 89 | AI | ✓ | Rate Only
| Citywalk Plot 5.11 Main Works Contract BOQ (1).xlsx | D |  |  | NEW | CITYWALK PHASE-05, PLOT 5.11 | Residential | CITYWALK RESIDENTIAL 1 LLC |  | B — Site Work | B | B09 | B0901 | B9 Excavation | Wheeled excavator with backhoe and shovel (JCB) |  | Hour | AED | 380 | Rate only | 8.01 | Site Works, Drainage, External Services & Landscaping | Volume (m³), Length (m), Area (m²), Enumerated (nr), Item | 69 | Fuzzy | ⚠ | Rate Only
| Citywalk Plot 5.11 Main Works Contract BOQ (1).xlsx | E |  |  | NEW | CITYWALK PHASE-05, PLOT 5.11 | Residential | CITYWALK RESIDENTIAL 1 LLC |  | A — General Requirements | A | A01 | A0103 | Conditions of contract | 3 Tonne pick-up |  | Hour | AED | 210 | Rate only | 9.01 | Preliminaries – Daywork 3 Tonne Pick-up Vehicle | Hours or Days | 87 | AI | ✓ | Rate Only
| Citywalk Plot 5.11 Main Works Contract BOQ (1).xlsx | F |  |  | NEW | CITYWALK PHASE-05, PLOT 5.11 | Residential | CITYWALK RESIDENTIAL 1 LLC |  | A — General Requirements | A | A01 | A0103 | Conditions of contract | 16 m³ Tipper |  | Hour | AED | 320 | Rate only | 9.01 | Preliminaries – Daywork 16m³ Tipper Vehicle | Hours or Days | 88 | AI | ✓ | Rate Only
| Citywalk Plot 5.11 Main Works Contract BOQ (1).xlsx | G |  |  | NEW | CITYWALK PHASE-05, PLOT 5.11 | Residential | CITYWALK RESIDENTIAL 1 LLC |  | A — General Requirements | A | A01 | A0103 | Conditions of contract | 2 Tonne dumper |  | Hour | AED | 400 | Rate only | 9.01 | Preliminaries – Daywork 2 Tonne Dumper | Hours or Days | 88 | AI | ✓ | Rate Only
| Citywalk Plot 5.11 Main Works Contract BOQ (1).xlsx | H |  |  | NEW | CITYWALK PHASE-05, PLOT 5.11 | Residential | CITYWALK RESIDENTIAL 1 LLC |  | A — General Requirements | A | A01 | A0103 | Conditions of contract | 1 Tonne 4 x 4 pick-up |  | Hour | AED | 360 | Rate only | 9.01 | Preliminaries – Daywork 1 Tonne 4x4 Pick-up | Hours or Days | 87 | AI | ✓ | Rate Only
| Citywalk Plot 5.11 Main Works Contract BOQ (1).xlsx | J |  |  | NEW | CITYWALK PHASE-05, PLOT 5.11 | Residential | CITYWALK RESIDENTIAL 1 LLC |  | A — General Requirements | A | A01 | A0103 | Conditions of contract | Generator, 75kVA |  | Hour | AED | 80 | Rate only | 9.01 | Preliminaries – Daywork 75kVA Generator | Hours or Days | 90 | AI | ✓ | Rate Only
| Citywalk Plot 5.11 Main Works Contract BOQ (1).xlsx | K |  |  | NEW | CITYWALK PHASE-05, PLOT 5.11 | Residential | CITYWALK RESIDENTIAL 1 LLC |  | A — General Requirements | A | A01 | A0103 | Conditions of contract | Compressor, 5000 litres/minute |  | Hour | AED | 350 | Rate only | 9.01 | Preliminaries – Daywork Air Compressor 5000 L/min | Hours or Days | 90 | AI | ✓ | Rate Only
| Citywalk Plot 5.11 Main Works Contract BOQ (1).xlsx | L |  |  | NEW | CITYWALK PHASE-05, PLOT 5.11 | Residential | CITYWALK RESIDENTIAL 1 LLC |  | J — Finishes | J | J03 | J0301 | J3 Finishings | Marble polisher |  | Hour | AED | 50 | Rate only | 9.01 | Preliminaries – Daywork Marble Polisher Equipment | Hours or Days | 89 | AI | ✓ | Rate Only
| Citywalk Plot 5.11 Main Works Contract BOQ (1).xlsx | M |  |  | NEW | CITYWALK PHASE-05, PLOT 5.11 | Residential | CITYWALK RESIDENTIAL 1 LLC |  | J — Finishes | J | J03 | J0301 | J3 Finishings | Marble/terrazzo grinder/cutter |  | Hour | AED | 50 | Rate only | 9.01 | Preliminaries – Daywork Marble Grinder/Cutter Equipment | Hours or Days | 89 | AI | ✓ | Rate Only
| Citywalk Plot 5.11 Main Works Contract BOQ (1).xlsx | N |  |  | NEW | CITYWALK PHASE-05, PLOT 5.11 | Residential | CITYWALK RESIDENTIAL 1 LLC |  | A — General Requirements | A | A01 | A0103 | Conditions of contract | Tower crane |  | Hour | AED | 550 | Rate only | 9.01 | Preliminaries – Daywork Tower Crane | Hours or Days | 91 | AI | ✓ | Rate Only
| Citywalk Plot 5.11 Main Works Contract BOQ (1).xlsx | P |  |  | NEW | CITYWALK PHASE-05, PLOT 5.11 | Residential | CITYWALK RESIDENTIAL 1 LLC |  | A — General Requirements | A | A01 | A0103 | Conditions of contract | Mobile crane |  | Hour | AED | 250 | Rate only | 9.01 | Preliminaries – Daywork Mobile Crane | Hours or Days | 91 | AI | ✓ | Rate Only
| Citywalk Plot 5.11 Main Works Contract BOQ (1).xlsx | A |  |  | NEW | CITYWALK PHASE-05, PLOT 5.11 | Residential | CITYWALK RESIDENTIAL 1 LLC |  | J — Finishes | J | J00 | J0000 |  | Unit Bedrooms - Remove Paint behind wardrobe and keep primer only - wall finishes are to extend 100mm from edge of the joinery |  |  | AED |  | -12587 | 3.01 | Internal Finishes | Area (m²), Length (m) | 70 | Fuzzy | ⚠ | Priced
| Citywalk Plot 5.11 Main Works Contract BOQ (1).xlsx | B |  |  | NEW | CITYWALK PHASE-05, PLOT 5.11 | Residential | CITYWALK RESIDENTIAL 1 LLC |  | J — Finishes | J | J00 | J0000 |  | Unit Kitchens - No paint behind kitchen cabinets - wall finishes are to extend 100mm from edge of the joinery |  |  | AED |  | -10745 | 3.01 | Internal Finishes | Area (m²), Length (m) | 70 | Fuzzy | ⚠ | Priced
| Citywalk Plot 5.11 Main Works Contract BOQ (1).xlsx | C |  |  | NEW | CITYWALK PHASE-05, PLOT 5.11 | Residential | CITYWALK RESIDENTIAL 1 LLC |  | H — Doors And Windows | H | H01 | H0100 | H1 Doors | Remove grooves from Internal Doors and maintain it only on main apartment doors. |  |  | AED |  | -37577 | 2.06 | Windows and External Doors | Enumerated (nr), Area (m²), Length (m) | 79 | Fuzzy | ⚠ | Priced
| Citywalk Plot 5.11 Main Works Contract BOQ (1).xlsx | D |  |  | NEW | CITYWALK PHASE-05, PLOT 5.11 | Residential | CITYWALK RESIDENTIAL 1 LLC |  | G — Thermal And Moisture Protection | G | G02 | G0201 | G2 Coverings and linings | Use Monneli Monta Brush Cementitious waterproofing as wet area instead of Masterseal 588. |  |  | AED |  | -57257 | 2.03 | Roof / Thermal & Moisture Protection | Area (m²), Length (m), Enumerated (nr) | 68 | Fuzzy | ⚠ | Priced
| Citywalk Plot 5.11 Main Works Contract BOQ (1).xlsx | E |  |  | NEW | CITYWALK PHASE-05, PLOT 5.11 | Residential | CITYWALK RESIDENTIAL 1 LLC |  | J — Finishes | J | J06 | J0604 | J6 Decorations | Replace Polyurethane Floor coating with Solvent Free Epoxy Coating |  |  | AED |  | -16924 | 3.01 | Internal Finishes | Area (m²), Length (m) | 61 | Fuzzy | ⚠ | Priced
| Citywalk Plot 5.11 Main Works Contract BOQ (1).xlsx | F |  |  | NEW | CITYWALK PHASE-05, PLOT 5.11 | Residential | CITYWALK RESIDENTIAL 1 LLC |  | A — General Requirements | A | A02 | A0200 | Specification | Change in the lighting specification of the Kitchen linear light (AP-5) to more economical brand |  |  | AED |  | -201837.7 | 9.01 | Preliminaries / General Requirements | Item | 79 | Fuzzy | ⚠ | Priced
| Citywalk Plot 5.11 Main Works Contract BOQ (1).xlsx | G |  |  | NEW | CITYWALK PHASE-05, PLOT 5.11 | Residential | CITYWALK RESIDENTIAL 1 LLC |  | A — General Requirements | A | A02 | A0200 | Specification | Change in the lighting specification of the bathroom linear light (AP-11) to more economical brand |  |  | AED |  | -66374 | 9.01 | Preliminaries / General Requirements | Item | 79 | Fuzzy | ⚠ | Priced
| Citywalk Plot 5.11 Main Works Contract BOQ (1).xlsx | H |  |  | NEW | CITYWALK PHASE-05, PLOT 5.11 | Residential | CITYWALK RESIDENTIAL 1 LLC |  | R — Electrical Engineering Installations | R | R04 | R0401 | R4 Final sub-circuits and auxiliary installations | Replace Landscape Lighting models LL-1 and LL-2 with equivalent models from a more economical brand, ensuring no changes in appearance or specifications. |  |  | AED |  | -44891 | 5.08 | Electrical Engineering Installations | Length (m), Enumerated (nr), Item | 77 | Fuzzy | ⚠ | Priced
| Citywalk Plot 5.11 Main Works Contract BOQ (1).xlsx | A.1 |  |  | NEW | CITYWALK PHASE-05, PLOT 5.11 | Residential | CITYWALK RESIDENTIAL 1 LLC |  | Q — Mechanical Engineering Installations | Q | Q04 | Q0400 | Q4 Equipment | GRP Tank - ECO Clear / Sungil / Pipeco / Equivalent |  |  | AED |  | -24312 | 5.06 | Mechanical Engineering Installations | Length (m), Weight (t), Area (m²), Enumerated (nr), Item | 62 | Fuzzy | ⚠ | Priced
| Citywalk Plot 5.11 Main Works Contract BOQ (1).xlsx | A.2 |  |  | NEW | CITYWALK PHASE-05, PLOT 5.11 | Residential | CITYWALK RESIDENTIAL 1 LLC |  | R — Electrical Engineering Installations | R | R12 | R1204 |  | Structured Cabling System - TRA approved make - Netx / Opterna / C-TS / Equivalent |  |  | AED |  | -13378 | 5.12 | Communication & Security – Data & Structured Cabling | Item/System | 85 | AI | ✓ | Priced
| Citywalk Plot 5.11 Main Works Contract BOQ (1).xlsx | A.3 |  |  | NEW | CITYWALK PHASE-05, PLOT 5.11 | Residential | CITYWALK RESIDENTIAL 1 LLC |  | R — Electrical Engineering Installations | R | R02 | R0203 | R2 Main circuits | Heat Resistant wires - NCI/ Al Fanar / Equivalent |  |  | AED |  | -3809 | 5.08 | Electrical Installations – Cable & Wiring | Length (m) | 82 | AI | ⚠ | Priced
| Citywalk Plot 5.11 Main Works Contract BOQ (1).xlsx | A.4 |  |  | NEW | CITYWALK PHASE-05, PLOT 5.11 | Residential | CITYWALK RESIDENTIAL 1 LLC |  | R — Electrical Engineering Installations | R | R07 | R0700 | R7 Equipment | Fire Rated Cable - NCI/ Equivalent |  |  | AED |  | -12891 | 5.08 | Electrical Engineering Installations | Length (m), Enumerated (nr), Item | 68 | Fuzzy | ⚠ | Priced
| Citywalk Plot 5.11 Main Works Contract BOQ (1).xlsx | B |  |  | NEW | CITYWALK PHASE-05, PLOT 5.11 | Residential | CITYWALK RESIDENTIAL 1 LLC |  | Q — Mechanical Engineering Installations | Q | Q03 | Q0300 | Q3 Ductwork | Consider pre-insulated ductwork instead of GI ducts for all the FCU ductwork and the ventilation ductwork within ceiling void |  |  | AED |  | -19392 | 5.06 | Mechanical Engineering Installations | Length (m), Weight (t), Area (m²), Enumerated (nr), Item | 79 | Fuzzy | ⚠ | Priced
| Citywalk Plot 5.11 Main Works Contract BOQ (1).xlsx | C |  |  | NEW | CITYWALK PHASE-05, PLOT 5.11 | Residential | CITYWALK RESIDENTIAL 1 LLC |  | Q — Mechanical Engineering Installations | Q | Q05 | Q0502 | Q5 Automatic controls | Pipe Support System( Plumbing, Drainage & Chw System) 1.Considering Rubber lined split clamp for all plumbing system not only limited to PPR, Drainage pipe and sound proof piping. 2.Replace FCU Anti vibration spring isolator with rubber gromets as per specialiest recommendation. 3.All supports to be considered Pre Galvanized 4. Hot dip galvanized supports will be used for roof area only. |  |  | AED |  | -13669 | 5.06 | Mechanical Engineering Installations | Length (m), Weight (t), Area (m²), Enumerated (nr), Item | 65 | Fuzzy | ⚠ | Priced
| Citywalk Plot 5.11 Main Works Contract BOQ (1).xlsx | D |  |  | NEW | CITYWALK PHASE-05, PLOT 5.11 | Residential | CITYWALK RESIDENTIAL 1 LLC |  | Q — Mechanical Engineering Installations | Q | Q03 | Q0303 | Q3 Ductwork | Consider all Pumps to be considered locally assembled from Maunfacturer authorized partners. Assembly limited to pump headers, valves and other items assembly however pump sets will be delivered from manufacturer facility outside UAE. |  |  | AED |  | -12000 | 5.06 | Mechanical Engineering Installations | Length (m), Weight (t), Area (m²), Enumerated (nr), Item | 66 | Fuzzy | ⚠ | Priced
| Citywalk Plot 5.11 Main Works Contract BOQ (1).xlsx | A |  |  | NEW | CITYWALK PHASE-05, PLOT 5.11 | Residential | CITYWALK RESIDENTIAL 1 LLC |  | Q — Mechanical Engineering Installations | Q | Q05 | Q0501 | Q5 Automatic controls | Fire protection system as per minimum authority requirement & shall be executed by any authority approved specialist contractor with their proposed brands as per DCD requirements not necessary to comply with specification.i.e Naffco with out considering any spares Considering Kitemark/LPCB approved FE. Kindly refer to the below points. 1. All products i.e pump, pipes, fittings, sprinkler cabinets and others items for FF & special system to be considered as per M/s Naffco product range. 2. Consider Standard Warranty for all Fire Fighting system 1 year from TOC date for all items. 3.Ommitting Siesmic requirements for the complete system. 4.Consider Kitemark/ LPCB approved items for FF system. 5.Consider FM 200 as clean agent system waiving GWP & ODP requirements. 6. Redesign the complete Fire protection system as per minimum DCD requirements. 7. Project Design intent will be maintend as per tender documents during redesigning of system as per DCD minimum regulation. |  |  | AED |  | -39775 | 3.01 | Mechanical – Fire Protection | Item | 90 | Rule | ✓ | Priced
| Citywalk Plot 5.11 Main Works Contract BOQ (1).xlsx | B |  |  | NEW | CITYWALK PHASE-05, PLOT 5.11 | Residential | CITYWALK RESIDENTIAL 1 LLC |  | Q — Mechanical Engineering Installations | Q | Q05 | Q0502 | Q5 Automatic controls | Ommit Leak detection system from the project. |  |  | AED |  | -7500 | 5.03 | Disposal – Leak Detection System (Omitted) | Item | 78 | AI | ⚠ | Priced
| Citywalk Plot 5.11 Main Works Contract BOQ (1).xlsx | C |  |  | NEW | CITYWALK PHASE-05, PLOT 5.11 | Residential | CITYWALK RESIDENTIAL 1 LLC |  | A — General Requirements | A | A07 | A0701 | Contractor's facilities | List of spare parts will be provided and warranty for all items will be 1 year from TOC date except Water tank, & Chiller Compressor without any maintenace contractor. DLP standard services will be provided. - Contractor shall submit a list of the warrenties of all equipments and required spare aprts |  |  | AED |  | -75000 | 9.01 | Preliminaries / General Requirements | Item | 63 | Fuzzy | ⚠ | Priced
| Citywalk Plot 5.11 Main Works Contract BOQ (1).xlsx | D |  |  | NEW | CITYWALK PHASE-05, PLOT 5.11 | Residential | CITYWALK RESIDENTIAL 1 LLC |  | Q — Mechanical Engineering Installations | Q | Q07 | Q0702 | Q7 Insulation, including linings and protective coverings | Fire rated duct material, type, thickness and manufacturer to be consider one of DCD approved as per their DCD approval. |  |  | AED |  | -7708 | 5.06 | Mechanical Engineering Installations | Length (m), Weight (t), Area (m²), Enumerated (nr), Item | 67 | Fuzzy | ⚠ | Priced
| Citywalk Plot 5.11 Main Works Contract BOQ (1).xlsx | A |  |  | NEW | CITYWALK PHASE-05, PLOT 5.11 | Residential | CITYWALK RESIDENTIAL 1 LLC |  | R — Electrical Engineering Installations | R | R02 | R0203 | R2 Main circuits | SMDB to DB in typical floor armored cables & cable trays to be replaced with single core wires & Concealed PVC Conduits in residential building. - subject to following DEWA regulations |  |  | AED |  | -16729 | 3.01 | Electrical – Cable Tray | Length (m) | 97 | Rule | ✓ | Priced
| Citywalk Plot 5.11 Main Works Contract BOQ (1).xlsx | B |  |  | NEW | CITYWALK PHASE-05, PLOT 5.11 | Residential | CITYWALK RESIDENTIAL 1 LLC |  | J — Finishes | J | J06 | J0604 | J6 Decorations | Any Exposed Conduit Above Ceiling to be used Heavy Duty PVC Conduits, except for Plantroom areas. |  |  | AED |  | -7299 | 3.01 | Internal Finishes | Area (m²), Length (m) | 63 | Fuzzy | ⚠ | Priced
| Citywalk Plot 5.11 Main Works Contract BOQ (1).xlsx | C |  |  | NEW | CITYWALK PHASE-05, PLOT 5.11 | Residential | CITYWALK RESIDENTIAL 1 LLC |  | H — Doors And Windows | H | H03 | H0302 | H3 Screens | Ommitting Door Chime from Inside Apartment and consider Indoor Video intercom integrated with Apartment external Push button. |  |  | AED |  | -7353 | 2.06 | Windows and External Doors | Enumerated (nr), Area (m²), Length (m) | 67 | Fuzzy | ⚠ | Priced
| Citywalk Plot 5.11 Main Works Contract BOQ (1).xlsx | D |  |  | NEW | CITYWALK PHASE-05, PLOT 5.11 | Residential | CITYWALK RESIDENTIAL 1 LLC |  | A — General Requirements | A | A00 | A0000 |  | Consider 8 Hour builtin tank only for the DG Set as per DCD requirements without consideration of section 2.6 of specification. |  |  | AED |  | -4000 | 9.01 | Preliminaries / General Requirements | Item | 75 | Fuzzy | ⚠ | Priced
| Citywalk Plot 5.11 Main Works Contract BOQ (1).xlsx | E |  |  | NEW | CITYWALK PHASE-05, PLOT 5.11 | Residential | CITYWALK RESIDENTIAL 1 LLC |  | A — General Requirements | A | A02 | A0200 | Specification | Diesel Genset to be Localy Assembled as per manufacturer requirements from one of the approved vendors as per specification - subject to assembler prequalification approval |  |  | AED |  | -39796 | 9.01 | Preliminaries / General Requirements | Item | 79 | Fuzzy | ⚠ | Priced
| Citywalk Plot 5.11 Main Works Contract BOQ (1).xlsx | F |  |  | NEW | CITYWALK PHASE-05, PLOT 5.11 | Residential | CITYWALK RESIDENTIAL 1 LLC |  | Q — Mechanical Engineering Installations | Q | Q03 | Q0300 | Q3 Ductwork | Kitchen Extract Ductwork to be Black Steel Ductwork. |  |  | AED |  | -6592 | 5.06 | Mechanical Engineering Installations | Length (m), Weight (t), Area (m²), Enumerated (nr), Item | 79 | Fuzzy | ⚠ | Priced
| Citywalk Plot 5.11 Main Works Contract BOQ (1).xlsx | G |  |  | NEW | CITYWALK PHASE-05, PLOT 5.11 | Residential | CITYWALK RESIDENTIAL 1 LLC |  | R — Electrical Engineering Installations | R | R02 | R0200 | R2 Main circuits | Omitting Air separators in chilled water lines and provide air vents at the top of circuits |  |  | AED |  | -12000 | 5.08 | Electrical Engineering Installations | Length (m), Enumerated (nr), Item | 72 | Fuzzy | ⚠ | Priced
| Citywalk Plot 5.11 Main Works Contract BOQ (1).xlsx | H |  |  | NEW | CITYWALK PHASE-05, PLOT 5.11 | Residential | CITYWALK RESIDENTIAL 1 LLC |  | Q — Mechanical Engineering Installations | Q | Q02 | Q0203 | Q2 Pipework and gutterwork | Extended drain pan under the Valve Package to be eliminated. |  |  | AED |  | -6626 | 5.06 | Mechanical Engineering Installations | Length (m), Weight (t), Area (m²), Enumerated (nr), Item | 71 | Fuzzy | ⚠ | Priced
| Citywalk Plot 5.11 Main Works Contract BOQ (1).xlsx | J |  |  | NEW | CITYWALK PHASE-05, PLOT 5.11 | Residential | CITYWALK RESIDENTIAL 1 LLC |  | A — General Requirements | A | A00 | A0000 |  | Using locally assembled LV Panels, SMDB's, DB's, MCC's Capacitor Banks & Automatic Transfer Switch (ATS) with local enclosure as per minimum requirements of the local Authority and as per manufacturer's standards. |  |  | AED |  | -60767 | 9.01 | Preliminaries / General Requirements | Item | 63 | Fuzzy | ⚠ | Priced
| Citywalk Plot 5.11 Main Works Contract BOQ (1).xlsx | K |  |  | NEW | CITYWALK PHASE-05, PLOT 5.11 | Residential | CITYWALK RESIDENTIAL 1 LLC |  | R — Electrical Engineering Installations | R | R02 | R0201 | R2 Main circuits | Proposing Fire Alarm and Emergency Cables to be clipped on slab ceiling areas. |  |  | AED |  | -3977 | 3.01 | Electrical – Cables | Item | 88 | Rule | ✓ | Priced
| Citywalk Plot 5.11 Main Works Contract BOQ (1).xlsx | A |  |  | NEW | CITYWALK PHASE-05, PLOT 5.11 | Residential | CITYWALK RESIDENTIAL 1 LLC |  | J — Finishes | J | J06 | J0603 | J6 Decorations | Changing all internal dry area paints from Wonderwall lux to My Home Rich Matt paint (the same as done in City walk 5.02 & 5.07) |  |  | AED |  | -80885 | 3.01 | Internal Finishes | Area (m²), Length (m) | 67 | Fuzzy | ⚠ | Priced
| Citywalk Plot 5.11 Main Works Contract BOQ (1).xlsx | B |  |  | NEW | CITYWALK PHASE-05, PLOT 5.11 | Residential | CITYWALK RESIDENTIAL 1 LLC |  | N — Special Construction | N | N01 | N0101 | N1 Generally | Sesimic study & seismic supports are deleted |  |  | AED |  | -19950 | 7.01 | Special Construction – Seismic Design (Deleted) | Item | 75 | AI | ⚠ | Priced
| Citywalk Plot 5.11 Main Works Contract BOQ (1).xlsx | C |  |  | NEW | CITYWALK PHASE-05, PLOT 5.11 | Residential | CITYWALK RESIDENTIAL 1 LLC |  | Q — Mechanical Engineering Installations | Q | Q01 | Q0102 | Q1 Generally | Water supply : Pressure Reducing Valves 1. Considering Direct Acting Pressure Reducing Valves (PRV) with bronze body for the Water Supply System for all sizes from alternate vendors such as KIDS / PEGLER or equivalent as per the manufacturer's standard processes. 2. Considering 1 No. PRV for each water meter room. |  |  | AED |  | -12000 | 5.06 | Mechanical Engineering Installations | Length (m), Weight (t), Area (m²), Enumerated (nr), Item | 68 | Fuzzy | ⚠ | Priced
| Citywalk Plot 5.11 Main Works Contract BOQ (1).xlsx | D |  |  | NEW | CITYWALK PHASE-05, PLOT 5.11 | Residential | CITYWALK RESIDENTIAL 1 LLC |  | M — Furnishings | M | M01 | M0101 | M1 Generally | Drainahe Accessories: Proposing Drainage Accessories (i.e. Manholes, Planter Drains, Area Drains, Vent Cowls, Rain Water Outlets, Free Discharge, Floor Drains,Linear drain covers, Balcony drain covers, Floor Clean Outs, etc.) from alternate vendors such as IDEAL / AQUANOX / AQUAPRO / OSTERMEIER / EQUIVALENT in compliance to the Project Specifications. |  |  | AED |  | -12000 | 3.01 | Furnishings – Planter | Enumerated (nr) | 90 | Rule | ✓ | Priced
| Citywalk Plot 5.11 Main Works Contract BOQ (1).xlsx | E |  |  | NEW | CITYWALK PHASE-05, PLOT 5.11 | Residential | CITYWALK RESIDENTIAL 1 LLC |  | K — Accessories | K | K02 | K0202 | K2 Partitions | Proposing Adhesive, sealant cloth from alternative brands - Star, Frego, Dubai Adhesives or approved equvilant approved from Dubai Munciplity & UL Listed. |  |  | AED |  | -7500 | 4.01 | FF&E – Adhesives & Sealants (Alternative Brands) | Item/Specification | 72 | AI | ⚠ | Priced
| Citywalk Plot 5.11 Main Works Contract BOQ (1).xlsx | F |  |  | NEW | CITYWALK PHASE-05, PLOT 5.11 | Residential | CITYWALK RESIDENTIAL 1 LLC |  | Q — Mechanical Engineering Installations | Q | Q03 | Q0303 | Q3 Ductwork | Proposing alternative vendor for All Air side equipments as per manufacturer standards. Clima Uno / Equivalent Proposed new products as per manufacturer standard production range. |  |  | AED |  | -22062 | 5.06 | Mechanical Engineering Installations | Length (m), Weight (t), Area (m²), Enumerated (nr), Item | 66 | Fuzzy | ⚠ | Priced
| Citywalk Plot 5.11 Main Works Contract BOQ (1).xlsx | G |  |  | NEW | CITYWALK PHASE-05, PLOT 5.11 | Residential | CITYWALK RESIDENTIAL 1 LLC |  | R — Electrical Engineering Installations | R | R02 | R0201 | R2 Main circuits | Redesign the FA as per minimum DCD requirements and use Alternative brand Cables uranus or approved equal. |  |  | AED |  | -11846 | 3.01 | Electrical – Cables | Item | 88 | Rule | ✓ | Priced
| Citywalk Plot 5.11 Main Works Contract BOQ (1).xlsx | A |  |  | NEW | CITYWALK PHASE-05, PLOT 5.11 | Residential | CITYWALK RESIDENTIAL 1 LLC |  | K — Accessories | K | K00 | K0000 |  | Proposing - Wiring Accessories - Avatar On DG / Equivalent |  |  | AED |  | -68770 | 4.01 | Furniture, Fittings and Equipment | Enumerated (nr), Length (m), Area (m²), Item | 79 | Fuzzy | ⚠ | Priced
| Citywalk Plot 5.11 Main Works Contract BOQ (1).xlsx | B |  |  | NEW | CITYWALK PHASE-05, PLOT 5.11 | Residential | CITYWALK RESIDENTIAL 1 LLC |  | Q — Mechanical Engineering Installations | Q | Q01 | Q0102 | Q1 Generally | Sanitarywares - Changes in finish and model from specified, as per attached Annexure-1 |  |  | AED |  | -77820 | 5.01 | Sanitary Appliances – Sanitarywares (Specification Change) | Item | 88 | AI | ✓ | Priced
| Citywalk Plot 5.11 Main Works Contract BOQ (1).xlsx | MAIN SUMMARY |  |  | NEW | CITYWALK PHASE-05, PLOT 5.11 | Residential | CITYWALK RESIDENTIAL 1 LLC |  | A — General Requirements | A | A00 | A0000 |  | Page Nr. | AMOUNT AED |  | AED |  |  | 9.01 | Preliminaries – General Requirements | Item | 75 | AI | ⚠ | Unpriced
| Citywalk Plot 5.11 Main Works Contract BOQ (1).xlsx | BILL NO. 1 - GENERAL REQUIREMENTS FOR THE WHOLE OF THE WORKS |  |  | NEW | CITYWALK PHASE-05, PLOT 5.11 | Residential | CITYWALK RESIDENTIAL 1 LLC |  | A — General Requirements | A | A00 | A0000 |  | 1/SUM | 26133396 |  | AED |  |  | 9.01 | Preliminaries – General Requirements | Item | 70 | AI | ⚠ | Unpriced
| Citywalk Plot 5.11 Main Works Contract BOQ (1).xlsx | BILL NO. 2 - BASEMENT, GROUND FLOOR AND PODIUM |  |  | NEW | CITYWALK PHASE-05, PLOT 5.11 | Residential | CITYWALK RESIDENTIAL 1 LLC |  | A — General Requirements | A | A00 | A0000 |  | 2/SUM | 49007076 |  | AED |  |  | 9.01 | Preliminaries – General Requirements | Item | 70 | AI | ⚠ | Unpriced
| Citywalk Plot 5.11 Main Works Contract BOQ (1).xlsx | BILL NO. 3 - TOWER |  |  | NEW | CITYWALK PHASE-05, PLOT 5.11 | Residential | CITYWALK RESIDENTIAL 1 LLC |  | R — Electrical Engineering Installations | R | R02 | R0200 | R2 Main circuits | 3A/SUM | 99609528 |  | AED |  |  | 5.08 | Electrical Engineering Installations | Length (m), Enumerated (nr), Item | 45 | Fuzzy | ⚠ | Unpriced
| Citywalk Plot 5.11 Main Works Contract BOQ (1).xlsx | BILL NO. 4 - DAYWORKS |  |  | NEW | CITYWALK PHASE-05, PLOT 5.11 | Residential | CITYWALK RESIDENTIAL 1 LLC |  | R — Electrical Engineering Installations | R | R02 | R0200 | R2 Main circuits | 4/DW/4 | Rates Only |  | AED |  |  | 5.08 | Electrical Engineering Installations | Length (m), Enumerated (nr), Item | 41 | Fuzzy | ⚠ | Unpriced
| Citywalk Plot 5.11 Main Works Contract BOQ (1).xlsx | TOTAL CARRIED TO FORM OF TENDER |  |  | NEW | CITYWALK PHASE-05, PLOT 5.11 | Residential | CITYWALK RESIDENTIAL 1 LLC |  | Q — Mechanical Engineering Installations | Q | Q06 | Q0600 | Q6 Connections to supply mains | AED | 173594401.3 |  | AED |  |  | 5.06 | Mechanical Engineering Installations | Length (m), Weight (t), Area (m²), Enumerated (nr), Item | 44 | Fuzzy | ⚠ | Unpriced
GRAND TOTAL · 4459 items | [19 empty] | 172785744.3

## RATE_ONLY
RATE ONLY · CITYWALK PHASE-05, PLOT 5.11 · 31 items
Items with a Rate but no Amount — included for completeness
ACTION | BATCH | REF | Country | City | Asset | Project | Type | Employer | Contract Type | POMI Section | Code 1 | Code 2 | Code 3 | POMI Sub Section | Description | Qty | Unit | Currency | Rate | Amount | NRM | NRM Description | Measurement | Conf% | Stage | Flag | Pricing
| Citywalk Plot 5.11 Main Works Contract BOQ (1).xlsx | 2/J/7/E |  |  | NEW | CITYWALK PHASE-05, PLOT 5.11 | Residential | CITYWALK RESIDENTIAL 1 LLC |  | J — Finishes | J | J03 | J0301 | J3 Finishings | To garbage room | 0 | m² | AED | 43 | 0 | 3.01 | Finishes – Wall Finishes | Area (m²) | 80 | AI | ⚠ | Rate Only
| Citywalk Plot 5.11 Main Works Contract BOQ (1).xlsx | A |  |  | NEW | CITYWALK PHASE-05, PLOT 5.11 | Residential | CITYWALK RESIDENTIAL 1 LLC |  | A — General Requirements | A | A01 | A0101 | Conditions of contract | Labourer |  | Hour | AED | 17 | Rate Only | 9.01 | Preliminaries – Daywork Labour | Hours | 92 | AI | ✓ | Rate Only
| Citywalk Plot 5.11 Main Works Contract BOQ (1).xlsx | B |  |  | NEW | CITYWALK PHASE-05, PLOT 5.11 | Residential | CITYWALK RESIDENTIAL 1 LLC |  | E — Metalwork | E | E02 | E0201 | E2 Structural metalwork | Steel Fixer / Erector |  | Hour | AED | 19 | Rate Only | 9.01 | Preliminaries – Daywork Steel Fixer Labour | Hours | 90 | AI | ✓ | Rate Only
| Citywalk Plot 5.11 Main Works Contract BOQ (1).xlsx | C |  |  | NEW | CITYWALK PHASE-05, PLOT 5.11 | Residential | CITYWALK RESIDENTIAL 1 LLC |  | E — Metalwork | E | E02 | E0201 | E2 Structural metalwork | Bar Bender |  | Hour | AED | 20 | Rate Only | 9.01 | Preliminaries – Daywork Bar Bender Labour | Hours | 90 | AI | ✓ | Rate Only
| Citywalk Plot 5.11 Main Works Contract BOQ (1).xlsx | D |  |  | NEW | CITYWALK PHASE-05, PLOT 5.11 | Residential | CITYWALK RESIDENTIAL 1 LLC |  | E — Metalwork | E | E02 | E0201 | E2 Structural metalwork | Welder |  | Hour | AED | 20 | Rate Only | 9.01 | Preliminaries – Daywork Welder Labour | Hours | 92 | AI | ✓ | Rate Only
| Citywalk Plot 5.11 Main Works Contract BOQ (1).xlsx | A |  |  | NEW | CITYWALK PHASE-05, PLOT 5.11 | Residential | CITYWALK RESIDENTIAL 1 LLC |  | D — Masonry | D | D00 | D0000 |  | Mason |  | Hour | AED | 19 | Rate Only | 2.05 | External Walls / Masonry | Area (m²), Length (m), Volume (m³) | 69 | Fuzzy | ⚠ | Rate Only
| Citywalk Plot 5.11 Main Works Contract BOQ (1).xlsx | B |  |  | NEW | CITYWALK PHASE-05, PLOT 5.11 | Residential | CITYWALK RESIDENTIAL 1 LLC |  | F — Woodwork | F | F01 | F0101 | F1 Generally | Carpenter / Joiner |  | Hour | AED | 19 | Rate Only | 9.01 | Preliminaries – Daywork Carpenter/Joiner Labour | Hours | 92 | AI | ✓ | Rate Only
| Citywalk Plot 5.11 Main Works Contract BOQ (1).xlsx | C |  |  | NEW | CITYWALK PHASE-05, PLOT 5.11 | Residential | CITYWALK RESIDENTIAL 1 LLC |  | J — Finishes | J | J01 | J0101 | J1 Generally | Plasterer |  | Hour | AED | 20 | Rate Only | 9.01 | Preliminaries – Daywork Plasterer Labour | Hours | 91 | AI | ✓ | Rate Only
| Citywalk Plot 5.11 Main Works Contract BOQ (1).xlsx | D |  |  | NEW | CITYWALK PHASE-05, PLOT 5.11 | Residential | CITYWALK RESIDENTIAL 1 LLC |  | J — Finishes | J | J03 | J0301 | J3 Finishings | Tiler |  | Hour | AED | 20 | Rate Only | 9.01 | Preliminaries – Daywork Tiler Labour | Hours | 92 | AI | ✓ | Rate Only
| Citywalk Plot 5.11 Main Works Contract BOQ (1).xlsx | E |  |  | NEW | CITYWALK PHASE-05, PLOT 5.11 | Residential | CITYWALK RESIDENTIAL 1 LLC |  | J — Finishes | J | J03 | J0301 | J3 Finishings | Marble Fixer |  | Hour | AED | 22 | Rate Only | 9.01 | Preliminaries – Daywork Marble Fixer Labour | Hours | 90 | AI | ✓ | Rate Only
| Citywalk Plot 5.11 Main Works Contract BOQ (1).xlsx | F |  |  | NEW | CITYWALK PHASE-05, PLOT 5.11 | Residential | CITYWALK RESIDENTIAL 1 LLC |  | J — Finishes | J | J05 | J0501 | J5 Suspended ceilings | Painter |  | Hour | AED | 20 | Rate Only | 3.01 | Internal Finishes | Area (m²), Length (m) | 60 | Fuzzy | ⚠ | Rate Only
| Citywalk Plot 5.11 Main Works Contract BOQ (1).xlsx | G |  |  | NEW | CITYWALK PHASE-05, PLOT 5.11 | Residential | CITYWALK RESIDENTIAL 1 LLC |  | L — Equipment | L | L01 | L0101 | L1 Generally | Fitter Mechanic |  | Hour | AED | 30 | Rate Only | 9.01 | Preliminaries – Daywork Fitter Mechanic Labour | Hours | 88 | AI | ✓ | Rate Only
| Citywalk Plot 5.11 Main Works Contract BOQ (1).xlsx | H |  |  | NEW | CITYWALK PHASE-05, PLOT 5.11 | Residential | CITYWALK RESIDENTIAL 1 LLC |  | Q — Mechanical Engineering Installations | Q | Q01 | Q0101 | Q1 Generally | Plumber |  | Hour | AED | 30 | Rate Only | 9.01 | Preliminaries – Daywork Plumber Labour | Hours | 92 | AI | ✓ | Rate Only
| Citywalk Plot 5.11 Main Works Contract BOQ (1).xlsx | J |  |  | NEW | CITYWALK PHASE-05, PLOT 5.11 | Residential | CITYWALK RESIDENTIAL 1 LLC |  | A — General Requirements | A | A03 | A0300 | Restrictions | Electrician |  | Hour | AED | 22 | Rate Only | 9.01 | Preliminaries / General Requirements | Item | 62 | Fuzzy | ⚠ | Rate Only
| Citywalk Plot 5.11 Main Works Contract BOQ (1).xlsx | K |  |  | NEW | CITYWALK PHASE-05, PLOT 5.11 | Residential | CITYWALK RESIDENTIAL 1 LLC |  | R — Electrical Engineering Installations | R | R01 | R0101 | R1 Generally | Electrician's mate |  | Hour | AED | 20 | Rate Only | 9.01 | Preliminaries – Daywork Electrician's Mate Labour | Hours | 92 | AI | ✓ | Rate Only
| Citywalk Plot 5.11 Main Works Contract BOQ (1).xlsx | L |  |  | NEW | CITYWALK PHASE-05, PLOT 5.11 | Residential | CITYWALK RESIDENTIAL 1 LLC |  | A — General Requirements | A | A01 | A0101 | Conditions of contract | Commissioning Engineer |  | Hour | AED | 120 | Rate Only | 9.01 | Preliminaries – Daywork Commissioning Engineer Labour | Hours | 85 | AI | ✓ | Rate Only
| Citywalk Plot 5.11 Main Works Contract BOQ (1).xlsx | M |  |  | NEW | CITYWALK PHASE-05, PLOT 5.11 | Residential | CITYWALK RESIDENTIAL 1 LLC |  | A — General Requirements | A | A01 | A0102 | Conditions of contract | …………% |  |  | AED | 0.1 | Rate Only | 9.01 | Preliminaries – Daywork Materials Provision | Percentage (%) | 88 | AI | ✓ | Rate Only
| Citywalk Plot 5.11 Main Works Contract BOQ (1).xlsx | A |  |  | NEW | CITYWALK PHASE-05, PLOT 5.11 | Residential | CITYWALK RESIDENTIAL 1 LLC |  | R — Electrical Engineering Installations | R | R07 | R0700 | R7 Equipment | D4 Tractor or equivalent |  | Hour | AED | 150 | Rate only | 5.08 | Electrical Engineering Installations | Length (m), Enumerated (nr), Item | 61 | Fuzzy | ⚠ | Rate Only
| Citywalk Plot 5.11 Main Works Contract BOQ (1).xlsx | B |  |  | NEW | CITYWALK PHASE-05, PLOT 5.11 | Residential | CITYWALK RESIDENTIAL 1 LLC |  | B — Site Work | B | B01 | B0101 | B1 Site exploration generally | Whacker, hand compactor or equivalent |  | Hour | AED | 45 | Rate only | 9.01 | Preliminaries – Daywork Hand Compactor Plant | Hours or Days | 89 | AI | ✓ | Rate Only
| Citywalk Plot 5.11 Main Works Contract BOQ (1).xlsx | C |  |  | NEW | CITYWALK PHASE-05, PLOT 5.11 | Residential | CITYWALK RESIDENTIAL 1 LLC |  | B — Site Work | B | B01 | B0101 | B1 Site exploration generally | Bomag pedestrian roller double drum |  | Hour | AED | 22 | Rate only | 9.01 | Preliminaries – Daywork Bomag Pedestrian Roller Plant | Hours or Days | 89 | AI | ✓ | Rate Only
| Citywalk Plot 5.11 Main Works Contract BOQ (1).xlsx | D |  |  | NEW | CITYWALK PHASE-05, PLOT 5.11 | Residential | CITYWALK RESIDENTIAL 1 LLC |  | B — Site Work | B | B09 | B0901 | B9 Excavation | Wheeled excavator with backhoe and shovel (JCB) |  | Hour | AED | 380 | Rate only | 8.01 | Site Works, Drainage, External Services & Landscaping | Volume (m³), Length (m), Area (m²), Enumerated (nr), Item | 69 | Fuzzy | ⚠ | Rate Only
| Citywalk Plot 5.11 Main Works Contract BOQ (1).xlsx | E |  |  | NEW | CITYWALK PHASE-05, PLOT 5.11 | Residential | CITYWALK RESIDENTIAL 1 LLC |  | A — General Requirements | A | A01 | A0103 | Conditions of contract | 3 Tonne pick-up |  | Hour | AED | 210 | Rate only | 9.01 | Preliminaries – Daywork 3 Tonne Pick-up Vehicle | Hours or Days | 87 | AI | ✓ | Rate Only
| Citywalk Plot 5.11 Main Works Contract BOQ (1).xlsx | F |  |  | NEW | CITYWALK PHASE-05, PLOT 5.11 | Residential | CITYWALK RESIDENTIAL 1 LLC |  | A — General Requirements | A | A01 | A0103 | Conditions of contract | 16 m³ Tipper |  | Hour | AED | 320 | Rate only | 9.01 | Preliminaries – Daywork 16m³ Tipper Vehicle | Hours or Days | 88 | AI | ✓ | Rate Only
| Citywalk Plot 5.11 Main Works Contract BOQ (1).xlsx | G |  |  | NEW | CITYWALK PHASE-05, PLOT 5.11 | Residential | CITYWALK RESIDENTIAL 1 LLC |  | A — General Requirements | A | A01 | A0103 | Conditions of contract | 2 Tonne dumper |  | Hour | AED | 400 | Rate only | 9.01 | Preliminaries – Daywork 2 Tonne Dumper | Hours or Days | 88 | AI | ✓ | Rate Only
| Citywalk Plot 5.11 Main Works Contract BOQ (1).xlsx | H |  |  | NEW | CITYWALK PHASE-05, PLOT 5.11 | Residential | CITYWALK RESIDENTIAL 1 LLC |  | A — General Requirements | A | A01 | A0103 | Conditions of contract | 1 Tonne 4 x 4 pick-up |  | Hour | AED | 360 | Rate only | 9.01 | Preliminaries – Daywork 1 Tonne 4x4 Pick-up | Hours or Days | 87 | AI | ✓ | Rate Only
| Citywalk Plot 5.11 Main Works Contract BOQ (1).xlsx | J |  |  | NEW | CITYWALK PHASE-05, PLOT 5.11 | Residential | CITYWALK RESIDENTIAL 1 LLC |  | A — General Requirements | A | A01 | A0103 | Conditions of contract | Generator, 75kVA |  | Hour | AED | 80 | Rate only | 9.01 | Preliminaries – Daywork 75kVA Generator | Hours or Days | 90 | AI | ✓ | Rate Only
| Citywalk Plot 5.11 Main Works Contract BOQ (1).xlsx | K |  |  | NEW | CITYWALK PHASE-05, PLOT 5.11 | Residential | CITYWALK RESIDENTIAL 1 LLC |  | A — General Requirements | A | A01 | A0103 | Conditions of contract | Compressor, 5000 litres/minute |  | Hour | AED | 350 | Rate only | 9.01 | Preliminaries – Daywork Air Compressor 5000 L/min | Hours or Days | 90 | AI | ✓ | Rate Only
| Citywalk Plot 5.11 Main Works Contract BOQ (1).xlsx | L |  |  | NEW | CITYWALK PHASE-05, PLOT 5.11 | Residential | CITYWALK RESIDENTIAL 1 LLC |  | J — Finishes | J | J03 | J0301 | J3 Finishings | Marble polisher |  | Hour | AED | 50 | Rate only | 9.01 | Preliminaries – Daywork Marble Polisher Equipment | Hours or Days | 89 | AI | ✓ | Rate Only
| Citywalk Plot 5.11 Main Works Contract BOQ (1).xlsx | M |  |  | NEW | CITYWALK PHASE-05, PLOT 5.11 | Residential | CITYWALK RESIDENTIAL 1 LLC |  | J — Finishes | J | J03 | J0301 | J3 Finishings | Marble/terrazzo grinder/cutter |  | Hour | AED | 50 | Rate only | 9.01 | Preliminaries – Daywork Marble Grinder/Cutter Equipment | Hours or Days | 89 | AI | ✓ | Rate Only
| Citywalk Plot 5.11 Main Works Contract BOQ (1).xlsx | N |  |  | NEW | CITYWALK PHASE-05, PLOT 5.11 | Residential | CITYWALK RESIDENTIAL 1 LLC |  | A — General Requirements | A | A01 | A0103 | Conditions of contract | Tower crane |  | Hour | AED | 550 | Rate only | 9.01 | Preliminaries – Daywork Tower Crane | Hours or Days | 91 | AI | ✓ | Rate Only
| Citywalk Plot 5.11 Main Works Contract BOQ (1).xlsx | P |  |  | NEW | CITYWALK PHASE-05, PLOT 5.11 | Residential | CITYWALK RESIDENTIAL 1 LLC |  | A — General Requirements | A | A01 | A0103 | Conditions of contract | Mobile crane |  | Hour | AED | 250 | Rate only | 9.01 | Preliminaries – Daywork Mobile Crane | Hours or Days | 91 | AI | ✓ | Rate Only

## UNPRICED
UNPRICED · CITYWALK PHASE-05, PLOT 5.11 · 399 items
Items with no Rate or Amount — included so no item is ever missing
ACTION | BATCH | REF | Country | City | Asset | Project | Type | Employer | Contract Type | POMI Section | Code 1 | Code 2 | Code 3 | POMI Sub Section | Description | Qty | Unit | Currency | Rate | Amount | NRM | NRM Description | Measurement | Conf% | Stage | Flag | Pricing
| Citywalk Plot 5.11 Main Works Contract BOQ (1).xlsx | A |  |  | NEW | CITYWALK PHASE-05, PLOT 5.11 | Residential | CITYWALK RESIDENTIAL 1 LLC |  | A — General Requirements | A | A00 | A0000 |  | Where any item, clause or sub-clause of the General Requirements has not been priced, it will be deemed that the value of such item, clause or sub-clause is included in the rates for measured items elsewhere in the Bills of Quantities. | Item | Item | AED |  | Included | 9.01 | Preliminaries / General Requirements | Item | 79 | Fuzzy | ⚠ | Unpriced
| Citywalk Plot 5.11 Main Works Contract BOQ (1).xlsx | B |  |  | NEW | CITYWALK PHASE-05, PLOT 5.11 | Residential | CITYWALK RESIDENTIAL 1 LLC |  | Q — Mechanical Engineering Installations | Q | Q04 | Q0400 | Q4 Equipment | The rates and prices in the Bills of Quantities are fixed for the duration of the Contract (including any extension of the Time for Completion) and shall not be subject to any adjustment in respect of rise or fall in the cost of labour, materials, Plant, Contractor's Equipment or transport or any other matters affecting the cost of execution of the Contract. | Item | Item | AED |  | Included | 5.06 | Mechanical Engineering Installations | Length (m), Weight (t), Area (m²), Enumerated (nr), Item | 79 | Fuzzy | ⚠ | Unpriced
| Citywalk Plot 5.11 Main Works Contract BOQ (1).xlsx | C |  |  | NEW | CITYWALK PHASE-05, PLOT 5.11 | Residential | CITYWALK RESIDENTIAL 1 LLC |  | A — General Requirements | A | A02 | A0200 | Specification | The Contractor is deemed to have included for complying in all respects with the applicable terms, conditions and provisions of the Specification and the other documents forming the Contract in his prices for General Requirements. | Item | Item | AED |  | Included | 9.01 | Preliminaries / General Requirements | Item | 79 | Fuzzy | ⚠ | Unpriced
| Citywalk Plot 5.11 Main Works Contract BOQ (1).xlsx | A |  |  | NEW | CITYWALK PHASE-05, PLOT 5.11 | Residential | CITYWALK RESIDENTIAL 1 LLC |  | A — General Requirements | A | A00 | A0001 |  | 1.1 Definitions | Item | Item | AED |  | Included | 9.01 | Preliminaries – General Provisions | Item | 85 | AI | ✓ | Unpriced
| Citywalk Plot 5.11 Main Works Contract BOQ (1).xlsx | B |  |  | NEW | CITYWALK PHASE-05, PLOT 5.11 | Residential | CITYWALK RESIDENTIAL 1 LLC |  | K — Accessories | K | K02 | K0200 | K2 Partitions | 1.2 Interpretation | Item | Item | AED |  | Included | 4.01 | Furniture, Fittings and Equipment | Enumerated (nr), Length (m), Area (m²), Item | 60 | Fuzzy | ⚠ | Unpriced
| Citywalk Plot 5.11 Main Works Contract BOQ (1).xlsx | C |  |  | NEW | CITYWALK PHASE-05, PLOT 5.11 | Residential | CITYWALK RESIDENTIAL 1 LLC |  | A — General Requirements | A | A00 | A0002 |  | 1.3 Communications | Item | Item | AED |  | Included | 9.01 | Preliminaries – Communications | Item | 85 | AI | ✓ | Unpriced
| Citywalk Plot 5.11 Main Works Contract BOQ (1).xlsx | D |  |  | NEW | CITYWALK PHASE-05, PLOT 5.11 | Residential | CITYWALK RESIDENTIAL 1 LLC |  | A — General Requirements | A | A00 | A0003 |  | 1.4 Law and language | Item | Item | AED |  | Included | 9.01 | Preliminaries – Law and Language | Item | 85 | AI | ✓ | Unpriced
| Citywalk Plot 5.11 Main Works Contract BOQ (1).xlsx | E |  |  | NEW | CITYWALK PHASE-05, PLOT 5.11 | Residential | CITYWALK RESIDENTIAL 1 LLC |  | C — Concrete Work | C | C04 | C0401 | C4 Shuttering | 1.5 Priority of Documents | Item | Item | AED |  | Included | 2.01 | Frame / Concrete Work | Volume (m³), Weight (t), Area (m²), Length (m), Enumerated (nr) | 62 | Fuzzy | ⚠ | Unpriced
| Citywalk Plot 5.11 Main Works Contract BOQ (1).xlsx | F |  |  | NEW | CITYWALK PHASE-05, PLOT 5.11 | Residential | CITYWALK RESIDENTIAL 1 LLC |  | B — Site Work | B | B09 | B0901 | B9 Excavation | 1.6 Assignment and Novation | Item | Item | AED |  | Included | 8.01 | Site Works, Drainage, External Services & Landscaping | Volume (m³), Length (m), Area (m²), Enumerated (nr), Item | 61 | Fuzzy | ⚠ | Unpriced
| Citywalk Plot 5.11 Main Works Contract BOQ (1).xlsx | G |  |  | NEW | CITYWALK PHASE-05, PLOT 5.11 | Residential | CITYWALK RESIDENTIAL 1 LLC |  | A — General Requirements | A | A00 | A0004 |  | 1.7 Care and Supply of Documents | Item | Item | AED |  | Included | 9.01 | Preliminaries – Care and Supply of Documents | Item | 85 | AI | ✓ | Unpriced
| Citywalk Plot 5.11 Main Works Contract BOQ (1).xlsx | H |  |  | NEW | CITYWALK PHASE-05, PLOT 5.11 | Residential | CITYWALK RESIDENTIAL 1 LLC |  | A — General Requirements | A | A00 | A0005 |  | 1.8 Delayed Information or Instructions | Item | Item | AED |  | Included | 9.01 | Preliminaries – Delayed Information | Item | 85 | AI | ✓ | Unpriced
| Citywalk Plot 5.11 Main Works Contract BOQ (1).xlsx | J |  |  | NEW | CITYWALK PHASE-05, PLOT 5.11 | Residential | CITYWALK RESIDENTIAL 1 LLC |  | A — General Requirements | A | A07 | A0700 | Contractor's facilities | 1.9 Employer's Use of Contractor's Information | Item | Item | AED |  | Included | 9.01 | Preliminaries / General Requirements | Item | 74 | Fuzzy | ⚠ | Unpriced
| Citywalk Plot 5.11 Main Works Contract BOQ (1).xlsx | K |  |  | NEW | CITYWALK PHASE-05, PLOT 5.11 | Residential | CITYWALK RESIDENTIAL 1 LLC |  | A — General Requirements | A | A07 | A0700 | Contractor's facilities | 1.10 Contractor's Use of Employer's Information | Item | Item | AED |  | Included | 9.01 | Preliminaries / General Requirements | Item | 71 | Fuzzy | ⚠ | Unpriced
| Citywalk Plot 5.11 Main Works Contract BOQ (1).xlsx | L |  |  | NEW | CITYWALK PHASE-05, PLOT 5.11 | Residential | CITYWALK RESIDENTIAL 1 LLC |  | A — General Requirements | A | A00 | A0006 |  | 1.11 Confidential Details | Item | Item | AED |  | Included | 9.01 | Preliminaries – Confidential Details | Item | 85 | AI | ✓ | Unpriced
| Citywalk Plot 5.11 Main Works Contract BOQ (1).xlsx | M |  |  | NEW | CITYWALK PHASE-05, PLOT 5.11 | Residential | CITYWALK RESIDENTIAL 1 LLC |  | A — General Requirements | A | A00 | A0007 |  | 1.12 Compliance with Laws | Item | Item | AED |  | Included | 9.01 | Preliminaries – Compliance with Laws | Item | 85 | AI | ✓ | Unpriced
| Citywalk Plot 5.11 Main Works Contract BOQ (1).xlsx | N |  |  | NEW | CITYWALK PHASE-05, PLOT 5.11 | Residential | CITYWALK RESIDENTIAL 1 LLC |  | A — General Requirements | A | A00 | A0008 |  | 1.13 Joint and Several Liability | Item | Item | AED |  | Included | 9.01 | Preliminaries – Joint and Several Liability | Item | 85 | AI | ✓ | Unpriced
| Citywalk Plot 5.11 Main Works Contract BOQ (1).xlsx | P |  |  | NEW | CITYWALK PHASE-05, PLOT 5.11 | Residential | CITYWALK RESIDENTIAL 1 LLC |  | A — General Requirements | A | A00 | A0009 |  | 1.14 Joint and Several Liability | Item | Item | AED |  | Included | 9.01 | Preliminaries – Joint and Several Liability | Item | 85 | AI | ✓ | Unpriced
| Citywalk Plot 5.11 Main Works Contract BOQ (1).xlsx | Q |  |  | NEW | CITYWALK PHASE-05, PLOT 5.11 | Residential | CITYWALK RESIDENTIAL 1 LLC |  | A — General Requirements | A | A03 | A0301 | Restrictions | 1.15 Sections | Item | Item | AED |  | Included | 9.01 | Preliminaries / General Requirements | Item | 73 | Fuzzy | ⚠ | Unpriced
| Citywalk Plot 5.11 Main Works Contract BOQ (1).xlsx | R |  |  | NEW | CITYWALK PHASE-05, PLOT 5.11 | Residential | CITYWALK RESIDENTIAL 1 LLC |  | A — General Requirements | A | A00 | A0010 |  | 1.16 Warranties as to Capacity | Item | Item | AED |  | Included | 9.01 | Preliminaries – Warranties as to Capacity | Item | 85 | AI | ✓ | Unpriced
| Citywalk Plot 5.11 Main Works Contract BOQ (1).xlsx | A |  |  | NEW | CITYWALK PHASE-05, PLOT 5.11 | Residential | CITYWALK RESIDENTIAL 1 LLC |  | A — General Requirements | A | A00 | A0011 |  | 1.17 Prior Work | Item | Item | AED |  | Included | 9.01 | Preliminaries – Prior Work | Item | 85 | AI | ✓ | Unpriced
| Citywalk Plot 5.11 Main Works Contract BOQ (1).xlsx | B |  |  | NEW | CITYWALK PHASE-05, PLOT 5.11 | Residential | CITYWALK RESIDENTIAL 1 LLC |  | A — General Requirements | A | A00 | A0012 |  | 1.18 Entire Agreement | Item | Item | AED |  | Included | 9.01 | Preliminaries – Entire Agreement | Item | 85 | AI | ✓ | Unpriced
| Citywalk Plot 5.11 Main Works Contract BOQ (1).xlsx | C |  |  | NEW | CITYWALK PHASE-05, PLOT 5.11 | Residential | CITYWALK RESIDENTIAL 1 LLC |  | A — General Requirements | A | A00 | A0013 |  | 1.19 Severability | Item | Item | AED |  | Included | 9.01 | Preliminaries – Severability | Item | 85 | AI | ✓ | Unpriced
| Citywalk Plot 5.11 Main Works Contract BOQ (1).xlsx | D |  |  | NEW | CITYWALK PHASE-05, PLOT 5.11 | Residential | CITYWALK RESIDENTIAL 1 LLC |  | A — General Requirements | A | A00 | A0014 |  | 1.20 Counterparts | Item | Item | AED |  | Included | 9.01 | Preliminaries – Counterparts | Item | 85 | AI | ✓ | Unpriced
| Citywalk Plot 5.11 Main Works Contract BOQ (1).xlsx | E |  |  | NEW | CITYWALK PHASE-05, PLOT 5.11 | Residential | CITYWALK RESIDENTIAL 1 LLC |  | A — General Requirements | A | A07 | A0701 | Contractor's facilities | 1.21 Independent Contractor | Item | Item | AED |  | Included | 9.01 | Preliminaries / General Requirements | Item | 62 | Fuzzy | ⚠ | Unpriced
| Citywalk Plot 5.11 Main Works Contract BOQ (1).xlsx | F |  |  | NEW | CITYWALK PHASE-05, PLOT 5.11 | Residential | CITYWALK RESIDENTIAL 1 LLC |  | A — General Requirements | A | A00 | A0015 |  | 1.22 Privity | Item | Item | AED |  | Included | 9.01 | Preliminaries – Privity | Item | 85 | AI | ✓ | Unpriced
| Citywalk Plot 5.11 Main Works Contract BOQ (1).xlsx | G |  |  | NEW | CITYWALK PHASE-05, PLOT 5.11 | Residential | CITYWALK RESIDENTIAL 1 LLC |  | A — General Requirements | A | A00 | A0016 |  | 1.23 Waiver | Item | Item | AED |  | Included | 9.01 | Preliminaries – Waiver | Item | 85 | AI | ✓ | Unpriced
| Citywalk Plot 5.11 Main Works Contract BOQ (1).xlsx | H |  |  | NEW | CITYWALK PHASE-05, PLOT 5.11 | Residential | CITYWALK RESIDENTIAL 1 LLC |  | A — General Requirements | A | A00 | A0017 |  | 1.24 Exercise of Rights | Item | Item | AED |  | Included | 9.01 | Preliminaries – Exercise of Rights | Item | 85 | AI | ✓ | Unpriced
| Citywalk Plot 5.11 Main Works Contract BOQ (1).xlsx | J |  |  | NEW | CITYWALK PHASE-05, PLOT 5.11 | Residential | CITYWALK RESIDENTIAL 1 LLC |  | A — General Requirements | A | A03 | A0301 | Restrictions | 2.1 Right of Access to the Site | Item | Item | AED |  | Included | 9.01 | Preliminaries / General Requirements | Item | 73 | Fuzzy | ⚠ | Unpriced
| Citywalk Plot 5.11 Main Works Contract BOQ (1).xlsx | K |  |  | NEW | CITYWALK PHASE-05, PLOT 5.11 | Residential | CITYWALK RESIDENTIAL 1 LLC |  | A — General Requirements | A | A00 | A0020 |  | 2.2 Permits, Licences or Approvals | Item | Item | AED |  | Included | 9.01 | Preliminaries – Permits and Licences | Item | 85 | AI | ✓ | Unpriced
| Citywalk Plot 5.11 Main Works Contract BOQ (1).xlsx | L |  |  | NEW | CITYWALK PHASE-05, PLOT 5.11 | Residential | CITYWALK RESIDENTIAL 1 LLC |  | A — General Requirements | A | A06 | A0601 | Employer's facilities | 2.3 Employer's Personnel | Item | Item | AED |  | Included | 9.01 | Preliminaries / General Requirements | Item | 66 | Fuzzy | ⚠ | Unpriced
| Citywalk Plot 5.11 Main Works Contract BOQ (1).xlsx | M |  |  | NEW | CITYWALK PHASE-05, PLOT 5.11 | Residential | CITYWALK RESIDENTIAL 1 LLC |  | A — General Requirements | A | A06 | A0601 | Employer's facilities | 3.1 The Employer's Representative | Item | Item | AED |  | Included | 9.01 | Preliminaries / General Requirements | Item | 72 | Fuzzy | ⚠ | Unpriced
| Citywalk Plot 5.11 Main Works Contract BOQ (1).xlsx | N |  |  | NEW | CITYWALK PHASE-05, PLOT 5.11 | Residential | CITYWALK RESIDENTIAL 1 LLC |  | A — General Requirements | A | A06 | A0600 | Employer's facilities | 3.2 Employer's Representative's Assistant and Employer's Representative's Consultant | Item | Item | AED |  | Included | 9.01 | Preliminaries / General Requirements | Item | 68 | Fuzzy | ⚠ | Unpriced
| Citywalk Plot 5.11 Main Works Contract BOQ (1).xlsx | P |  |  | NEW | CITYWALK PHASE-05, PLOT 5.11 | Residential | CITYWALK RESIDENTIAL 1 LLC |  | P — Conveying Systems | P | P02 | P0201 | P2 Sundries | 3.3 Instructions | Item | Item | AED |  | Included | 5.10 | Lift and Conveyor Installations | Enumerated (nr), Item | 79 | Fuzzy | ⚠ | Unpriced
| Citywalk Plot 5.11 Main Works Contract BOQ (1).xlsx | Q |  |  | NEW | CITYWALK PHASE-05, PLOT 5.11 | Residential | CITYWALK RESIDENTIAL 1 LLC |  | A — General Requirements | A | A03 | A0300 | Restrictions | 3.4 Determinations | Item | Item | AED |  | Included | 9.01 | Preliminaries / General Requirements | Item | 63 | Fuzzy | ⚠ | Unpriced
| Citywalk Plot 5.11 Main Works Contract BOQ (1).xlsx | R |  |  | NEW | CITYWALK PHASE-05, PLOT 5.11 | Residential | CITYWALK RESIDENTIAL 1 LLC |  | A — General Requirements | A | A07 | A0700 | Contractor's facilities | 4.1 Contractor's General Obligations | Item | Item | AED |  | Included | 9.01 | Preliminaries / General Requirements | Item | 71 | Fuzzy | ⚠ | Unpriced
| Citywalk Plot 5.11 Main Works Contract BOQ (1).xlsx | T |  |  | NEW | CITYWALK PHASE-05, PLOT 5.11 | Residential | CITYWALK RESIDENTIAL 1 LLC |  | A — General Requirements | A | A07 | A0700 | Contractor's facilities | 4.3 Contractor's Representative | Item | Item | AED |  | Included | 9.01 | Preliminaries / General Requirements | Item | 71 | Fuzzy | ⚠ | Unpriced
| Citywalk Plot 5.11 Main Works Contract BOQ (1).xlsx | A |  |  | NEW | CITYWALK PHASE-05, PLOT 5.11 | Residential | CITYWALK RESIDENTIAL 1 LLC |  | A — General Requirements | A | A00 | A0030 |  | 4.4 Subcontractors | Item | Item | AED |  | Included | 9.01 | Preliminaries – Subcontractors | Item | 85 | AI | ✓ | Unpriced
| Citywalk Plot 5.11 Main Works Contract BOQ (1).xlsx | B |  |  | NEW | CITYWALK PHASE-05, PLOT 5.11 | Residential | CITYWALK RESIDENTIAL 1 LLC |  | A — General Requirements | A | A00 | A0031 |  | 4.5 Co-operation | Item | Item | AED |  | Included | 9.01 | Preliminaries – Co-operation | Item | 85 | AI | ✓ | Unpriced
| Citywalk Plot 5.11 Main Works Contract BOQ (1).xlsx | C |  |  | NEW | CITYWALK PHASE-05, PLOT 5.11 | Residential | CITYWALK RESIDENTIAL 1 LLC |  | A — General Requirements | A | A00 | A0032 |  | 4.6 Setting Out | Item | Item | AED |  | Included | 9.01 | Preliminaries – Setting Out | Item | 85 | AI | ✓ | Unpriced
| Citywalk Plot 5.11 Main Works Contract BOQ (1).xlsx | D |  |  | NEW | CITYWALK PHASE-05, PLOT 5.11 | Residential | CITYWALK RESIDENTIAL 1 LLC |  | A — General Requirements | A | A00 | A0033 |  | 4.7 Safety Procedures | Item | Item | AED |  | Included | 9.01 | Preliminaries – Safety Procedures | Item | 85 | AI | ✓ | Unpriced
| Citywalk Plot 5.11 Main Works Contract BOQ (1).xlsx | E |  |  | NEW | CITYWALK PHASE-05, PLOT 5.11 | Residential | CITYWALK RESIDENTIAL 1 LLC |  | A — General Requirements | A | A00 | A0034 |  | 4.8 Quality Assurance | Item | Item | AED |  | Included | 9.01 | Preliminaries – Quality Assurance | Item | 85 | AI | ✓ | Unpriced
| Citywalk Plot 5.11 Main Works Contract BOQ (1).xlsx | F |  |  | NEW | CITYWALK PHASE-05, PLOT 5.11 | Residential | CITYWALK RESIDENTIAL 1 LLC |  | A — General Requirements | A | A05 | A0501 | Constructional plant | 4.9 Site Data | Item | Item | AED |  | Included | 9.01 | Preliminaries / General Requirements | Item | 61 | Fuzzy | ⚠ | Unpriced
| Citywalk Plot 5.11 Main Works Contract BOQ (1).xlsx | G |  |  | NEW | CITYWALK PHASE-05, PLOT 5.11 | Residential | CITYWALK RESIDENTIAL 1 LLC |  | A — General Requirements | A | A01 | A0100 | Conditions of contract | 4.10 Sufficiency of the Contract Price | Item | Item | AED |  | Included | 9.01 | Preliminaries / General Requirements | Item | 71 | Fuzzy | ⚠ | Unpriced
| Citywalk Plot 5.11 Main Works Contract BOQ (1).xlsx | H |  |  | NEW | CITYWALK PHASE-05, PLOT 5.11 | Residential | CITYWALK RESIDENTIAL 1 LLC |  | A — General Requirements | A | A01 | A0100 | Conditions of contract | 4.11 Unforeseeable Physical Conditions | Item | Item | AED |  | Included | 9.01 | Preliminaries / General Requirements | Item | 67 | Fuzzy | ⚠ | Unpriced
| Citywalk Plot 5.11 Main Works Contract BOQ (1).xlsx | J |  |  | NEW | CITYWALK PHASE-05, PLOT 5.11 | Residential | CITYWALK RESIDENTIAL 1 LLC |  | A — General Requirements | A | A06 | A0600 | Employer's facilities | 4.12 Rights of Way and Facilities | Item | Item | AED |  | Included | 9.01 | Preliminaries / General Requirements | Item | 70 | Fuzzy | ⚠ | Unpriced
| Citywalk Plot 5.11 Main Works Contract BOQ (1).xlsx | K |  |  | NEW | CITYWALK PHASE-05, PLOT 5.11 | Residential | CITYWALK RESIDENTIAL 1 LLC |  | A — General Requirements | A | A00 | A0035 |  | 4.13 Avoidance of Interference | Item | Item | AED |  | Included | 9.01 | Preliminaries – Avoidance of Interference | Item | 85 | AI | ✓ | Unpriced
| Citywalk Plot 5.11 Main Works Contract BOQ (1).xlsx | L |  |  | NEW | CITYWALK PHASE-05, PLOT 5.11 | Residential | CITYWALK RESIDENTIAL 1 LLC |  | A — General Requirements | A | A08 | A0801 | Temporary works | 4.14 Access Route | Item | Item | AED |  | Included | 9.01 | Preliminaries / General Requirements | Item | 63 | Fuzzy | ⚠ | Unpriced
| Citywalk Plot 5.11 Main Works Contract BOQ (1).xlsx | M |  |  | NEW | CITYWALK PHASE-05, PLOT 5.11 | Residential | CITYWALK RESIDENTIAL 1 LLC |  | A — General Requirements | A | A04 | A0401 | Contractor's administrative arrangements | 4.15 Transport of Goods | Item | Item | AED |  | Included | 9.01 | Preliminaries / General Requirements | Item | 68 | Fuzzy | ⚠ | Unpriced
| Citywalk Plot 5.11 Main Works Contract BOQ (1).xlsx | N |  |  | NEW | CITYWALK PHASE-05, PLOT 5.11 | Residential | CITYWALK RESIDENTIAL 1 LLC |  | Q — Mechanical Engineering Installations | Q | Q04 | Q0400 | Q4 Equipment | 4.16 Contractor's Equipment | Item | Item | AED |  | Included | 5.06 | Mechanical Engineering Installations | Length (m), Weight (t), Area (m²), Enumerated (nr), Item | 79 | Fuzzy | ⚠ | Unpriced
| Citywalk Plot 5.11 Main Works Contract BOQ (1).xlsx | P |  |  | NEW | CITYWALK PHASE-05, PLOT 5.11 | Residential | CITYWALK RESIDENTIAL 1 LLC |  | N — Special Construction | N | N01 | N0101 | N1 Generally | 4.17 Protection of the Environment | Item | Item | AED |  | Included | 5.13 | Specialist Installations | Enumerated (nr), Item | 62 | Fuzzy | ⚠ | Unpriced
| Citywalk Plot 5.11 Main Works Contract BOQ (1).xlsx | Q |  |  | NEW | CITYWALK PHASE-05, PLOT 5.11 | Residential | CITYWALK RESIDENTIAL 1 LLC |  | A — General Requirements | A | A00 | A0036 |  | 4.18 Electricity, Water and Gas | Item | Item | AED |  | Included | 9.01 | Preliminaries – Electricity, Water and Gas | Item | 85 | AI | ✓ | Unpriced
| Citywalk Plot 5.11 Main Works Contract BOQ (1).xlsx | R |  |  | NEW | CITYWALK PHASE-05, PLOT 5.11 | Residential | CITYWALK RESIDENTIAL 1 LLC |  | Q — Mechanical Engineering Installations | Q | Q04 | Q0400 | Q4 Equipment | 4.19 Employer's Equipment and Free-Issue Material | Item | Item | AED |  | Included | 5.06 | Mechanical Engineering Installations | Length (m), Weight (t), Area (m²), Enumerated (nr), Item | 79 | Fuzzy | ⚠ | Unpriced
| Citywalk Plot 5.11 Main Works Contract BOQ (1).xlsx | S |  |  | NEW | CITYWALK PHASE-05, PLOT 5.11 | Residential | CITYWALK RESIDENTIAL 1 LLC |  | A — General Requirements | A | A06 | A0601 | Employer's facilities | 4.20 Progress Reports | Item | Item | AED |  | Included | 9.01 | Preliminaries / General Requirements | Item | 65 | Fuzzy | ⚠ | Unpriced
| Citywalk Plot 5.11 Main Works Contract BOQ (1).xlsx | T |  |  | NEW | CITYWALK PHASE-05, PLOT 5.11 | Residential | CITYWALK RESIDENTIAL 1 LLC |  | A — General Requirements | A | A04 | A0401 | Contractor's administrative arrangements | 4.21 Security of the Site | Item | Item | AED |  | Included | 9.01 | Preliminaries / General Requirements | Item | 75 | Fuzzy | ⚠ | Unpriced
| Citywalk Plot 5.11 Main Works Contract BOQ (1).xlsx | U |  |  | NEW | CITYWALK PHASE-05, PLOT 5.11 | Residential | CITYWALK RESIDENTIAL 1 LLC |  | A — General Requirements | A | A07 | A0700 | Contractor's facilities | 4.22 Contractor's Operations on Site | Item | Item | AED |  | Included | 9.01 | Preliminaries / General Requirements | Item | 74 | Fuzzy | ⚠ | Unpriced
| Citywalk Plot 5.11 Main Works Contract BOQ (1).xlsx | V |  |  | NEW | CITYWALK PHASE-05, PLOT 5.11 | Residential | CITYWALK RESIDENTIAL 1 LLC |  | A — General Requirements | A | A00 | A0037 |  | 4.23 Fossils | Item | Item | AED |  | Included | 9.01 | Preliminaries – Fossils | Item | 85 | AI | ✓ | Unpriced
| Citywalk Plot 5.11 Main Works Contract BOQ (1).xlsx | A |  |  | NEW | CITYWALK PHASE-05, PLOT 5.11 | Residential | CITYWALK RESIDENTIAL 1 LLC |  | A — General Requirements | A | A00 | A0038 |  | 4.24 Assignment and Novation of Manufacturer's Warranties | Item | Item | AED |  | Included | 9.01 | Preliminaries – Assignment of Warranties | Item | 85 | AI | ✓ | Unpriced
| Citywalk Plot 5.11 Main Works Contract BOQ (1).xlsx | B |  |  | NEW | CITYWALK PHASE-05, PLOT 5.11 | Residential | CITYWALK RESIDENTIAL 1 LLC |  | R — Electrical Engineering Installations | R | R04 | R0401 | R4 Final sub-circuits and auxiliary installations | 4.25 Auxiliary Works | Item | Item | AED |  | Included | 5.08 | Electrical Engineering Installations | Length (m), Enumerated (nr), Item | 69 | Fuzzy | ⚠ | Unpriced
| Citywalk Plot 5.11 Main Works Contract BOQ (1).xlsx | C |  |  | NEW | CITYWALK PHASE-05, PLOT 5.11 | Residential | CITYWALK RESIDENTIAL 1 LLC |  | A — General Requirements | A | A00 | A0039 |  | 4.26 As-Built Documents | Item | Item | AED |  | Included | 9.01 | Preliminaries – As-Built Documents | Item | 85 | AI | ✓ | Unpriced
| Citywalk Plot 5.11 Main Works Contract BOQ (1).xlsx | D |  |  | NEW | CITYWALK PHASE-05, PLOT 5.11 | Residential | CITYWALK RESIDENTIAL 1 LLC |  | P — Conveying Systems | P | P02 | P0201 | P2 Sundries | 4.27 Operation and Maintenance Manuals | Item | Item | AED |  | Included | 5.10 | Lift and Conveyor Installations | Enumerated (nr), Item | 70 | Fuzzy | ⚠ | Unpriced
| Citywalk Plot 5.11 Main Works Contract BOQ (1).xlsx | E |  |  | NEW | CITYWALK PHASE-05, PLOT 5.11 | Residential | CITYWALK RESIDENTIAL 1 LLC |  | A — General Requirements | A | A00 | A0040 |  | Clause No. - 5 Nominated Subcontractors | Item | Item | AED |  | Included | 9.01 | Preliminaries – Nominated Subcontractors | Item | 85 | AI | ✓ | Unpriced
| Citywalk Plot 5.11 Main Works Contract BOQ (1).xlsx | F |  |  | NEW | CITYWALK PHASE-05, PLOT 5.11 | Residential | CITYWALK RESIDENTIAL 1 LLC |  | A — General Requirements | A | A00 | A0041 |  | Clause No. - 6 Staff and Labour | Item | Item | AED |  | Included | 9.01 | Preliminaries – Staff and Labour | Item | 85 | AI | ✓ | Unpriced
| Citywalk Plot 5.11 Main Works Contract BOQ (1).xlsx | G |  |  | NEW | CITYWALK PHASE-05, PLOT 5.11 | Residential | CITYWALK RESIDENTIAL 1 LLC |  | A — General Requirements | A | A00 | A0042 |  | Clause No. - 7 Plant, Materials and Workmanship | Item | Item | AED |  | Included | 9.01 | Preliminaries – Plant, Materials and Workmanship | Item | 85 | AI | ✓ | Unpriced
| Citywalk Plot 5.11 Main Works Contract BOQ (1).xlsx | H |  |  | NEW | CITYWALK PHASE-05, PLOT 5.11 | Residential | CITYWALK RESIDENTIAL 1 LLC |  | A — General Requirements | A | A00 | A0043 |  | Clause No. - 8 Commencement, Delays and Suspension | Item | Item | AED |  | Included | 9.01 | Preliminaries – Commencement, Delays and Suspension | Item | 85 | AI | ✓ | Unpriced
| Citywalk Plot 5.11 Main Works Contract BOQ (1).xlsx | J |  |  | NEW | CITYWALK PHASE-05, PLOT 5.11 | Residential | CITYWALK RESIDENTIAL 1 LLC |  | A — General Requirements | A | A00 | A0044 |  | Clause No. - 9 Tests on Completion | Item | Item | AED |  | Included | 9.01 | Preliminaries – Tests on Completion | Item | 85 | AI | ✓ | Unpriced
| Citywalk Plot 5.11 Main Works Contract BOQ (1).xlsx | K |  |  | NEW | CITYWALK PHASE-05, PLOT 5.11 | Residential | CITYWALK RESIDENTIAL 1 LLC |  | A — General Requirements | A | A06 | A0600 | Employer's facilities | Clause No. - 10 Employer's Taking Over | Item | Item | AED |  | Included | 9.01 | Preliminaries / General Requirements | Item | 69 | Fuzzy | ⚠ | Unpriced
| Citywalk Plot 5.11 Main Works Contract BOQ (1).xlsx | L |  |  | NEW | CITYWALK PHASE-05, PLOT 5.11 | Residential | CITYWALK RESIDENTIAL 1 LLC |  | A — General Requirements | A | A00 | A0045 |  | Clause No. - 11 Defects Liability | Item | Item | AED |  | Included | 9.01 | Preliminaries – Defects Liability | Item | 85 | AI | ✓ | Unpriced
| Citywalk Plot 5.11 Main Works Contract BOQ (1).xlsx | M |  |  | NEW | CITYWALK PHASE-05, PLOT 5.11 | Residential | CITYWALK RESIDENTIAL 1 LLC |  | A — General Requirements | A | A00 | A0046 |  | Clause No. - 12 Measurement and Evaluation | Item | Item | AED |  | Included | 9.01 | Preliminaries – Measurement and Evaluation | Item | 85 | AI | ✓ | Unpriced
| Citywalk Plot 5.11 Main Works Contract BOQ (1).xlsx | N |  |  | NEW | CITYWALK PHASE-05, PLOT 5.11 | Residential | CITYWALK RESIDENTIAL 1 LLC |  | A — General Requirements | A | A00 | A0047 |  | Clause No. - 13 Variation and Adjustments | Item | Item | AED |  | Included | 9.01 | Preliminaries – Variation and Adjustments | Item | 85 | AI | ✓ | Unpriced
| Citywalk Plot 5.11 Main Works Contract BOQ (1).xlsx | P |  |  | NEW | CITYWALK PHASE-05, PLOT 5.11 | Residential | CITYWALK RESIDENTIAL 1 LLC |  | A — General Requirements | A | A01 | A0100 | Conditions of contract | Clause No. - 14 Contract Price and Payment |  |  | AED |  | Included | 9.01 | Preliminaries / General Requirements | Item | 60 | Fuzzy | ⚠ | Unpriced
| Citywalk Plot 5.11 Main Works Contract BOQ (1).xlsx | Q |  |  | NEW | CITYWALK PHASE-05, PLOT 5.11 | Residential | CITYWALK RESIDENTIAL 1 LLC |  | A — General Requirements | A | A01 | A0102 | Conditions of contract | 14.1 The Contract Price | Item | Item | AED |  | Included | 9.01 | Preliminaries / General Requirements | Item | 68 | Fuzzy | ⚠ | Unpriced
| Citywalk Plot 5.11 Main Works Contract BOQ (1).xlsx | S |  |  | NEW | CITYWALK PHASE-05, PLOT 5.11 | Residential | CITYWALK RESIDENTIAL 1 LLC |  | A — General Requirements | A | A00 | A0049 |  | 14.3 Application for Interim Payment Certificates | Item | Item | AED |  | Included | 9.01 | Preliminaries – Interim Payment Certificates | Item | 85 | AI | ✓ | Unpriced
| Citywalk Plot 5.11 Main Works Contract BOQ (1).xlsx | T |  |  | NEW | CITYWALK PHASE-05, PLOT 5.11 | Residential | CITYWALK RESIDENTIAL 1 LLC |  | A — General Requirements | A | A01 | A0102 | Conditions of contract | Schedule of Contract Price | Item | Item | AED |  | Refer to PTC no. 5 item no. 6 of Additional items section | 9.01 | Preliminaries / General Requirements | Item | 79 | Fuzzy | ⚠ | Unpriced
| Citywalk Plot 5.11 Main Works Contract BOQ (1).xlsx | T |  |  | NEW | CITYWALK PHASE-05, PLOT 5.11 | Residential | CITYWALK RESIDENTIAL 1 LLC |  | J — Finishes | J | J06 | J0602 | J6 Decorations | 14.4 Application for Work Done | Item | Item | AED |  | Included | 3.01 | Internal Finishes | Area (m²), Length (m) | 62 | Fuzzy | ⚠ | Unpriced
| Citywalk Plot 5.11 Main Works Contract BOQ (1).xlsx | U |  |  | NEW | CITYWALK PHASE-05, PLOT 5.11 | Residential | CITYWALK RESIDENTIAL 1 LLC |  | A — General Requirements | A | A00 | A0050 |  | 14.5 Instalment Payment Estimates | Item | Item | AED |  | Included | 9.01 | Preliminaries – Demobilisation | Item | 85 | AI | ✓ | Unpriced
| Citywalk Plot 5.11 Main Works Contract BOQ (1).xlsx | A |  |  | NEW | CITYWALK PHASE-05, PLOT 5.11 | Residential | CITYWALK RESIDENTIAL 1 LLC |  | A — General Requirements | A | A09 | A0901 | Sundry items | 14.6 Plant and Materials intended for the Works | Item | Item | AED |  | Included | 9.01 | Preliminaries / General Requirements | Item | 66 | Fuzzy | ⚠ | Unpriced
| Citywalk Plot 5.11 Main Works Contract BOQ (1).xlsx | B |  |  | NEW | CITYWALK PHASE-05, PLOT 5.11 | Residential | CITYWALK RESIDENTIAL 1 LLC |  | A — General Requirements | A | A00 | A0051 |  | 14.7 Issue of Interim Payment Certificates | Item | Item | AED |  | Included | 9.01 | Preliminaries – Issue of Payment Certificates | Item | 85 | AI | ✓ | Unpriced
| Citywalk Plot 5.11 Main Works Contract BOQ (1).xlsx | C |  |  | NEW | CITYWALK PHASE-05, PLOT 5.11 | Residential | CITYWALK RESIDENTIAL 1 LLC |  | A — General Requirements | A | A00 | A0000 |  | 14.8 Payment | Item | Item | AED |  | Included | 9.01 | Preliminaries – Contract Administration | Item | 85 | AI | ✓ | Unpriced
| Citywalk Plot 5.11 Main Works Contract BOQ (1).xlsx | D |  |  | NEW | CITYWALK PHASE-05, PLOT 5.11 | Residential | CITYWALK RESIDENTIAL 1 LLC |  | A — General Requirements | A | A00 | A0000 |  | 14.9 Payment of Retention Money | Item | Item | AED |  | Included | 9.01 | Preliminaries – Contract Administration | Item | 85 | AI | ✓ | Unpriced
| Citywalk Plot 5.11 Main Works Contract BOQ (1).xlsx | E |  |  | NEW | CITYWALK PHASE-05, PLOT 5.11 | Residential | CITYWALK RESIDENTIAL 1 LLC |  | A — General Requirements | A | A00 | A0000 |  | 14.10 Statement at Taken Over | Item | Item | AED |  | Included | 9.01 | Preliminaries – Contract Administration | Item | 85 | AI | ✓ | Unpriced
| Citywalk Plot 5.11 Main Works Contract BOQ (1).xlsx | F |  |  | NEW | CITYWALK PHASE-05, PLOT 5.11 | Residential | CITYWALK RESIDENTIAL 1 LLC |  | A — General Requirements | A | A00 | A0000 |  | 14.11 Application for Final Payment Certificate | Item | Item | AED |  | Included | 9.01 | Preliminaries – Contract Administration | Item | 85 | AI | ✓ | Unpriced
| Citywalk Plot 5.11 Main Works Contract BOQ (1).xlsx | G |  |  | NEW | CITYWALK PHASE-05, PLOT 5.11 | Residential | CITYWALK RESIDENTIAL 1 LLC |  | A — General Requirements | A | A00 | A0000 |  | 14.12 Discharge |  |  | AED |  |  | 9.01 | Preliminaries – Contract Administration | Item | 85 | AI | ✓ | Unpriced
| Citywalk Plot 5.11 Main Works Contract BOQ (1).xlsx | H |  |  | NEW | CITYWALK PHASE-05, PLOT 5.11 | Residential | CITYWALK RESIDENTIAL 1 LLC |  | A — General Requirements | A | A00 | A0000 |  | 14.13 Issue of Final Payment Certificate | Item | Item | AED |  | Included | 9.01 | Preliminaries – Contract Administration | Item | 85 | AI | ✓ | Unpriced
| Citywalk Plot 5.11 Main Works Contract BOQ (1).xlsx | J |  |  | NEW | CITYWALK PHASE-05, PLOT 5.11 | Residential | CITYWALK RESIDENTIAL 1 LLC |  | A — General Requirements | A | A06 | A0600 | Employer's facilities | 14.14 Cessation of Employer's Liability | Item | Item | AED |  | Included | 9.01 | Preliminaries / General Requirements | Item | 73 | Fuzzy | ⚠ | Unpriced
| Citywalk Plot 5.11 Main Works Contract BOQ (1).xlsx | K |  |  | NEW | CITYWALK PHASE-05, PLOT 5.11 | Residential | CITYWALK RESIDENTIAL 1 LLC |  | A — General Requirements | A | A00 | A0000 |  | 14.15 Currencies of Payment | Item | Item | AED |  | Included | 9.01 | Preliminaries – Contract Administration | Item | 85 | AI | ✓ | Unpriced
| Citywalk Plot 5.11 Main Works Contract BOQ (1).xlsx | L |  |  | NEW | CITYWALK PHASE-05, PLOT 5.11 | Residential | CITYWALK RESIDENTIAL 1 LLC |  | A — General Requirements | A | A00 | A0000 |  | 14.16 Set Off | Item | Item | AED |  | Included | 9.01 | Preliminaries – Contract Administration | Item | 85 | AI | ✓ | Unpriced
| Citywalk Plot 5.11 Main Works Contract BOQ (1).xlsx | M |  |  | NEW | CITYWALK PHASE-05, PLOT 5.11 | Residential | CITYWALK RESIDENTIAL 1 LLC |  | A — General Requirements | A | A00 | A0000 |  | 14.17 Payment Manager | Item | Item | AED |  | Included | 9.01 | Preliminaries – Contract Administration | Item | 85 | AI | ✓ | Unpriced
| Citywalk Plot 5.11 Main Works Contract BOQ (1).xlsx | N |  |  | NEW | CITYWALK PHASE-05, PLOT 5.11 | Residential | CITYWALK RESIDENTIAL 1 LLC |  | A — General Requirements | A | A00 | A0000 |  | Clause No. - 15 Termination by Employer | Item | Item | AED |  | Included | 9.01 | Preliminaries – Contract Administration | Item | 85 | AI | ✓ | Unpriced
| Citywalk Plot 5.11 Main Works Contract BOQ (1).xlsx | P |  |  | NEW | CITYWALK PHASE-05, PLOT 5.11 | Residential | CITYWALK RESIDENTIAL 1 LLC |  | A — General Requirements | A | A00 | A0000 |  | Clause No. - 16 Suspension and Termination by Contractor | Item | Item | AED |  | Included | 9.01 | Preliminaries – Contract Administration | Item | 85 | AI | ✓ | Unpriced
| Citywalk Plot 5.11 Main Works Contract BOQ (1).xlsx | Q |  |  | NEW | CITYWALK PHASE-05, PLOT 5.11 | Residential | CITYWALK RESIDENTIAL 1 LLC |  | C — Concrete Work | C | C03 | C0304 | C3 Reinforcement | Clause No. - 17 Risk and Responsibility | Item | Item | AED |  | Included | 2.01 | Frame / Concrete Work | Volume (m³), Weight (t), Area (m²), Length (m), Enumerated (nr) | 61 | Fuzzy | ⚠ | Unpriced
| Citywalk Plot 5.11 Main Works Contract BOQ (1).xlsx | S |  |  | NEW | CITYWALK PHASE-05, PLOT 5.11 | Residential | CITYWALK RESIDENTIAL 1 LLC |  | A — General Requirements | A | A00 | A0000 |  | Clause No. - 19 Force Majeure | Item | Item | AED |  | Included | 9.01 | Preliminaries – Contract Administration | Item | 85 | AI | ✓ | Unpriced
| Citywalk Plot 5.11 Main Works Contract BOQ (1).xlsx | T |  |  | NEW | CITYWALK PHASE-05, PLOT 5.11 | Residential | CITYWALK RESIDENTIAL 1 LLC |  | B — Site Work | B | B05 | B0500 | B5 Demolitions and alterations | Clause No. - 20 Claims, Disputes and Arbitration | Item | Item | AED |  | Included | 8.01 | Site Works, Drainage, External Services & Landscaping | Volume (m³), Length (m), Area (m²), Enumerated (nr), Item | 61 | Fuzzy | ⚠ | Unpriced
| Citywalk Plot 5.11 Main Works Contract BOQ (1).xlsx | U |  |  | NEW | CITYWALK PHASE-05, PLOT 5.11 | Residential | CITYWALK RESIDENTIAL 1 LLC |  | A — General Requirements | A | A00 | A0000 |  | Clause No. - 21 Miscellaneous | Item | Item | AED |  | Included | 9.01 | Preliminaries – Contract Administration | Item | 85 | AI | ✓ | Unpriced
| Citywalk Plot 5.11 Main Works Contract BOQ (1).xlsx | A |  |  | NEW | CITYWALK PHASE-05, PLOT 5.11 | Residential | CITYWALK RESIDENTIAL 1 LLC |  | C — Concrete Work | C | C01 | C0102 | C1 Generally | Particular Conditions | Item | Item | AED |  | Included | 2.01 | Frame / Concrete Work | Volume (m³), Weight (t), Area (m²), Length (m), Enumerated (nr) | 69 | Fuzzy | ⚠ | Unpriced
| Citywalk Plot 5.11 Main Works Contract BOQ (1).xlsx | B |  |  | NEW | CITYWALK PHASE-05, PLOT 5.11 | Residential | CITYWALK RESIDENTIAL 1 LLC |  | A — General Requirements | A | A03 | A0301 | Restrictions | Access for and Possession or use of the Site | Item | Item | AED |  | Included | 9.01 | Preliminaries / General Requirements | Item | 79 | Fuzzy | ⚠ | Unpriced
| Citywalk Plot 5.11 Main Works Contract BOQ (1).xlsx | C |  |  | NEW | CITYWALK PHASE-05, PLOT 5.11 | Residential | CITYWALK RESIDENTIAL 1 LLC |  | A — General Requirements | A | A03 | A0301 | Restrictions | Limitations of working space | Item | Item | AED |  | Included | 9.01 | Preliminaries / General Requirements | Item | 79 | Fuzzy | ⚠ | Unpriced
| Citywalk Plot 5.11 Main Works Contract BOQ (1).xlsx | D |  |  | NEW | CITYWALK PHASE-05, PLOT 5.11 | Residential | CITYWALK RESIDENTIAL 1 LLC |  | A — General Requirements | A | A03 | A0301 | Restrictions | Limitations of working hours | Item | Item | AED |  | Included | 9.01 | Preliminaries / General Requirements | Item | 79 | Fuzzy | ⚠ | Unpriced
| Citywalk Plot 5.11 Main Works Contract BOQ (1).xlsx | F |  |  | NEW | CITYWALK PHASE-05, PLOT 5.11 | Residential | CITYWALK RESIDENTIAL 1 LLC |  | A — General Requirements | A | A03 | A0301 | Restrictions | Execution of the Works in specific order, sections or phases | Item | Item | AED |  | Included | 9.01 | Preliminaries / General Requirements | Item | 79 | Fuzzy | ⚠ | Unpriced
| Citywalk Plot 5.11 Main Works Contract BOQ (1).xlsx | B |  |  | NEW | CITYWALK PHASE-05, PLOT 5.11 | Residential | CITYWALK RESIDENTIAL 1 LLC |  | A — General Requirements | A | A04 | A0401 | Contractor's administrative arrangements | Off Site Storage | Item | Item | AED |  | Included | 9.01 | Preliminaries / General Requirements | Item | 60 | Fuzzy | ⚠ | Unpriced
| Citywalk Plot 5.11 Main Works Contract BOQ (1).xlsx | F |  |  | NEW | CITYWALK PHASE-05, PLOT 5.11 | Residential | CITYWALK RESIDENTIAL 1 LLC |  | F — Woodwork | F | F07 | F0701 | F7 Composite items | Off-site storage | Item | Item | AED |  | Included | 2.01 | Frame / Woodwork | Length (m), Area (m²), Enumerated (nr) | 65 | Fuzzy | ⚠ | Unpriced
| Citywalk Plot 5.11 Main Works Contract BOQ (1).xlsx | K |  |  | NEW | CITYWALK PHASE-05, PLOT 5.11 | Residential | CITYWALK RESIDENTIAL 1 LLC |  | A — General Requirements | A | A08 | A0801 | Temporary works | Compressed air for the Works | Item | Item | AED |  | Included | 9.01 | Preliminaries / General Requirements | Item | 76 | Fuzzy | ⚠ | Unpriced
| Citywalk Plot 5.11 Main Works Contract BOQ (1).xlsx | N |  |  | NEW | CITYWALK PHASE-05, PLOT 5.11 | Residential | CITYWALK RESIDENTIAL 1 LLC |  | A — General Requirements | A | A08 | A0801 | Temporary works | Traffic diversion | Item | Item | AED |  | Included | 9.01 | Preliminaries / General Requirements | Item | 79 | Fuzzy | ⚠ | Unpriced
| Citywalk Plot 5.11 Main Works Contract BOQ (1).xlsx | P |  |  | NEW | CITYWALK PHASE-05, PLOT 5.11 | Residential | CITYWALK RESIDENTIAL 1 LLC |  | A — General Requirements | A | A08 | A0801 | Temporary works | Access roads | Item | Item | AED |  | Included | 9.01 | Preliminaries / General Requirements | Item | 79 | Fuzzy | ⚠ | Unpriced
| Citywalk Plot 5.11 Main Works Contract BOQ (1).xlsx | Q |  |  | NEW | CITYWALK PHASE-05, PLOT 5.11 | Residential | CITYWALK RESIDENTIAL 1 LLC |  | B — Site Work | B | B05 | B0500 | B5 Demolitions and alterations | Design and removal | Item | Item | AED |  | Included | 8.01 | Site Works, Drainage, External Services & Landscaping | Volume (m³), Length (m), Area (m²), Enumerated (nr), Item | 60 | Fuzzy | ⚠ | Unpriced
| Citywalk Plot 5.11 Main Works Contract BOQ (1).xlsx | R |  |  | NEW | CITYWALK PHASE-05, PLOT 5.11 | Residential | CITYWALK RESIDENTIAL 1 LLC |  | A — General Requirements | A | A08 | A0801 | Temporary works | Pumping | Item | Item | AED |  | Included | 9.01 | Preliminaries / General Requirements | Item | 79 | Fuzzy | ⚠ | Unpriced
| Citywalk Plot 5.11 Main Works Contract BOQ (1).xlsx | S |  |  | NEW | CITYWALK PHASE-05, PLOT 5.11 | Residential | CITYWALK RESIDENTIAL 1 LLC |  | B — Site Work | B | B04 | B0403 | B4 Site preparation | Dewatering | Item | Item | AED |  | Included | 8.01 | External Works – Site Prep | Item | 90 | Rule | ✓ | Unpriced
| Citywalk Plot 5.11 Main Works Contract BOQ (1).xlsx | A |  |  | NEW | CITYWALK PHASE-05, PLOT 5.11 | Residential | CITYWALK RESIDENTIAL 1 LLC |  | A — General Requirements | A | A06 | A0601 | Employer's facilities | Services and Facilities | Item | Item | AED |  | Included | 9.01 | Preliminaries / General Requirements | Item | 69 | Fuzzy | ⚠ | Unpriced
| Citywalk Plot 5.11 Main Works Contract BOQ (1).xlsx | B |  |  | NEW | CITYWALK PHASE-05, PLOT 5.11 | Residential | CITYWALK RESIDENTIAL 1 LLC |  | A — General Requirements | A | A08 | A0801 | Temporary works | Wild Air | Item | Item | AED |  | Refer to PTC No.5, Item 11 of Section A | 9.01 | Preliminaries / General Requirements | Item | 63 | Fuzzy | ⚠ | Unpriced
| Citywalk Plot 5.11 Main Works Contract BOQ (1).xlsx | D |  |  | NEW | CITYWALK PHASE-05, PLOT 5.11 | Residential | CITYWALK RESIDENTIAL 1 LLC |  | A — General Requirements | A | A09 | A0901 | Sundry items | Testing of the Works | Item | Item | AED |  | Included | 9.01 | Preliminaries / General Requirements | Item | 79 | Fuzzy | ⚠ | Unpriced
| Citywalk Plot 5.11 Main Works Contract BOQ (1).xlsx | E |  |  | NEW | CITYWALK PHASE-05, PLOT 5.11 | Residential | CITYWALK RESIDENTIAL 1 LLC |  | A — General Requirements | A | A09 | A0901 | Sundry items | Protecting the Works from inclement weather | Item | Item | AED |  | Included | 9.01 | Preliminaries / General Requirements | Item | 79 | Fuzzy | ⚠ | Unpriced
| Citywalk Plot 5.11 Main Works Contract BOQ (1).xlsx | H |  |  | NEW | CITYWALK PHASE-05, PLOT 5.11 | Residential | CITYWALK RESIDENTIAL 1 LLC |  | A — General Requirements | A | A09 | A0901 | Sundry items | Traffic regulations | Item | Item | AED |  | Included | 9.01 | Preliminaries / General Requirements | Item | 79 | Fuzzy | ⚠ | Unpriced
| Citywalk Plot 5.11 Main Works Contract BOQ (1).xlsx | J |  |  | NEW | CITYWALK PHASE-05, PLOT 5.11 | Residential | CITYWALK RESIDENTIAL 1 LLC |  | A — General Requirements | A | A09 | A0901 | Sundry items | Maintenance of public and private roads | Item | Item | AED |  | Included within the plot limit | 9.01 | Preliminaries / General Requirements | Item | 79 | Fuzzy | ⚠ | Unpriced
| Citywalk Plot 5.11 Main Works Contract BOQ (1).xlsx | K |  |  | NEW | CITYWALK PHASE-05, PLOT 5.11 | Residential | CITYWALK RESIDENTIAL 1 LLC |  | A — General Requirements | A | A09 | A0901 | Sundry items | Drying the Works | Item | Item | AED |  | Included | 9.01 | Preliminaries / General Requirements | Item | 79 | Fuzzy | ⚠ | Unpriced
| Citywalk Plot 5.11 Main Works Contract BOQ (1).xlsx | L |  |  | NEW | CITYWALK PHASE-05, PLOT 5.11 | Residential | CITYWALK RESIDENTIAL 1 LLC |  | A — General Requirements | A | A09 | A0901 | Sundry items | Control of noise and pollution | Item | Item | AED |  | Included | 9.01 | Preliminaries / General Requirements | Item | 79 | Fuzzy | ⚠ | Unpriced
| Citywalk Plot 5.11 Main Works Contract BOQ (1).xlsx | M |  |  | NEW | CITYWALK PHASE-05, PLOT 5.11 | Residential | CITYWALK RESIDENTIAL 1 LLC |  | A — General Requirements | A | A09 | A0901 | Sundry items | Statutory obligations | Item | Item | AED |  | Included | 9.01 | Preliminaries / General Requirements | Item | 79 | Fuzzy | ⚠ | Unpriced
| Citywalk Plot 5.11 Main Works Contract BOQ (1).xlsx | N |  |  | NEW | CITYWALK PHASE-05, PLOT 5.11 | Residential | CITYWALK RESIDENTIAL 1 LLC |  | A — General Requirements | A | A03 | A0300 | Restrictions | Project notice boards | Item | Item | AED |  | Included | 9.01 | Preliminaries – Site Facilities & Temporary Works | Item | 80 | AI | ⚠ | Unpriced
| Citywalk Plot 5.11 Main Works Contract BOQ (1).xlsx | Q |  |  | NEW | CITYWALK PHASE-05, PLOT 5.11 | Residential | CITYWALK RESIDENTIAL 1 LLC |  | A — General Requirements | A | A09 | A0901 | Sundry items | Design of the Works to the extent provided for in the Contract | Item | Item | AED |  | Included | 9.01 | Preliminaries / General Requirements | Item | 71 | Fuzzy | ⚠ | Unpriced
| Citywalk Plot 5.11 Main Works Contract BOQ (1).xlsx | B |  |  | NEW | CITYWALK PHASE-05, PLOT 5.11 | Residential | CITYWALK RESIDENTIAL 1 LLC |  | A — General Requirements | A | A02 | A0200 | Specification | Spares as per specifications | Item | Item | AED |  | Included in respective BOQ items | 9.01 | Preliminaries / General Requirements | Item | 79 | Fuzzy | ⚠ | Unpriced
| Citywalk Plot 5.11 Main Works Contract BOQ (1).xlsx | A |  |  | NEW | CITYWALK PHASE-05, PLOT 5.11 | Residential | CITYWALK RESIDENTIAL 1 LLC |  | A — General Requirements | A | A00 | A0000 |  | Allow for any other General Requirements which are not included above but which are required to complete the Works (Tenderer to list below): | Item | Item | AED |  | 0 | 9.01 | Preliminaries / General Requirements | Item | 79 | Fuzzy | ⚠ | Unpriced
| Citywalk Plot 5.11 Main Works Contract BOQ (1).xlsx | B |  |  | NEW | CITYWALK PHASE-05, PLOT 5.11 | Residential | CITYWALK RESIDENTIAL 1 LLC |  | B — Site Work | B | B05 | B0505 | B5 Demolitions and alterations | JRC-12 manhole | 4 | Nr. | AED | 0 | Included | 5.03 | Disposal – Manhole/Access Chamber | Item | 88 | AI | ✓ | Unpriced
| Citywalk Plot 5.11 Main Works Contract BOQ (1).xlsx | N |  |  | NEW | CITYWALK PHASE-05, PLOT 5.11 | Residential | CITYWALK RESIDENTIAL 1 LLC |  | B — Site Work | B | B19 | B1904 | B19 Underground drainage | 160mm diameter | 3 | m | AED | 0 | Included | 8.01 | Site Works, Drainage, External Services & Landscaping | Volume (m³), Length (m), Area (m²), Enumerated (nr), Item | 73 | Fuzzy | ⚠ | Unpriced
| Citywalk Plot 5.11 Main Works Contract BOQ (1).xlsx | A |  |  | NEW | CITYWALK PHASE-05, PLOT 5.11 | Residential | CITYWALK RESIDENTIAL 1 LLC |  | Q — Mechanical Engineering Installations | Q | Q02 | Q0201 | Q2 Pipework and gutterwork | 75mm diameter | 4 | m | AED | 0 | Included | 3.01 | Mechanical – Drainage Pipe | Length (m) | 88 | Rule | ✓ | Unpriced
| Citywalk Plot 5.11 Main Works Contract BOQ (1).xlsx | B |  |  | NEW | CITYWALK PHASE-05, PLOT 5.11 | Residential | CITYWALK RESIDENTIAL 1 LLC |  | Q — Mechanical Engineering Installations | Q | Q02 | Q0201 | Q2 Pipework and gutterwork | 110mm diameter | 290 | m | AED | 0 | Included | 3.01 | Mechanical – Drainage Pipe | Length (m) | 90 | Rule | ✓ | Unpriced
| Citywalk Plot 5.11 Main Works Contract BOQ (1).xlsx | C |  |  | NEW | CITYWALK PHASE-05, PLOT 5.11 | Residential | CITYWALK RESIDENTIAL 1 LLC |  | B — Site Work | B | B19 | B1904 | B19 Underground drainage | 160mm diameter | 86 | m | AED | 0 | Included | 8.01 | Site Works, Drainage, External Services & Landscaping | Volume (m³), Length (m), Area (m²), Enumerated (nr), Item | 73 | Fuzzy | ⚠ | Unpriced
| Citywalk Plot 5.11 Main Works Contract BOQ (1).xlsx | D |  |  | NEW | CITYWALK PHASE-05, PLOT 5.11 | Residential | CITYWALK RESIDENTIAL 1 LLC |  | Q — Mechanical Engineering Installations | Q | Q02 | Q0201 | Q2 Pipework and gutterwork | 200mm diameter | 43 | m | AED | 0 | Included | 3.01 | Mechanical – Drainage Pipe | Length (m) | 90 | Rule | ✓ | Unpriced
| Citywalk Plot 5.11 Main Works Contract BOQ (1).xlsx | E |  |  | NEW | CITYWALK PHASE-05, PLOT 5.11 | Residential | CITYWALK RESIDENTIAL 1 LLC |  | Q — Mechanical Engineering Installations | Q | Q02 | Q0201 | Q2 Pipework and gutterwork | 75mm diameter | 4 | m | AED | 0 | Included | 3.01 | Mechanical – Drainage Pipe | Length (m) | 88 | Rule | ✓ | Unpriced
| Citywalk Plot 5.11 Main Works Contract BOQ (1).xlsx | F |  |  | NEW | CITYWALK PHASE-05, PLOT 5.11 | Residential | CITYWALK RESIDENTIAL 1 LLC |  | Q — Mechanical Engineering Installations | Q | Q02 | Q0201 | Q2 Pipework and gutterwork | 110mm diameter | 290 | m | AED | 0 | Included | 3.01 | Mechanical – Drainage Pipe | Length (m) | 90 | Rule | ✓ | Unpriced
| Citywalk Plot 5.11 Main Works Contract BOQ (1).xlsx | G |  |  | NEW | CITYWALK PHASE-05, PLOT 5.11 | Residential | CITYWALK RESIDENTIAL 1 LLC |  | B — Site Work | B | B19 | B1904 | B19 Underground drainage | 160mm diameter | 86 | m | AED | 0 | Included | 8.01 | Site Works, Drainage, External Services & Landscaping | Volume (m³), Length (m), Area (m²), Enumerated (nr), Item | 73 | Fuzzy | ⚠ | Unpriced
| Citywalk Plot 5.11 Main Works Contract BOQ (1).xlsx | H |  |  | NEW | CITYWALK PHASE-05, PLOT 5.11 | Residential | CITYWALK RESIDENTIAL 1 LLC |  | Q — Mechanical Engineering Installations | Q | Q02 | Q0201 | Q2 Pipework and gutterwork | 200mm diameter | 43 | m | AED | 0 | Included | 3.01 | Mechanical – Drainage Pipe | Length (m) | 90 | Rule | ✓ | Unpriced
| Citywalk Plot 5.11 Main Works Contract BOQ (1).xlsx | A |  |  | NEW | CITYWALK PHASE-05, PLOT 5.11 | Residential | CITYWALK RESIDENTIAL 1 LLC |  | B — Site Work | B | B05 | B0506 | B5 Demolitions and alterations | Submersible sump pump 8m3/hr, 15m head | 1 | Nr. | AED | 0 | Included in MEP | 5.03 | Disposal – Pump | Item | 88 | AI | ✓ | Unpriced
| Citywalk Plot 5.11 Main Works Contract BOQ (1).xlsx | B |  |  | NEW | CITYWALK PHASE-05, PLOT 5.11 | Residential | CITYWALK RESIDENTIAL 1 LLC |  | B — Site Work | B | B05 | B0506 | B5 Demolitions and alterations | Size; 400 x 400 x 400mm | 1 | Nr. | AED | 0 | Included in MEP | 5.03 | Disposal – Sump Pit | Item | 88 | AI | ✓ | Unpriced
| Citywalk Plot 5.11 Main Works Contract BOQ (1).xlsx | D |  |  | NEW | CITYWALK PHASE-05, PLOT 5.11 | Residential | CITYWALK RESIDENTIAL 1 LLC |  | Q — Mechanical Engineering Installations | Q | Q06 | Q0600 | Q6 Connections to supply mains | Allow for water mains supply connections including valve chamber, beds and surrounds, uPVC ducts, manholes and all necessary ancillary work | 0 | Item | AED | 0 | Included in MEP | 5.06 | Mechanical Engineering Installations | Length (m), Weight (t), Area (m²), Enumerated (nr), Item | 79 | Fuzzy | ⚠ | Unpriced
| Citywalk Plot 5.11 Main Works Contract BOQ (1).xlsx | E |  |  | NEW | CITYWALK PHASE-05, PLOT 5.11 | Residential | CITYWALK RESIDENTIAL 1 LLC |  | Q — Mechanical Engineering Installations | Q | Q06 | Q0600 | Q6 Connections to supply mains | Allow for electricity mains supply connections including beds and surrounds, uPVC ducts, manholes and all necessary ancillary work | 0 | Item | AED | 0 | Included in MEP | 5.06 | Mechanical Engineering Installations | Length (m), Weight (t), Area (m²), Enumerated (nr), Item | 79 | Fuzzy | ⚠ | Unpriced
| Citywalk Plot 5.11 Main Works Contract BOQ (1).xlsx | C |  |  | NEW | CITYWALK PHASE-05, PLOT 5.11 | Residential | CITYWALK RESIDENTIAL 1 LLC |  | B — Site Work | B | B09 | B0905 | B9 Excavation | P04; Size 600 x 300x 80mm thick; to banding | 401 | m | AED | 0 | Not Shown in Drawing | 8.01 | External Works – Paving & Surfacing – Paving Units (Heavy Duty) | Area (m²) | 79 | AI | ⚠ | Unpriced
| Citywalk Plot 5.11 Main Works Contract BOQ (1).xlsx | B |  |  | NEW | CITYWALK PHASE-05, PLOT 5.11 | Residential | CITYWALK RESIDENTIAL 1 LLC |  | B — Site Work | B | B02 | B0202 | B2 Trial holes | Shrubs; Leucophyllum frutescens; 400mm high | 83 | Nr | AED | 0 | Included | 8.01 | External Works – Planting (Shrubs with soil) | Number | 85 | AI | ✓ | Unpriced
| Citywalk Plot 5.11 Main Works Contract BOQ (1).xlsx | C |  |  | NEW | CITYWALK PHASE-05, PLOT 5.11 | Residential | CITYWALK RESIDENTIAL 1 LLC |  | B — Site Work | B | B02 | B0202 | B2 Trial holes | Shrubs; Vitex agnus-castus; 700mm high | 46 | Nr | AED | 0 | Included | 8.01 | External Works – Planting (Shrubs with soil) | Number | 85 | AI | ✓ | Unpriced
| Citywalk Plot 5.11 Main Works Contract BOQ (1).xlsx | D |  |  | NEW | CITYWALK PHASE-05, PLOT 5.11 | Residential | CITYWALK RESIDENTIAL 1 LLC |  | B — Site Work | B | B02 | B0203 | B2 Trial holes | Grass; Muhlenbergia capillaris; 400mm high | 66 | Nr | AED | 0 | Included | 8.01 | External Works – Planting (Grasses with soil) | Number | 85 | AI | ✓ | Unpriced
| Citywalk Plot 5.11 Main Works Contract BOQ (1).xlsx | E |  |  | NEW | CITYWALK PHASE-05, PLOT 5.11 | Residential | CITYWALK RESIDENTIAL 1 LLC |  | B — Site Work | B | B02 | B0203 | B2 Trial holes | Grass; Pennisetum setaceum; 500mm high | 49 | Nr | AED | 0 | Included | 8.01 | External Works – Planting (Grasses with soil) | Number | 85 | AI | ✓ | Unpriced
| Citywalk Plot 5.11 Main Works Contract BOQ (1).xlsx | F |  |  | NEW | CITYWALK PHASE-05, PLOT 5.11 | Residential | CITYWALK RESIDENTIAL 1 LLC |  | A — General Requirements | A | A01 | A0100 | Conditions of contract | Maintenance and management during contract period and up to date of Taking Over as per specifications | 0 | Item | AED | 0 | Included | 9.01 | Preliminaries / General Requirements | Item | 68 | Fuzzy | ⚠ | Unpriced
| Citywalk Plot 5.11 Main Works Contract BOQ (1).xlsx | G |  |  | NEW | CITYWALK PHASE-05, PLOT 5.11 | Residential | CITYWALK RESIDENTIAL 1 LLC |  | A — General Requirements | A | A02 | A0200 | Specification | Maintenance and management during Defects Liabilities Period as per specifications | 0 | Item | AED | 0 | Included | 9.01 | Preliminaries / General Requirements | Item | 62 | Fuzzy | ⚠ | Unpriced
| Citywalk Plot 5.11 Main Works Contract BOQ (1).xlsx | A |  |  | NEW | CITYWALK PHASE-05, PLOT 5.11 | Residential | CITYWALK RESIDENTIAL 1 LLC |  | A — General Requirements | A | A01 | A0101 | Conditions of contract | Allow for any other works which are not included above and which are required to complete the Site Work in accordance with the Specification and the Drawings (Tenderer to list below): | 0 | Item | AED | 0 |  | 9.01 | Preliminaries – Contingency | Item | 90 | Rule | ✓ | Unpriced
| Citywalk Plot 5.11 Main Works Contract BOQ (1).xlsx | A |  |  | NEW | CITYWALK PHASE-05, PLOT 5.11 | Residential | CITYWALK RESIDENTIAL 1 LLC |  | A — General Requirements | A | A01 | A0101 | Conditions of contract | Allow for any other works which are not included above and which are required to complete the Site Work in accordance with the Specification and the Drawings (Tenderer to list below): | 0 | Item | AED | 0 |  | 9.01 | Preliminaries – Contingency | Item | 90 | Rule | ✓ | Unpriced
| Citywalk Plot 5.11 Main Works Contract BOQ (1).xlsx | A |  |  | NEW | CITYWALK PHASE-05, PLOT 5.11 | Residential | CITYWALK RESIDENTIAL 1 LLC |  | N — Special Construction | N | N01 | N0101 | N1 Generally | Protection screed; 50mm thick | 199 | m³ | AED | 0 | included | 5.13 | Specialist Installations | Enumerated (nr), Item | 68 | Fuzzy | ⚠ | Unpriced
| Citywalk Plot 5.11 Main Works Contract BOQ (1).xlsx | B |  |  | NEW | CITYWALK PHASE-05, PLOT 5.11 | Residential | CITYWALK RESIDENTIAL 1 LLC |  | C — Concrete Work | C | C02 | C0201 | C2 Poured concrete | Blinding screed; 50mm thick | 208 | m³ | AED | 0 | Changed as per addedum 7 | 2.01 | Substructure | Volume (m³) | 95 | Rule | ✓ | Unpriced
| Citywalk Plot 5.11 Main Works Contract BOQ (1).xlsx | B |  |  | NEW | CITYWALK PHASE-05, PLOT 5.11 | Residential | CITYWALK RESIDENTIAL 1 LLC |  | Q — Mechanical Engineering Installations | Q | Q04 | Q0400 | Q4 Equipment | Allow for mechanical equipment bases/pads | 0 | Item | AED | 0 | Included in concrete | 5.06 | Mechanical Engineering Installations | Length (m), Weight (t), Area (m²), Enumerated (nr), Item | 79 | Fuzzy | ⚠ | Unpriced
| Citywalk Plot 5.11 Main Works Contract BOQ (1).xlsx | C |  |  | NEW | CITYWALK PHASE-05, PLOT 5.11 | Residential | CITYWALK RESIDENTIAL 1 LLC |  | A — General Requirements | A | A09 | A0901 | Sundry items | Allow for sump pits | 0 | Item | AED | 0 | Included | 9.01 | Preliminaries / General Requirements | Item | 67 | Fuzzy | ⚠ | Unpriced
| Citywalk Plot 5.11 Main Works Contract BOQ (1).xlsx | A |  |  | NEW | CITYWALK PHASE-05, PLOT 5.11 | Residential | CITYWALK RESIDENTIAL 1 LLC |  | A — General Requirements | A | A01 | A0101 | Conditions of contract | Allow for any other works which are not included above and which are required to complete the Concrete Work in accordance with the Specification and the Drawings (Tenderer to list below): | 0 | Item | AED | 0 |  | 9.01 | Preliminaries – Contingency | Item | 90 | Rule | ✓ | Unpriced
| Citywalk Plot 5.11 Main Works Contract BOQ (1).xlsx | L |  |  | NEW | CITYWALK PHASE-05, PLOT 5.11 | Residential | CITYWALK RESIDENTIAL 1 LLC |  | D — Masonry | D | D02 | D0201 | D2 Walls and piers | IWT-01- 40 DB | 15 | m² | AED | 0 | Not Shown in Dwg | 2.07 | Internal Walls – Masonry with Sound Rating | Area (m²) | 85 | AI | ✓ | Unpriced
| Citywalk Plot 5.11 Main Works Contract BOQ (1).xlsx | A |  |  | NEW | CITYWALK PHASE-05, PLOT 5.11 | Residential | CITYWALK RESIDENTIAL 1 LLC |  | D — Masonry | D | D02 | D0201 | D2 Walls and piers | IWT-03-1hr FR | 41 | m² | AED | 0 | Not Shown in Dwg | 2.07 | Internal Walls – Masonry with Fire Rating | Area (m²) | 85 | AI | ✓ | Unpriced
| Citywalk Plot 5.11 Main Works Contract BOQ (1).xlsx | B |  |  | NEW | CITYWALK PHASE-05, PLOT 5.11 | Residential | CITYWALK RESIDENTIAL 1 LLC |  | D — Masonry | D | D01 | D0101 | D1 Generally | EWT-01 | 40 | m² | AED | 0 | INCLUDED | 2.05 | External Walls – Masonry | Area (m²) | 85 | AI | ✓ | Unpriced
| Citywalk Plot 5.11 Main Works Contract BOQ (1).xlsx | H |  |  | NEW | CITYWALK PHASE-05, PLOT 5.11 | Residential | CITYWALK RESIDENTIAL 1 LLC |  | D — Masonry | D | D01 | D0101 | D1 Generally | EWT-01-2hr FR; 50 DB | 168 | m² | AED | 0 | INCLUDED | 2.05 | External Walls – Masonry with Fire & Sound Rating | Area (m²) | 85 | AI | ✓ | Unpriced
| Citywalk Plot 5.11 Main Works Contract BOQ (1).xlsx | J |  |  | NEW | CITYWALK PHASE-05, PLOT 5.11 | Residential | CITYWALK RESIDENTIAL 1 LLC |  | D — Masonry | D | D01 | D0101 | D1 Generally | EWT-01-2hr FR; 60 DB | 30 | m² | AED | 0 | Not Shown in Dwg | 2.05 | External Walls – Masonry with Fire & Sound Rating | Area (m²) | 85 | AI | ✓ | Unpriced
| Citywalk Plot 5.11 Main Works Contract BOQ (1).xlsx | L |  |  | NEW | CITYWALK PHASE-05, PLOT 5.11 | Residential | CITYWALK RESIDENTIAL 1 LLC |  | B — Site Work | B | B20 | B2003 | B20 Paving and surfacing | EWT-02; curved | 6 | m² | AED | 0 | Not Shown in Dwg | 8.01 | Site Works, Drainage, External Services & Landscaping | Volume (m³), Length (m), Area (m²), Enumerated (nr), Item | 69 | Fuzzy | ⚠ | Unpriced
| Citywalk Plot 5.11 Main Works Contract BOQ (1).xlsx | M |  |  | NEW | CITYWALK PHASE-05, PLOT 5.11 | Residential | CITYWALK RESIDENTIAL 1 LLC |  | D — Masonry | D | D01 | D0101 | D1 Generally | EWT-02-1hr FR; 50 DB | 5 | m² | AED | 0 | Not Shown in Dwg | 2.05 | External Walls – Masonry with Fire & Sound Rating | Area (m²) | 85 | AI | ✓ | Unpriced
| Citywalk Plot 5.11 Main Works Contract BOQ (1).xlsx | N |  |  | NEW | CITYWALK PHASE-05, PLOT 5.11 | Residential | CITYWALK RESIDENTIAL 1 LLC |  | D — Masonry | D | D01 | D0101 | D1 Generally | EWT-02-2hr FR; 40 DB | 127 | m² | AED | 0 | Not Shown in Dwg | 2.05 | External Walls – Masonry with Fire & Sound Rating | Area (m²) | 85 | AI | ✓ | Unpriced
| Citywalk Plot 5.11 Main Works Contract BOQ (1).xlsx | F |  |  | NEW | CITYWALK PHASE-05, PLOT 5.11 | Residential | CITYWALK RESIDENTIAL 1 LLC |  | D — Masonry | D | D01 | D0101 | D1 Generally | 200mm thick | 142 | m² | AED | 0 | INCLUDED | 2.05 | External Walls – Masonry Blockwork 200mm | Area (m²) | 85 | AI | ✓ | Unpriced
| Citywalk Plot 5.11 Main Works Contract BOQ (1).xlsx | G |  |  | NEW | CITYWALK PHASE-05, PLOT 5.11 | Residential | CITYWALK RESIDENTIAL 1 LLC |  | D — Masonry | D | D01 | D0101 | D1 Generally | 200mm thick; curved | 41 | m² | AED | 0 | INCLUDED | 2.05 | External Walls – Masonry Blockwork 200mm Curved | Area (m²) | 85 | AI | ✓ | Unpriced
| Citywalk Plot 5.11 Main Works Contract BOQ (1).xlsx | H |  |  | NEW | CITYWALK PHASE-05, PLOT 5.11 | Residential | CITYWALK RESIDENTIAL 1 LLC |  | D — Masonry | D | D01 | D0101 | D1 Generally | 250mm thick | 77 | m² | AED | 0 | INCLUDED | 2.05 | External Walls – Masonry Blockwork 250mm | Area (m²) | 85 | AI | ✓ | Unpriced
| Citywalk Plot 5.11 Main Works Contract BOQ (1).xlsx | B |  |  | NEW | CITYWALK PHASE-05, PLOT 5.11 | Residential | CITYWALK RESIDENTIAL 1 LLC |  | R — Electrical Engineering Installations | R | R06 | R0600 | R6 Control gear | Control joints (RATE ONLY) | 0 | m | AED | 0 | Rate Only | 5.08 | Electrical Engineering Installations | Length (m), Enumerated (nr), Item | 70 | Fuzzy | ⚠ | Unpriced
| Citywalk Plot 5.11 Main Works Contract BOQ (1).xlsx | D |  |  | NEW | CITYWALK PHASE-05, PLOT 5.11 | Residential | CITYWALK RESIDENTIAL 1 LLC |  | D — Masonry | D | D01 | D0109 | D1 Generally | Isolation joints (RATE ONLY) | 0 | m | AED | 0 | Rate Only | 2.05 | External Walls – Sundries: Isolation Joints | Rate Only | 75 | AI | ⚠ | Unpriced
| Citywalk Plot 5.11 Main Works Contract BOQ (1).xlsx | E |  |  | NEW | CITYWALK PHASE-05, PLOT 5.11 | Residential | CITYWALK RESIDENTIAL 1 LLC |  | B — Site Work | B | B20 | B2002 | B20 Paving and surfacing | Expansion joints | 0 | Item | AED | 0 | NOT APPLICABLE | 8.01 | Site Works, Drainage, External Services & Landscaping | Volume (m³), Length (m), Area (m²), Enumerated (nr), Item | 79 | Fuzzy | ⚠ | Unpriced
| Citywalk Plot 5.11 Main Works Contract BOQ (1).xlsx | F |  |  | NEW | CITYWALK PHASE-05, PLOT 5.11 | Residential | CITYWALK RESIDENTIAL 1 LLC |  | D — Masonry | D | D05 | D0502 | D5 Sundries | Expansion joints (RATE ONLY) | 0 | m | AED | 0 | Rate Only | 2.05 | External Walls / Masonry | Area (m²), Length (m), Volume (m³) | 77 | Fuzzy | ⚠ | Unpriced
| Citywalk Plot 5.11 Main Works Contract BOQ (1).xlsx | A |  |  | NEW | CITYWALK PHASE-05, PLOT 5.11 | Residential | CITYWALK RESIDENTIAL 1 LLC |  | A — General Requirements | A | A01 | A0101 | Conditions of contract | Allow for any other works which are not included above and which are required to complete the Masonry in accordance with the Specification and the Drawings (Tenderer to list below): | 0 | Item | AED | 0 |  | 9.01 | Preliminaries – Contingency | Item | 90 | Rule | ✓ | Unpriced
| Citywalk Plot 5.11 Main Works Contract BOQ (1).xlsx | A |  |  | NEW | CITYWALK PHASE-05, PLOT 5.11 | Residential | CITYWALK RESIDENTIAL 1 LLC |  | A — General Requirements | A | A01 | A0101 | Conditions of contract | Allow for any other works which are not included above and which are required to complete the Masonry in accordance with the Specification and the Drawings (Tenderer to list below): | 0 | Item | AED | 0 |  | 9.01 | Preliminaries – Contingency | Item | 90 | Rule | ✓ | Unpriced
| Citywalk Plot 5.11 Main Works Contract BOQ (1).xlsx | A |  |  | NEW | CITYWALK PHASE-05, PLOT 5.11 | Residential | CITYWALK RESIDENTIAL 1 LLC |  | A — General Requirements | A | A01 | A0101 | Conditions of contract | Allow for any other works which are not included above and which are required to complete the Metalwork in accordance with the Specification and the Drawings (Tenderer to list below) | 0 | Item | AED | 0 | 0 | 9.01 | Preliminaries – Contingency | Item | 90 | Rule | ✓ | Unpriced
| Citywalk Plot 5.11 Main Works Contract BOQ (1).xlsx | A |  |  | NEW | CITYWALK PHASE-05, PLOT 5.11 | Residential | CITYWALK RESIDENTIAL 1 LLC |  | A — General Requirements | A | A01 | A0101 | Conditions of contract | Allow for any other works which are not included above and which are required to complete the Woodwork in accordance with the Specification and the Drawings (Tenderer to list below) | 0 | Item | AED | 0 | 0 | 9.01 | Preliminaries – Contingency | Item | 90 | Rule | ✓ | Unpriced
| Citywalk Plot 5.11 Main Works Contract BOQ (1).xlsx | G |  |  | NEW | CITYWALK PHASE-05, PLOT 5.11 | Residential | CITYWALK RESIDENTIAL 1 LLC |  | F — Woodwork | F | F04 | F0401 | F4 Grounds and battens | To horizontal surfaces; structural slab area | 1720 | m² | AED | 0 | INCLUDED | 3.01 | Woodwork – Cladding Panel | Area (m²) | 85 | Rule | ✓ | Unpriced
| Citywalk Plot 5.11 Main Works Contract BOQ (1).xlsx | H |  |  | NEW | CITYWALK PHASE-05, PLOT 5.11 | Residential | CITYWALK RESIDENTIAL 1 LLC |  | G — Thermal And Moisture Protection | G | G01 | G0102 | G1 Generally | To building external wall perimeter ; up to 300mm high (assumed) | 273 | m | AED | 0 | INCLUDED | 2.05 | External Walls – Waterproofing System | Length (m) | 82 | AI | ⚠ | Unpriced
| Citywalk Plot 5.11 Main Works Contract BOQ (1).xlsx | A |  |  | NEW | CITYWALK PHASE-05, PLOT 5.11 | Residential | CITYWALK RESIDENTIAL 1 LLC |  | G — Thermal And Moisture Protection | G | G03 | G0302 | G3 Damp-proof courses | To perimeter; 100x100mm angle filler | 278 | m | AED | 0 | INCLUDED | 2.05 | External Walls – Protective Coverings | Length (m) | 70 | AI | ⚠ | Unpriced
| Citywalk Plot 5.11 Main Works Contract BOQ (1).xlsx | A |  |  | NEW | CITYWALK PHASE-05, PLOT 5.11 | Residential | CITYWALK RESIDENTIAL 1 LLC |  | A — General Requirements | A | A01 | A0101 | Conditions of contract | Allow for any other works which are not included above and which are required to complete the Thermal and Moisture Protection in accordance with the Specification and the Drawings (Tenderer to list below) | 0 | Item | AED | 0 | 0 | 9.01 | Preliminaries – Contingency | Item | 90 | Rule | ✓ | Unpriced
| Citywalk Plot 5.11 Main Works Contract BOQ (1).xlsx | A |  |  | NEW | CITYWALK PHASE-05, PLOT 5.11 | Residential | CITYWALK RESIDENTIAL 1 LLC |  | A — General Requirements | A | A01 | A0101 | Conditions of contract | Allow for any other works which are not included above and which are required to complete the Thermal and Moisture Protection in accordance with the Specification and the Drawings (Tenderer to list below) |  | Item | AED |  | 0 | 9.01 | Preliminaries – Contingency | Item | 90 | Rule | ✓ | Unpriced
| Citywalk Plot 5.11 Main Works Contract BOQ (1).xlsx | C |  |  | NEW | CITYWALK PHASE-05, PLOT 5.11 | Residential | CITYWALK RESIDENTIAL 1 LLC |  | H — Doors And Windows | H | H01 | H0100 | H1 Doors | FHC door; size 950 x 2030mm high; single leaf door | 1 | Nr. | AED | 0 | NOT SHOWN IN DRG | 2.06 | Windows and External Doors | Enumerated (nr), Area (m²), Length (m) | 62 | Fuzzy | ⚠ | Unpriced
| Citywalk Plot 5.11 Main Works Contract BOQ (1).xlsx | E |  |  | NEW | CITYWALK PHASE-05, PLOT 5.11 | Residential | CITYWALK RESIDENTIAL 1 LLC |  | H — Doors And Windows | H | H01 | H0103 | H1 Doors | Single leaf door; 90 minute fire rated; size 1100 x 2200mm high | 4 | Nr. | AED | 0 | NOT SHOWN IN DRG | 2.06 | Windows & External Doors – Fire-Rated | Number | 88 | AI | ✓ | Unpriced
| Citywalk Plot 5.11 Main Works Contract BOQ (1).xlsx | A |  |  | NEW | CITYWALK PHASE-05, PLOT 5.11 | Residential | CITYWALK RESIDENTIAL 1 LLC |  | H — Doors And Windows | H | H01 | H0100 | H1 Doors | Double leaf bifold door; size 3050 x 3600mm high | 2 | Nr. | AED | 0 | NOT SHOWN IN DRG | 2.06 | Windows and External Doors | Enumerated (nr), Area (m²), Length (m) | 62 | Fuzzy | ⚠ | Unpriced
| Citywalk Plot 5.11 Main Works Contract BOQ (1).xlsx | F |  |  | NEW | CITYWALK PHASE-05, PLOT 5.11 | Residential | CITYWALK RESIDENTIAL 1 LLC |  | H — Doors And Windows | H | H02 | H0205 | H2 Windows | Extra over for single leaf hinged door; overall size 1150 x 2375mm | 1 | Nr. | AED | 0 | NOT SHOWN IN DRG | 2.08 | Internal Doors – Louver/Screen Panels | Number | 82 | AI | ⚠ | Unpriced
| Citywalk Plot 5.11 Main Works Contract BOQ (1).xlsx | G |  |  | NEW | CITYWALK PHASE-05, PLOT 5.11 | Residential | CITYWALK RESIDENTIAL 1 LLC |  | H — Doors And Windows | H | H02 | H0201 | H2 Windows | Ironmongery; to double leaf bi fold doors | 2 | Nr. | AED | 0 | Not Shown in Drawing | 3.01 | Doors & Windows – Ironmongery | Enumerated (nr) | 95 | Rule | ✓ | Unpriced
| Citywalk Plot 5.11 Main Works Contract BOQ (1).xlsx | A |  |  | NEW | CITYWALK PHASE-05, PLOT 5.11 | Residential | CITYWALK RESIDENTIAL 1 LLC |  | A — General Requirements | A | A01 | A0101 | Conditions of contract | Allow for any other works which are not included above and which are required to complete the Doors and Windows in accordance with the Specification and the Drawings (Tenderer to list below) |  | Item | AED | 0 | 0 | 9.01 | Preliminaries – Contingency | Item | 90 | Rule | ✓ | Unpriced
| Citywalk Plot 5.11 Main Works Contract BOQ (1).xlsx | A |  |  | NEW | CITYWALK PHASE-05, PLOT 5.11 | Residential | CITYWALK RESIDENTIAL 1 LLC |  | A — General Requirements | A | A01 | A0101 | Conditions of contract | Allow for any other works which are not included above and which are required to complete the Doors and Windows in accordance with the Specification and the Drawings (Tenderer to list below) |  | Item | AED | 0 | 0 | 9.01 | Preliminaries – Contingency | Item | 90 | Rule | ✓ | Unpriced
| Citywalk Plot 5.11 Main Works Contract BOQ (1).xlsx | C |  |  | NEW | CITYWALK PHASE-05, PLOT 5.11 | Residential | CITYWALK RESIDENTIAL 1 LLC |  | F — Woodwork | F | F02 | F0201 | F2 Structural timbers | To block walls above entrance lobby | 7 | m² | AED | 0 |  | 2.01 | Frame / Woodwork | Length (m), Area (m²), Enumerated (nr) | 78 | Fuzzy | ⚠ | Unpriced
| Citywalk Plot 5.11 Main Works Contract BOQ (1).xlsx | C |  |  | NEW | CITYWALK PHASE-05, PLOT 5.11 | Residential | CITYWALK RESIDENTIAL 1 LLC |  | N — Special Construction | N | N01 | N0101 | N1 Generally | To water feature walls-W02 | 8 | m² | AED | 0 | Included | 8.01 | Special Construction – Water Feature | Volume (m³) | 90 | Rule | ✓ | Unpriced
| Citywalk Plot 5.11 Main Works Contract BOQ (1).xlsx | H |  |  | NEW | CITYWALK PHASE-05, PLOT 5.11 | Residential | CITYWALK RESIDENTIAL 1 LLC |  | J — Finishes | J | J03 | J0301 | J3 Finishings | To generator room; WF-17 | 168 | m² | AED | 0 | As per tender query respone 4/200, finish for generator room is changed to WF-20 | 3.01 | Finishes – Wall Finishes | Area (m²) | 85 | AI | ✓ | Unpriced
| Citywalk Plot 5.11 Main Works Contract BOQ (1).xlsx | D |  |  | NEW | CITYWALK PHASE-05, PLOT 5.11 | Residential | CITYWALK RESIDENTIAL 1 LLC |  | J — Finishes | J | J03 | J0301 | J3 Finishings | To lift lobby; C-PA-03 | 10 | m² | AED | 0 | N/A | 3.01 | Finishes – Wall Finishes | Area (m²) | 85 | AI | ✓ | Unpriced
| Citywalk Plot 5.11 Main Works Contract BOQ (1).xlsx | E |  |  | NEW | CITYWALK PHASE-05, PLOT 5.11 | Residential | CITYWALK RESIDENTIAL 1 LLC |  | B — Site Work | B | B24 | B2401 | B24 Tunnel excavation | To MEP shafts | 316 | m² | AED | 0 | N/A as per TQR 154 | 8.01 | Site Works, Drainage, External Services & Landscaping | Volume (m³), Length (m), Area (m²), Enumerated (nr), Item | 66 | Fuzzy | ⚠ | Unpriced
| Citywalk Plot 5.11 Main Works Contract BOQ (1).xlsx | D |  |  | NEW | CITYWALK PHASE-05, PLOT 5.11 | Residential | CITYWALK RESIDENTIAL 1 LLC |  | F — Woodwork | F | F02 | F0201 | F2 Structural timbers | To block walls above entrance lobby; Grey colour | 7 | m² | AED | 0 | 0 | 2.01 | Frame / Woodwork | Length (m), Area (m²), Enumerated (nr) | 78 | Fuzzy | ⚠ | Unpriced
| Citywalk Plot 5.11 Main Works Contract BOQ (1).xlsx | A |  |  | NEW | CITYWALK PHASE-05, PLOT 5.11 | Residential | CITYWALK RESIDENTIAL 1 LLC |  | A — General Requirements | A | A01 | A0101 | Conditions of contract | Allow for any other works which are not included above and which are required to complete the Finishes in accordance with the Specification and the Drawings (Tenderer to list below) | 0 | Item | AED | 0 | 0 | 9.01 | Preliminaries – Contingency | Item | 90 | Rule | ✓ | Unpriced
| Citywalk Plot 5.11 Main Works Contract BOQ (1).xlsx | A |  |  | NEW | CITYWALK PHASE-05, PLOT 5.11 | Residential | CITYWALK RESIDENTIAL 1 LLC |  | A — General Requirements | A | A01 | A0101 | Conditions of contract | Allow for any other works which are not included above and which are required to complete the Finishes in accordance with the Specification and the Drawings (Tenderer to list below) | 0 | Item | AED | 0 | 0 | 9.01 | Preliminaries – Contingency | Item | 90 | Rule | ✓ | Unpriced
| Citywalk Plot 5.11 Main Works Contract BOQ (1).xlsx | A |  |  | NEW | CITYWALK PHASE-05, PLOT 5.11 | Residential | CITYWALK RESIDENTIAL 1 LLC |  | A — General Requirements | A | A01 | A0101 | Conditions of contract | Allow for any other works which are not included above and which are required to complete the Finishes in accordance with the Specification and the Drawings (Tenderer to list below) | 0 | Item | AED | 0 | 0 | 9.01 | Preliminaries – Contingency | Item | 90 | Rule | ✓ | Unpriced
| Citywalk Plot 5.11 Main Works Contract BOQ (1).xlsx | A |  |  | NEW | CITYWALK PHASE-05, PLOT 5.11 | Residential | CITYWALK RESIDENTIAL 1 LLC |  | A — General Requirements | A | A01 | A0101 | Conditions of contract | Allow for any other works which are not included above and which are required to complete the Finishes in accordance with the Specification and the Drawings (Tenderer to list below) | 0 | Item | AED | 0 | 0 | 9.01 | Preliminaries – Contingency | Item | 90 | Rule | ✓ | Unpriced
| Citywalk Plot 5.11 Main Works Contract BOQ (1).xlsx | A |  |  | NEW | CITYWALK PHASE-05, PLOT 5.11 | Residential | CITYWALK RESIDENTIAL 1 LLC |  | A — General Requirements | A | A01 | A0101 | Conditions of contract | Allow for any other works which are not included above and which are required to complete the Accessories in accordance with the Specification and the Drawings (Tenderer to list below) | 0 | Item | AED | 0 | 0 | 9.01 | Preliminaries – Contingency | Item | 90 | Rule | ✓ | Unpriced
| Citywalk Plot 5.11 Main Works Contract BOQ (1).xlsx | A |  |  | NEW | CITYWALK PHASE-05, PLOT 5.11 | Residential | CITYWALK RESIDENTIAL 1 LLC |  | A — General Requirements | A | A01 | A0101 | Conditions of contract | Allow for any other works which are not included above and which are required to complete the Equipment in accordance with the Specification and the Drawings (Tenderer to list below) | 0 | Item | AED |  |  | 9.01 | Preliminaries – Contingency | Item | 90 | Rule | ✓ | Unpriced
| Citywalk Plot 5.11 Main Works Contract BOQ (1).xlsx | C |  |  | NEW | CITYWALK PHASE-05, PLOT 5.11 | Residential | CITYWALK RESIDENTIAL 1 LLC |  | M — Furnishings | M | M02 | M0200 | M2 Curtain track | Air curtain (GR-10); 1200mm long | 2 | Nr. | AED | 0 | Included in MEP | 4.01 | Furnishings | Enumerated (nr), Length (m), Item | 67 | Fuzzy | ⚠ | Unpriced
| Citywalk Plot 5.11 Main Works Contract BOQ (1).xlsx | E |  |  | NEW | CITYWALK PHASE-05, PLOT 5.11 | Residential | CITYWALK RESIDENTIAL 1 LLC |  | H — Doors And Windows | H | H01 | H0100 | H1 Doors | Intake doors (GT-11); S/S grade 304; including all necessary supports and fixings | 2 | Nr. | AED | 0 | Included | 2.06 | Windows and External Doors | Enumerated (nr), Area (m²), Length (m) | 79 | Fuzzy | ⚠ | Unpriced
| Citywalk Plot 5.11 Main Works Contract BOQ (1).xlsx | A |  |  | NEW | CITYWALK PHASE-05, PLOT 5.11 | Residential | CITYWALK RESIDENTIAL 1 LLC |  | A — General Requirements | A | A01 | A0101 | Conditions of contract | Allow for any other works which are not included above and which are required to complete the Furnishings in accordance with the Specification and the Drawings (Tenderer to list below) | 0 | Item | AED | 0 | 0 | 9.01 | Preliminaries – Contingency | Item | 90 | Rule | ✓ | Unpriced
| Citywalk Plot 5.11 Main Works Contract BOQ (1).xlsx |  |  |  | NEW | CITYWALK PHASE-05, PLOT 5.11 | Residential | CITYWALK RESIDENTIAL 1 LLC |  | R — Electrical Engineering Installations | R | R05 | R0500 | R5 Accessories | Access hatch; including finishes, metal supports, fixings, accessories and all ancillary works as necessary |  |  | AED |  |  | 5.08 | Electrical Engineering Installations | Length (m), Enumerated (nr), Item | 79 | Fuzzy | ⚠ | Unpriced
| Citywalk Plot 5.11 Main Works Contract BOQ (1).xlsx |  |  |  | NEW | CITYWALK PHASE-05, PLOT 5.11 | Residential | CITYWALK RESIDENTIAL 1 LLC | [9 empty] | AED | [8 empty] | Unpriced
| Citywalk Plot 5.11 Main Works Contract BOQ (1).xlsx | B |  |  | NEW | CITYWALK PHASE-05, PLOT 5.11 | Residential | CITYWALK RESIDENTIAL 1 LLC |  | Q — Mechanical Engineering Installations | Q | Q02 | Q0200 | Q2 Pipework and gutterwork | Size 800 x 800mm; to irrigation tank and pump room | 2 | Nr. | AED | 0 | Included | 5.06 | Mechanical Engineering Installations | Length (m), Weight (t), Area (m²), Enumerated (nr), Item | 63 | Fuzzy | ⚠ | Unpriced
| Citywalk Plot 5.11 Main Works Contract BOQ (1).xlsx |  |  |  | NEW | CITYWALK PHASE-05, PLOT 5.11 | Residential | CITYWALK RESIDENTIAL 1 LLC | [9 empty] | AED | [8 empty] | Unpriced
| Citywalk Plot 5.11 Main Works Contract BOQ (1).xlsx |  |  |  | NEW | CITYWALK PHASE-05, PLOT 5.11 | Residential | CITYWALK RESIDENTIAL 1 LLC | [9 empty] | AED | [8 empty] | Unpriced
| Citywalk Plot 5.11 Main Works Contract BOQ (1).xlsx |  |  |  | NEW | CITYWALK PHASE-05, PLOT 5.11 | Residential | CITYWALK RESIDENTIAL 1 LLC | [9 empty] | AED | [8 empty] | Unpriced
| Citywalk Plot 5.11 Main Works Contract BOQ (1).xlsx |  |  |  | NEW | CITYWALK PHASE-05, PLOT 5.11 | Residential | CITYWALK RESIDENTIAL 1 LLC |  | Q — Mechanical Engineering Installations | Q | Q02 | Q0201 | Q2 Pipework and gutterwork | Ladder; 25mm diameter fluted tube finished with polyurethane paint as step rungs; 50 x 50 x 6mm square grip tube finished with polyurethane paint as side rails on either side; fixed to wall using 65x10mm s/s bracket finished with polyurethane paint as suited; including all necessary finishes, fittings and fixings accessories |  |  | AED |  |  | 3.01 | Mechanical – Pipe | Length (m) | 90 | Rule | ✓ | Unpriced
| Citywalk Plot 5.11 Main Works Contract BOQ (1).xlsx |  |  |  | NEW | CITYWALK PHASE-05, PLOT 5.11 | Residential | CITYWALK RESIDENTIAL 1 LLC | [9 empty] | AED | [8 empty] | Unpriced
| Citywalk Plot 5.11 Main Works Contract BOQ (1).xlsx |  |  |  | NEW | CITYWALK PHASE-05, PLOT 5.11 | Residential | CITYWALK RESIDENTIAL 1 LLC | [9 empty] | AED | [8 empty] | Unpriced
| Citywalk Plot 5.11 Main Works Contract BOQ (1).xlsx |  |  |  | NEW | CITYWALK PHASE-05, PLOT 5.11 | Residential | CITYWALK RESIDENTIAL 1 LLC | [9 empty] | AED | [8 empty] | Unpriced
| Citywalk Plot 5.11 Main Works Contract BOQ (1).xlsx | A |  |  | NEW | CITYWALK PHASE-05, PLOT 5.11 | Residential | CITYWALK RESIDENTIAL 1 LLC |  | A — General Requirements | A | A01 | A0101 | Conditions of contract | Allow for any other works which are not included above and which are required to complete the Furnishings in accordance with the Specification and the Drawings (Tenderer to list below) | 0 | Item | AED | 0 | 0 | 9.01 | Preliminaries – Contingency | Item | 90 | Rule | ✓ | Unpriced
| Citywalk Plot 5.11 Main Works Contract BOQ (1).xlsx | A |  |  | NEW | CITYWALK PHASE-05, PLOT 5.11 | Residential | CITYWALK RESIDENTIAL 1 LLC |  | F — Woodwork | F | F04 | F0401 | F4 Grounds and battens | To vertical | 108 | m² | AED | 0 | Not Shown in Drawing | 3.01 | Woodwork – Cladding Panel | Area (m²) | 85 | Rule | ✓ | Unpriced
| Citywalk Plot 5.11 Main Works Contract BOQ (1).xlsx | B |  |  | NEW | CITYWALK PHASE-05, PLOT 5.11 | Residential | CITYWALK RESIDENTIAL 1 LLC |  | F — Woodwork | F | F04 | F0401 | F4 Grounds and battens | To horizontal | 20 | m² | AED | 0 | Not Shown in Drawing | 3.01 | Woodwork – Cladding Panel | Area (m²) | 85 | Rule | ✓ | Unpriced
| Citywalk Plot 5.11 Main Works Contract BOQ (1).xlsx | A |  |  | NEW | CITYWALK PHASE-05, PLOT 5.11 | Residential | CITYWALK RESIDENTIAL 1 LLC |  | A — General Requirements | A | A01 | A0101 | Conditions of contract | Allow for any other works which are not included above and which are required to complete the Special Construction in accordance with the Specification and the Drawings (Tenderer to list below) | 0 | Item | AED | 0 | 0 | 9.01 | Preliminaries – Contingency | Item | 90 | Rule | ✓ | Unpriced
| Citywalk Plot 5.11 Main Works Contract BOQ (1).xlsx | A |  |  | NEW | CITYWALK PHASE-05, PLOT 5.11 | Residential | CITYWALK RESIDENTIAL 1 LLC |  | A — General Requirements | A | A01 | A0101 | Conditions of contract | Allow for any other works which are not included above and which are required to complete the Special Construction in accordance with the Specification and the Drawings (Tenderer to list below) | 0 | Item | AED | 0 | 0 | 9.01 | Preliminaries – Contingency | Item | 90 | Rule | ✓ | Unpriced
| Citywalk Plot 5.11 Main Works Contract BOQ (1).xlsx | J |  |  | NEW | CITYWALK PHASE-05, PLOT 5.11 | Residential | CITYWALK RESIDENTIAL 1 LLC |  | Q — Mechanical Engineering Installations | Q | Q02 | Q0203 | Q2 Pipework and gutterwork | Sink; to Pantry | 1 | Nr. | AED | 0 | Not Shown in Drawing | 3.01 | Mechanical – Sanitary Fitting | Enumerated (nr) | 90 | Rule | ✓ | Unpriced
| Citywalk Plot 5.11 Main Works Contract BOQ (1).xlsx | K |  |  | NEW | CITYWALK PHASE-05, PLOT 5.11 | Residential | CITYWALK RESIDENTIAL 1 LLC |  | K — Accessories | K | K04 | K0401 |  | Tap; to Pantry | 1 | Nr. | AED | 0 | Not Shown in Drawing | 5.04 | Water Installations – Tap to Pantry | Item | 82 | AI | ⚠ | Unpriced
| Citywalk Plot 5.11 Main Works Contract BOQ (1).xlsx | L |  |  | NEW | CITYWALK PHASE-05, PLOT 5.11 | Residential | CITYWALK RESIDENTIAL 1 LLC |  | B — Site Work | B | B19 | B1904 | B19 Underground drainage | 82mm diameter | 8 | Nr. | AED |  | Included in Section-Sanitary fittings and fixtures | 8.01 | Site Works, Drainage, External Services & Landscaping | Volume (m³), Length (m), Area (m²), Enumerated (nr), Item | 70 | Fuzzy | ⚠ | Unpriced
| Citywalk Plot 5.11 Main Works Contract BOQ (1).xlsx | F |  |  | NEW | CITYWALK PHASE-05, PLOT 5.11 | Residential | CITYWALK RESIDENTIAL 1 LLC |  | Q — Mechanical Engineering Installations | Q | Q03 | Q0300 | Q3 Ductwork | Smoke extract ducts | 38 | m² | AED | 0 | Not Applicable, as not mentioned in specification | 5.06 | Mechanical Engineering Installations | Length (m), Weight (t), Area (m²), Enumerated (nr), Item | 63 | Fuzzy | ⚠ | Unpriced
| Citywalk Plot 5.11 Main Works Contract BOQ (1).xlsx | G |  |  | NEW | CITYWALK PHASE-05, PLOT 5.11 | Residential | CITYWALK RESIDENTIAL 1 LLC |  | Q — Mechanical Engineering Installations | Q | Q03 | Q0300 | Q3 Ductwork | Smoke makeup-air ducts | 73 | m² | AED | 0 | Not Applicable, as not mentioned in specification | 5.06 | Mechanical Engineering Installations | Length (m), Weight (t), Area (m²), Enumerated (nr), Item | 61 | Fuzzy | ⚠ | Unpriced
| Citywalk Plot 5.11 Main Works Contract BOQ (1).xlsx | H |  |  | NEW | CITYWALK PHASE-05, PLOT 5.11 | Residential | CITYWALK RESIDENTIAL 1 LLC |  | C — Concrete Work | C | C02 | C0201 | C2 Poured concrete | Staircase pressurization ducts | 156 | m² | AED | 0 | Not Applicable, as not mentioned in specification | 2.01 | Frame | Volume (m³) | 93 | Rule | ✓ | Unpriced
| Citywalk Plot 5.11 Main Works Contract BOQ (1).xlsx | L |  |  | NEW | CITYWALK PHASE-05, PLOT 5.11 | Residential | CITYWALK RESIDENTIAL 1 LLC |  | Q — Mechanical Engineering Installations | Q | Q03 | Q0300 | Q3 Ductwork | Smoke extract ducts | 1590 | m² | AED | 0 | Not Applicable, as not mentioned in specification | 5.06 | Mechanical Engineering Installations | Length (m), Weight (t), Area (m²), Enumerated (nr), Item | 63 | Fuzzy | ⚠ | Unpriced
| Citywalk Plot 5.11 Main Works Contract BOQ (1).xlsx | M |  |  | NEW | CITYWALK PHASE-05, PLOT 5.11 | Residential | CITYWALK RESIDENTIAL 1 LLC |  | Q — Mechanical Engineering Installations | Q | Q03 | Q0300 | Q3 Ductwork | Smoke makeup-air ducts | 1245 | m² | AED | 0 | Not Applicable, as not mentioned in specification | 5.06 | Mechanical Engineering Installations | Length (m), Weight (t), Area (m²), Enumerated (nr), Item | 61 | Fuzzy | ⚠ | Unpriced
| Citywalk Plot 5.11 Main Works Contract BOQ (1).xlsx | N |  |  | NEW | CITYWALK PHASE-05, PLOT 5.11 | Residential | CITYWALK RESIDENTIAL 1 LLC |  | C — Concrete Work | C | C02 | C0201 | C2 Poured concrete | Staircase pressurization ducts | 102 | m² | AED | 0 | Not Applicable, as not mentioned in specification | 2.01 | Frame | Volume (m³) | 93 | Rule | ✓ | Unpriced
| Citywalk Plot 5.11 Main Works Contract BOQ (1).xlsx | A |  |  | NEW | CITYWALK PHASE-05, PLOT 5.11 | Residential | CITYWALK RESIDENTIAL 1 LLC |  | A — General Requirements | A | A01 | A0101 | Conditions of contract | Allow for any other works which are not included above and which are required to complete the Mechanical Installations in accordance with the Specification and the drawings (Tenderer to list below): |  | Item | AED |  |  | 9.01 | Preliminaries – Contingency | Item | 90 | Rule | ✓ | Unpriced
| Citywalk Plot 5.11 Main Works Contract BOQ (1).xlsx | A |  |  | NEW | CITYWALK PHASE-05, PLOT 5.11 | Residential | CITYWALK RESIDENTIAL 1 LLC |  | R — Electrical Engineering Installations | R | R05 | R0502 | R5 Accessories | HF; 160A TP | 1 | Nr. | AED | 0 | Provision only as per DHRE response for TQR 1 point 7 | 5.08 | Electrical Installations – Harmonic Filter | Number | 89 | AI | ✓ | Unpriced
| Citywalk Plot 5.11 Main Works Contract BOQ (1).xlsx | A |  |  | NEW | CITYWALK PHASE-05, PLOT 5.11 | Residential | CITYWALK RESIDENTIAL 1 LLC |  | A — General Requirements | A | A01 | A0101 | Conditions of contract | Allow for any other works which are not included above and which are required to complete the Electrical Engineering Installations in accordance with the Specification and the Drawings (Tenderer to list below): |  | Item | AED |  |  | 9.01 | Preliminaries – Contingency | Item | 90 | Rule | ✓ | Unpriced
| Citywalk Plot 5.11 Main Works Contract BOQ (1).xlsx | A |  |  | NEW | CITYWALK PHASE-05, PLOT 5.11 | Residential | CITYWALK RESIDENTIAL 1 LLC |  | A — General Requirements | A | A01 | A0101 | Conditions of contract | Allow for any other works which are not included above and which are required to complete the Site Work in accordance with the Specification and the Drawings (Tenderer to list below): | 0 | Item | AED | 0 | 0 | 9.01 | Preliminaries – Contingency | Item | 90 | Rule | ✓ | Unpriced
| Citywalk Plot 5.11 Main Works Contract BOQ (1).xlsx | Q |  |  | NEW | CITYWALK PHASE-05, PLOT 5.11 | Residential | CITYWALK RESIDENTIAL 1 LLC |  | C — Concrete Work | C | C02 | C0201 | C2 Poured concrete | To chiller area; 200mm thick | 9 | m³ | AED | 0 | N/A | 2.02 | Upper Floors – In-situ Concrete | Area (m²) | 80 | AI | ⚠ | Unpriced
| Citywalk Plot 5.11 Main Works Contract BOQ (1).xlsx | R |  |  | NEW | CITYWALK PHASE-05, PLOT 5.11 | Residential | CITYWALK RESIDENTIAL 1 LLC |  | C — Concrete Work | C | C02 | C0201 | C2 Poured concrete | To FAHU area; 200mm thick | 5 | m³ | AED | 0 | N/A | 2.02 | Upper Floors – In-situ Concrete | Area (m²) | 80 | AI | ⚠ | Unpriced
| Citywalk Plot 5.11 Main Works Contract BOQ (1).xlsx | A |  |  | NEW | CITYWALK PHASE-05, PLOT 5.11 | Residential | CITYWALK RESIDENTIAL 1 LLC |  | A — General Requirements | A | A01 | A0101 | Conditions of contract | Allow for any other works which are not included above and which are required to complete the Concrete Work in accordance with the Specification and the Drawings (Tenderer to list below): | 0 | Item | AED | 0 | 0 | 9.01 | Preliminaries – Contingency | Item | 90 | Rule | ✓ | Unpriced
| Citywalk Plot 5.11 Main Works Contract BOQ (1).xlsx | E |  |  | NEW | CITYWALK PHASE-05, PLOT 5.11 | Residential | CITYWALK RESIDENTIAL 1 LLC |  | D — Masonry | D | D02 | D0201 | D2 Walls and piers | IWT-01- 40 DB | 37 | m² | AED | 0 | INCLUDED | 2.07 | Internal Walls – Blockwork; 40dB Acoustic | Area (m²) | 85 | AI | ✓ | Unpriced
| Citywalk Plot 5.11 Main Works Contract BOQ (1).xlsx | E |  |  | NEW | CITYWALK PHASE-05, PLOT 5.11 | Residential | CITYWALK RESIDENTIAL 1 LLC |  | D — Masonry | D | D01 | D0101 | D1 Generally | 100mm thick; EWT 11; void areas; to lower roof | 460 | m² | AED | 0 | INCLUDED | 2.05 | External Walls – Blockwork 100mm; EWT11; Void Areas to Lower Roof | Area (m²) | 82 | AI | ⚠ | Unpriced
| Citywalk Plot 5.11 Main Works Contract BOQ (1).xlsx | H |  |  | NEW | CITYWALK PHASE-05, PLOT 5.11 | Residential | CITYWALK RESIDENTIAL 1 LLC |  | D — Masonry | D | D02 | D0201 | D2 Walls and piers | 200mm thick; 2 hour fire rated; Rw 50dB acoustic rating; IWT 11; to lower roof | 10 | m² | AED | 0 | INCLUDED | 2.07 | Internal Walls – Blockwork 200mm; 2hr FR; 50dB Acoustic; IWT11 to Lower Roof | Area (m²) | 88 | AI | ✓ | Unpriced
| Citywalk Plot 5.11 Main Works Contract BOQ (1).xlsx | J |  |  | NEW | CITYWALK PHASE-05, PLOT 5.11 | Residential | CITYWALK RESIDENTIAL 1 LLC |  | D — Masonry | D | D01 | D0101 | D1 Generally | 250mm thick; 2 hour fire rated; EWT 11; to lower roof | 50 | m² | AED | 0 | INCLUDED | 2.05 | External Walls – Blockwork 250mm; 2hr FR; EWT11 to Lower Roof | Area (m²) | 85 | AI | ✓ | Unpriced
| Citywalk Plot 5.11 Main Works Contract BOQ (1).xlsx | K |  |  | NEW | CITYWALK PHASE-05, PLOT 5.11 | Residential | CITYWALK RESIDENTIAL 1 LLC |  | D — Masonry | D | D01 | D0101 | D1 Generally | 250mm thick; 2 hour fire rated; EWT 21; to lower roof | 34 | m² | AED | 0 | INCLUDED | 2.05 | External Walls – Blockwork 250mm; 2hr FR; EWT21 to Lower Roof | Area (m²) | 85 | AI | ✓ | Unpriced
| Citywalk Plot 5.11 Main Works Contract BOQ (1).xlsx | B |  |  | NEW | CITYWALK PHASE-05, PLOT 5.11 | Residential | CITYWALK RESIDENTIAL 1 LLC |  | R — Electrical Engineering Installations | R | R06 | R0600 | R6 Control gear | Control joints (RATE ONLY) | 0 | m | AED | 0 | 0 | 5.08 | Electrical Engineering Installations | Length (m), Enumerated (nr), Item | 70 | Fuzzy | ⚠ | Unpriced
| Citywalk Plot 5.11 Main Works Contract BOQ (1).xlsx | D |  |  | NEW | CITYWALK PHASE-05, PLOT 5.11 | Residential | CITYWALK RESIDENTIAL 1 LLC |  | D — Masonry | D | D02 | D0202 | D2 Walls and piers | Isolation joints (RATE ONLY) | 0 | m | AED | 0 | 0 | 2.07 | Internal Walls – Isolation Joints | Linear (m) | 78 | AI | ⚠ | Unpriced
| Citywalk Plot 5.11 Main Works Contract BOQ (1).xlsx | F |  |  | NEW | CITYWALK PHASE-05, PLOT 5.11 | Residential | CITYWALK RESIDENTIAL 1 LLC |  | D — Masonry | D | D05 | D0502 | D5 Sundries | Expansion joints (RATE ONLY) | 0 | m | AED | 0 | 0 | 2.05 | External Walls / Masonry | Area (m²), Length (m), Volume (m³) | 77 | Fuzzy | ⚠ | Unpriced
| Citywalk Plot 5.11 Main Works Contract BOQ (1).xlsx | A |  |  | NEW | CITYWALK PHASE-05, PLOT 5.11 | Residential | CITYWALK RESIDENTIAL 1 LLC |  | A — General Requirements | A | A01 | A0101 | Conditions of contract | Allow for any other works which are not included above and which are required to complete the Masonry in accordance with the Specification and the Drawings (Tenderer to list below): | 0 | Item | AED | 0 | 0 | 9.01 | Preliminaries – Contingency | Item | 90 | Rule | ✓ | Unpriced
| Citywalk Plot 5.11 Main Works Contract BOQ (1).xlsx | A |  |  | NEW | CITYWALK PHASE-05, PLOT 5.11 | Residential | CITYWALK RESIDENTIAL 1 LLC |  | A — General Requirements | A | A01 | A0101 | Conditions of contract | Allow for any other works which are not included above and which are required to complete the Masonry in accordance with the Specification and the Drawings (Tenderer to list below): | 0 | Item | AED | 0 | 0 | 9.01 | Preliminaries – Contingency | Item | 90 | Rule | ✓ | Unpriced
| Citywalk Plot 5.11 Main Works Contract BOQ (1).xlsx | B |  |  | NEW | CITYWALK PHASE-05, PLOT 5.11 | Residential | CITYWALK RESIDENTIAL 1 LLC |  | F — Woodwork | F | F06 | F0600 | F6 Finishings and fittings | Fittings | 0 | Item | AED | 0 | Included | 2.01 | Frame / Woodwork | Length (m), Area (m²), Enumerated (nr) | 79 | Fuzzy | ⚠ | Unpriced
| Citywalk Plot 5.11 Main Works Contract BOQ (1).xlsx | C |  |  | NEW | CITYWALK PHASE-05, PLOT 5.11 | Residential | CITYWALK RESIDENTIAL 1 LLC |  | N — Special Construction | N | N01 | N0101 | N1 Generally | Corrosion protection | 0 | Item | AED | 0 | Included | 5.13 | Specialist Installations | Enumerated (nr), Item | 75 | Fuzzy | ⚠ | Unpriced
| Citywalk Plot 5.11 Main Works Contract BOQ (1).xlsx | D |  |  | NEW | CITYWALK PHASE-05, PLOT 5.11 | Residential | CITYWALK RESIDENTIAL 1 LLC |  | N — Special Construction | N | N01 | N0101 | N1 Generally | Corrosion protection (RATE ONLY) | 0 | m² | AED | 0 | Rate Only | 5.13 | Specialist Installations | Enumerated (nr), Item | 63 | Fuzzy | ⚠ | Unpriced
| Citywalk Plot 5.11 Main Works Contract BOQ (1).xlsx | E |  |  | NEW | CITYWALK PHASE-05, PLOT 5.11 | Residential | CITYWALK RESIDENTIAL 1 LLC |  | G — Thermal And Moisture Protection | G | G00 | G0000 |  | Fire protection | 0 | Item | AED | 0 | Refer to PTC No.5, Item 19 of Section B | 2.03 | Roof / Thermal & Moisture Protection | Area (m²), Length (m), Enumerated (nr) | 79 | Fuzzy | ⚠ | Unpriced
| Citywalk Plot 5.11 Main Works Contract BOQ (1).xlsx | F |  |  | NEW | CITYWALK PHASE-05, PLOT 5.11 | Residential | CITYWALK RESIDENTIAL 1 LLC |  | N — Special Construction | N | N01 | N0101 | N1 Generally | Fire protection (RATE ONLY) | 0 | m² | AED | 0 | Rate Only | 5.13 | Specialist Installations | Enumerated (nr), Item | 66 | Fuzzy | ⚠ | Unpriced
| Citywalk Plot 5.11 Main Works Contract BOQ (1).xlsx | H |  |  | NEW | CITYWALK PHASE-05, PLOT 5.11 | Residential | CITYWALK RESIDENTIAL 1 LLC |  | F — Woodwork | F | F06 | F0600 | F6 Finishings and fittings | Fittings | 0 | Item | AED | 0 | Included | 2.01 | Frame / Woodwork | Length (m), Area (m²), Enumerated (nr) | 79 | Fuzzy | ⚠ | Unpriced
| Citywalk Plot 5.11 Main Works Contract BOQ (1).xlsx | A |  |  | NEW | CITYWALK PHASE-05, PLOT 5.11 | Residential | CITYWALK RESIDENTIAL 1 LLC |  | N — Special Construction | N | N01 | N0101 | N1 Generally | Corrosion protection | 0 | Item | AED | 0 | Included | 5.13 | Specialist Installations | Enumerated (nr), Item | 75 | Fuzzy | ⚠ | Unpriced
| Citywalk Plot 5.11 Main Works Contract BOQ (1).xlsx | B |  |  | NEW | CITYWALK PHASE-05, PLOT 5.11 | Residential | CITYWALK RESIDENTIAL 1 LLC |  | N — Special Construction | N | N01 | N0101 | N1 Generally | Corrosion protection (RATE ONLY) | 0 | m² | AED | 0 | Rate Only | 5.13 | Specialist Installations | Enumerated (nr), Item | 63 | Fuzzy | ⚠ | Unpriced
| Citywalk Plot 5.11 Main Works Contract BOQ (1).xlsx | C |  |  | NEW | CITYWALK PHASE-05, PLOT 5.11 | Residential | CITYWALK RESIDENTIAL 1 LLC |  | G — Thermal And Moisture Protection | G | G00 | G0000 |  | Fire protection | 0 | Item | AED | 0 | Refer to PTC No.5, Item 19 of Section B | 2.03 | Roof / Thermal & Moisture Protection | Area (m²), Length (m), Enumerated (nr) | 79 | Fuzzy | ⚠ | Unpriced
| Citywalk Plot 5.11 Main Works Contract BOQ (1).xlsx | D |  |  | NEW | CITYWALK PHASE-05, PLOT 5.11 | Residential | CITYWALK RESIDENTIAL 1 LLC |  | N — Special Construction | N | N01 | N0101 | N1 Generally | Fire protection (RATE ONLY) | 0 | m² | AED | 0 | Rate Only | 5.13 | Specialist Installations | Enumerated (nr), Item | 66 | Fuzzy | ⚠ | Unpriced
| Citywalk Plot 5.11 Main Works Contract BOQ (1).xlsx | A |  |  | NEW | CITYWALK PHASE-05, PLOT 5.11 | Residential | CITYWALK RESIDENTIAL 1 LLC |  | A — General Requirements | A | A01 | A0101 | Conditions of contract | Allow for any other works which are not included above and which are required to complete the Metalwork in accordance with the Specification and the Drawings (Tenderer to list below) | 0 | Item | AED | 0 |  | 9.01 | Preliminaries – Contingency | Item | 90 | Rule | ✓ | Unpriced
| Citywalk Plot 5.11 Main Works Contract BOQ (1).xlsx | M |  |  | NEW | CITYWALK PHASE-05, PLOT 5.11 | Residential | CITYWALK RESIDENTIAL 1 LLC |  | F — Woodwork | F | F10 | F1001 | F10 Ironmongery | Overall size 1390 x 500 x 850mm high; vanity unit; to powder room in apartment units | 1 | Nr. | AED | 0 | Not Shown in Dwg | 2.01 | Frame / Woodwork | Length (m), Area (m²), Enumerated (nr) | 65 | Fuzzy | ⚠ | Unpriced
| Citywalk Plot 5.11 Main Works Contract BOQ (1).xlsx | G |  |  | NEW | CITYWALK PHASE-05, PLOT 5.11 | Residential | CITYWALK RESIDENTIAL 1 LLC |  | E — Metalwork | E | E03 | E0301 | E3 Non-structural metalwork | 1050 x 150 x 1200mm high; to male changing room | 2 | Nr. | AED | 0 | Not shown in drawing | 3.01 | Metalwork – Handrail / Balustrade | Length (m) | 90 | Rule | ✓ | Unpriced
| Citywalk Plot 5.11 Main Works Contract BOQ (1).xlsx | A |  |  | NEW | CITYWALK PHASE-05, PLOT 5.11 | Residential | CITYWALK RESIDENTIAL 1 LLC |  | M — Furnishings | M | M01 | M0101 | M1 Generally | 1200 x 400 x 2420mm high (C-JO-05); C-LM-01 | 1 | Nr. | AED | 0 | Not shown in drawing | 4.01 | FF&E – Built-in Joinery Unit/Wardrobe | Item | 88 | AI | ✓ | Unpriced
| Citywalk Plot 5.11 Main Works Contract BOQ (1).xlsx | C |  |  | NEW | CITYWALK PHASE-05, PLOT 5.11 | Residential | CITYWALK RESIDENTIAL 1 LLC |  | M — Furnishings | M | M01 | M0101 | M1 Generally | 1210 x 600 x 2600mm high | 1 | Nr. | AED | 0 | Not shown in drawing | 4.01 | FF&E – Built-in Joinery Unit/Wardrobe | Item | 85 | AI | ✓ | Unpriced
| Citywalk Plot 5.11 Main Works Contract BOQ (1).xlsx | A |  |  | NEW | CITYWALK PHASE-05, PLOT 5.11 | Residential | CITYWALK RESIDENTIAL 1 LLC |  | A — General Requirements | A | A01 | A0101 | Conditions of contract | Allow for any other works which are not included above and which are required to complete the Woodwork in accordance with the Specification and the Drawings (Tenderer to list below) | 0 | Item | AED | 0 | 0 | 9.01 | Preliminaries – Contingency | Item | 90 | Rule | ✓ | Unpriced
| Citywalk Plot 5.11 Main Works Contract BOQ (1).xlsx | D |  |  | NEW | CITYWALK PHASE-05, PLOT 5.11 | Residential | CITYWALK RESIDENTIAL 1 LLC |  | F — Woodwork | F | F04 | F0401 | F4 Grounds and battens | Anti-root waterproofing membrane; to horizontal | 62 | m² | AED | 0 | N/A | 3.01 | Woodwork – Cladding Panel | Area (m²) | 85 | Rule | ✓ | Unpriced
| Citywalk Plot 5.11 Main Works Contract BOQ (1).xlsx | E |  |  | NEW | CITYWALK PHASE-05, PLOT 5.11 | Residential | CITYWALK RESIDENTIAL 1 LLC |  | F — Woodwork | F | F04 | F0401 | F4 Grounds and battens | Anti-root waterproofing membrane; to vertical | 35 | m² | AED | 0 | N/A | 3.01 | Woodwork – Cladding Panel | Area (m²) | 85 | Rule | ✓ | Unpriced
| Citywalk Plot 5.11 Main Works Contract BOQ (1).xlsx | E |  |  | NEW | CITYWALK PHASE-05, PLOT 5.11 | Residential | CITYWALK RESIDENTIAL 1 LLC |  | F — Woodwork | F | F04 | F0401 | F4 Grounds and battens | Horizontal surface | 1613 | m² | AED | 0 | Included | 3.01 | Woodwork – Cladding Panel | Area (m²) | 85 | Rule | ✓ | Unpriced
| Citywalk Plot 5.11 Main Works Contract BOQ (1).xlsx | F |  |  | NEW | CITYWALK PHASE-05, PLOT 5.11 | Residential | CITYWALK RESIDENTIAL 1 LLC |  | F — Woodwork | F | F04 | F0401 | F4 Grounds and battens | Vertical surface | 128 | m² | AED | 0 | Included | 3.01 | Woodwork – Cladding Panel | Area (m²) | 85 | Rule | ✓ | Unpriced
| Citywalk Plot 5.11 Main Works Contract BOQ (1).xlsx | G |  |  | NEW | CITYWALK PHASE-05, PLOT 5.11 | Residential | CITYWALK RESIDENTIAL 1 LLC |  | F — Woodwork | F | F04 | F0401 | F4 Grounds and battens | Horizontal surface | 1613 | m² | AED | 0 | Included | 3.01 | Woodwork – Cladding Panel | Area (m²) | 85 | Rule | ✓ | Unpriced
| Citywalk Plot 5.11 Main Works Contract BOQ (1).xlsx | H |  |  | NEW | CITYWALK PHASE-05, PLOT 5.11 | Residential | CITYWALK RESIDENTIAL 1 LLC |  | F — Woodwork | F | F04 | F0401 | F4 Grounds and battens | Vertical surface | 128 | m² | AED | 0 | Included | 3.01 | Woodwork – Cladding Panel | Area (m²) | 85 | Rule | ✓ | Unpriced
| Citywalk Plot 5.11 Main Works Contract BOQ (1).xlsx | J |  |  | NEW | CITYWALK PHASE-05, PLOT 5.11 | Residential | CITYWALK RESIDENTIAL 1 LLC |  | F — Woodwork | F | F04 | F0401 | F4 Grounds and battens | Horizontal surface | 1613 | m² | AED | 0 | Included | 3.01 | Woodwork – Cladding Panel | Area (m²) | 85 | Rule | ✓ | Unpriced
| Citywalk Plot 5.11 Main Works Contract BOQ (1).xlsx | K |  |  | NEW | CITYWALK PHASE-05, PLOT 5.11 | Residential | CITYWALK RESIDENTIAL 1 LLC |  | F — Woodwork | F | F04 | F0401 | F4 Grounds and battens | Vertical surface | 128 | m² | AED | 0 | Included | 3.01 | Woodwork – Cladding Panel | Area (m²) | 85 | Rule | ✓ | Unpriced
| Citywalk Plot 5.11 Main Works Contract BOQ (1).xlsx | A |  |  | NEW | CITYWALK PHASE-05, PLOT 5.11 | Residential | CITYWALK RESIDENTIAL 1 LLC |  | F — Woodwork | F | F04 | F0401 | F4 Grounds and battens | Horizontal surface | 1613 | m² | AED | 0 | Included | 3.01 | Woodwork – Cladding Panel | Area (m²) | 85 | Rule | ✓ | Unpriced
| Citywalk Plot 5.11 Main Works Contract BOQ (1).xlsx | B |  |  | NEW | CITYWALK PHASE-05, PLOT 5.11 | Residential | CITYWALK RESIDENTIAL 1 LLC |  | F — Woodwork | F | F04 | F0401 | F4 Grounds and battens | Vertical surface | 128 | m² | AED | 0 | Included | 3.01 | Woodwork – Cladding Panel | Area (m²) | 85 | Rule | ✓ | Unpriced
| Citywalk Plot 5.11 Main Works Contract BOQ (1).xlsx | C |  |  | NEW | CITYWALK PHASE-05, PLOT 5.11 | Residential | CITYWALK RESIDENTIAL 1 LLC |  | F — Woodwork | F | F04 | F0401 | F4 Grounds and battens | Horizontal surface | 813 | m | AED | 0 | Included | 3.01 | Woodwork – Cladding Panel | Area (m²) | 85 | Rule | ✓ | Unpriced
| Citywalk Plot 5.11 Main Works Contract BOQ (1).xlsx | A |  |  | NEW | CITYWALK PHASE-05, PLOT 5.11 | Residential | CITYWALK RESIDENTIAL 1 LLC |  | F — Woodwork | F | F04 | F0401 | F4 Grounds and battens | to chiller base; horizontal surfaces | 43 | m² | AED | 0 | Included | 3.01 | Woodwork – Cladding Panel | Area (m²) | 85 | Rule | ✓ | Unpriced
| Citywalk Plot 5.11 Main Works Contract BOQ (1).xlsx | B |  |  | NEW | CITYWALK PHASE-05, PLOT 5.11 | Residential | CITYWALK RESIDENTIAL 1 LLC |  | F — Woodwork | F | F04 | F0401 | F4 Grounds and battens | to FAHU; horizontal surfaces | 26 | m² | AED | 0 | Included | 3.01 | Woodwork – Cladding Panel | Area (m²) | 85 | Rule | ✓ | Unpriced
| Citywalk Plot 5.11 Main Works Contract BOQ (1).xlsx | C |  |  | NEW | CITYWALK PHASE-05, PLOT 5.11 | Residential | CITYWALK RESIDENTIAL 1 LLC |  | F — Woodwork | F | F04 | F0401 | F4 Grounds and battens | to pump base; horizontal surfaces | 2 | m² | AED | 0 | Included | 3.01 | Woodwork – Cladding Panel | Area (m²) | 85 | Rule | ✓ | Unpriced
| Citywalk Plot 5.11 Main Works Contract BOQ (1).xlsx | A |  |  | NEW | CITYWALK PHASE-05, PLOT 5.11 | Residential | CITYWALK RESIDENTIAL 1 LLC |  | A — General Requirements | A | A01 | A0101 | Conditions of contract | Allow for any other works which are not included above and which are required to complete the Thermal and Moisture Protection in accordance with the Specification and the Drawings (Tenderer to list below) | 0 | Item | AED | 0 | 0 | 9.01 | Preliminaries – Contingency | Item | 90 | Rule | ✓ | Unpriced
| Citywalk Plot 5.11 Main Works Contract BOQ (1).xlsx | A |  |  | NEW | CITYWALK PHASE-05, PLOT 5.11 | Residential | CITYWALK RESIDENTIAL 1 LLC |  | A — General Requirements | A | A01 | A0101 | Conditions of contract | Allow for any other works which are not included above and which are required to complete the Thermal and Moisture Protection in accordance with the Specification and the Drawings (Tenderer to list below) | 0 | Item | AED | 0 | 0 | 9.01 | Preliminaries – Contingency | Item | 90 | Rule | ✓ | Unpriced
| Citywalk Plot 5.11 Main Works Contract BOQ (1).xlsx | F |  |  | NEW | CITYWALK PHASE-05, PLOT 5.11 | Residential | CITYWALK RESIDENTIAL 1 LLC |  | H — Doors And Windows | H | H02 | H0201 | H2 Windows | Type WD-27; size 1800 x 2200mm high; double leaf door; NFR; NAR | 2 | Nr. | AED | 0 | NOT SHOWN IN DRG | 2.08 | Internal Doors – Timber Double Leaf | Number | 86 | AI | ✓ | Unpriced
| Citywalk Plot 5.11 Main Works Contract BOQ (1).xlsx | B |  |  | NEW | CITYWALK PHASE-05, PLOT 5.11 | Residential | CITYWALK RESIDENTIAL 1 LLC |  | J — Finishes | J | J03 | J0302 | J3 Finishings | GRC fascia band cladding; 600mm high; to roof area | 34 | m | AED | 0 | Included | 3.01 | Internal Finishes | Area (m²), Length (m) | 61 | Fuzzy | ⚠ | Unpriced
| Citywalk Plot 5.11 Main Works Contract BOQ (1).xlsx | B |  |  | NEW | CITYWALK PHASE-05, PLOT 5.11 | Residential | CITYWALK RESIDENTIAL 1 LLC |  | G — Thermal And Moisture Protection | G | G04 | G0400 | G4 Insulation | Fiber cement board fascia band cladding; 600mm high; 840mm girth; to slab edges; including foil faced mineral wool insulation | 8 | m | AED | 0 | N/A | 2.03 | Roof / Thermal & Moisture Protection | Area (m²), Length (m), Enumerated (nr) | 79 | Fuzzy | ⚠ | Unpriced
| Citywalk Plot 5.11 Main Works Contract BOQ (1).xlsx | K |  |  | NEW | CITYWALK PHASE-05, PLOT 5.11 | Residential | CITYWALK RESIDENTIAL 1 LLC |  | K — Accessories | K | K01 | K0101 | K1 Generally | Hardware Set 05 (HW-05) | 16 | Nr. | AED | 0 | NOT SHOWN IN DRG | 4.01 | Accessories – Door Hardware | Set | 82 | AI | ⚠ | Unpriced
| Citywalk Plot 5.11 Main Works Contract BOQ (1).xlsx | A |  |  | NEW | CITYWALK PHASE-05, PLOT 5.11 | Residential | CITYWALK RESIDENTIAL 1 LLC |  | H — Doors And Windows | H | H02 | H0201 | H2 Windows | Ironmongery; to single leaf doors (HW-05) | 3 | Nr. | AED | 0 | NOT SHOWN IN DRG | 3.01 | Doors & Windows – Ironmongery | Enumerated (nr) | 95 | Rule | ✓ | Unpriced
| Citywalk Plot 5.11 Main Works Contract BOQ (1).xlsx | A |  |  | NEW | CITYWALK PHASE-05, PLOT 5.11 | Residential | CITYWALK RESIDENTIAL 1 LLC |  | A — General Requirements | A | A01 | A0101 | Conditions of contract | Allow for any other works which are not included above and which are required to complete the Doors and Windows in accordance with the Specification and the Drawings (Tenderer to list below) |  | Item | AED |  | 0 | 9.01 | Preliminaries – Contingency | Item | 90 | Rule | ✓ | Unpriced
| Citywalk Plot 5.11 Main Works Contract BOQ (1).xlsx | A |  |  | NEW | CITYWALK PHASE-05, PLOT 5.11 | Residential | CITYWALK RESIDENTIAL 1 LLC |  | A — General Requirements | A | A01 | A0101 | Conditions of contract | Allow for any other works which are not included above and which are required to complete the Doors and Windows in accordance with the Specification and the Drawings (Tenderer to list below) |  | Item | AED |  | 0 | 9.01 | Preliminaries – Contingency | Item | 90 | Rule | ✓ | Unpriced
| Citywalk Plot 5.11 Main Works Contract BOQ (1).xlsx | E |  |  | NEW | CITYWALK PHASE-05, PLOT 5.11 | Residential | CITYWALK RESIDENTIAL 1 LLC |  | J — Finishes | J | J03 | J0301 | J3 Finishings | To typical floor levels; | 2647 | m² | AED | 0 | N/A as per TQR 195 | 3.01 | Finishes – Floor Screeds/Backgrounds | Area (m²) | 85 | AI | ✓ | Unpriced
| Citywalk Plot 5.11 Main Works Contract BOQ (1).xlsx | H |  |  | NEW | CITYWALK PHASE-05, PLOT 5.11 | Residential | CITYWALK RESIDENTIAL 1 LLC |  | J — Finishes | J | J03 | J0321 | J3 Finishings | Type A-FL-02; 130mm wide; to apartment | 295 | m | AED | 0 | Not Shown in Dwg | 3.01 | Finishes – Skirting/Trim | Length (m) | 85 | AI | ✓ | Unpriced
| Citywalk Plot 5.11 Main Works Contract BOQ (1).xlsx | A |  |  | NEW | CITYWALK PHASE-05, PLOT 5.11 | Residential | CITYWALK RESIDENTIAL 1 LLC |  | J — Finishes | J | J03 | J0321 | J3 Finishings | Type A-TH-01; 130mm wide; to apartment | 116 | m | AED | 0 | Not Shown in Dwg | 3.01 | Finishes – Skirting/Trim | Length (m) | 85 | AI | ✓ | Unpriced
| Citywalk Plot 5.11 Main Works Contract BOQ (1).xlsx | B |  |  | NEW | CITYWALK PHASE-05, PLOT 5.11 | Residential | CITYWALK RESIDENTIAL 1 LLC |  | J — Finishes | J | J03 | J0321 | J3 Finishings | Type A-TH-02; 130mm wide; to apartment | 30 | m | AED | 0 | Not Shown in Dwg | 3.01 | Finishes – Skirting/Trim | Length (m) | 85 | AI | ✓ | Unpriced
| Citywalk Plot 5.11 Main Works Contract BOQ (1).xlsx | A |  |  | NEW | CITYWALK PHASE-05, PLOT 5.11 | Residential | CITYWALK RESIDENTIAL 1 LLC |  | J — Finishes | J | J03 | J0321 | J3 Finishings | Type A-SK-04; 100mm high to apartment kitchen | 163 | m | AED | 0 | Included | 3.01 | Finishes – Skirting/Trim | Length (m) | 85 | AI | ✓ | Unpriced
| Citywalk Plot 5.11 Main Works Contract BOQ (1).xlsx | A |  |  | NEW | CITYWALK PHASE-05, PLOT 5.11 | Residential | CITYWALK RESIDENTIAL 1 LLC |  | J — Finishes | J | J03 | J0301 | J3 Finishings | Type C-FL-02;to Gym | 162 | m² | AED | 0 | Included | 3.01 | Finishes – Floor Tiles | Area (m²) | 85 | AI | ✓ | Unpriced
| Citywalk Plot 5.11 Main Works Contract BOQ (1).xlsx | C |  |  | NEW | CITYWALK PHASE-05, PLOT 5.11 | Residential | CITYWALK RESIDENTIAL 1 LLC |  | J — Finishes | J | J03 | J0302 | J3 Finishings | Type A-FL-02; 130mm wide; to apartment | 295 | m | AED | 0 | Not shown in Dwg | 3.01 | Finishes – Skirtings/Trims | Linear (m) | 80 | AI | ⚠ | Unpriced
| Citywalk Plot 5.11 Main Works Contract BOQ (1).xlsx | D |  |  | NEW | CITYWALK PHASE-05, PLOT 5.11 | Residential | CITYWALK RESIDENTIAL 1 LLC |  | J — Finishes | J | J03 | J0303 | J3 Finishings | Type A-TH-01; 130mm wide; to apartment | 116 | m | AED | 0 | Not shown in Dwg | 3.01 | Finishes – Wall Trims | Linear (m) | 75 | AI | ⚠ | Unpriced
| Citywalk Plot 5.11 Main Works Contract BOQ (1).xlsx | E |  |  | NEW | CITYWALK PHASE-05, PLOT 5.11 | Residential | CITYWALK RESIDENTIAL 1 LLC |  | J — Finishes | J | J03 | J0303 | J3 Finishings | Type A-TH-02; 130mm wide; to apartment | 30 | m | AED | 0 | Not shown in Dwg | 3.01 | Finishes – Wall Trims | Linear (m) | 75 | AI | ⚠ | Unpriced
| Citywalk Plot 5.11 Main Works Contract BOQ (1).xlsx | A |  |  | NEW | CITYWALK PHASE-05, PLOT 5.11 | Residential | CITYWALK RESIDENTIAL 1 LLC |  | J — Finishes | J | J03 | J0302 | J3 Finishings | Type A-SK-04; 100mm high to apartment kitchen | 163 | m | AED | 0 | Included | 3.01 | Finishes – Skirtings | Linear (m) | 85 | AI | ✓ | Unpriced
| Citywalk Plot 5.11 Main Works Contract BOQ (1).xlsx | H |  |  | NEW | CITYWALK PHASE-05, PLOT 5.11 | Residential | CITYWALK RESIDENTIAL 1 LLC |  | J — Finishes | J | J04 | J0402 | J4 Sundries | Extra over for access panel; 300 x 300mm | 21 | Nr. | AED | 0 | Included | 3.01 | Finishes – Suspended Ceiling Accessories | Item | 75 | AI | ⚠ | Unpriced
| Citywalk Plot 5.11 Main Works Contract BOQ (1).xlsx | J |  |  | NEW | CITYWALK PHASE-05, PLOT 5.11 | Residential | CITYWALK RESIDENTIAL 1 LLC |  | J — Finishes | J | J04 | J0402 | J4 Sundries | Extra over for access panel; 400 x 400mm | 211 | Nr. | AED | 0 | Included | 3.01 | Finishes – Suspended Ceiling Accessories | Item | 75 | AI | ⚠ | Unpriced
| Citywalk Plot 5.11 Main Works Contract BOQ (1).xlsx | K |  |  | NEW | CITYWALK PHASE-05, PLOT 5.11 | Residential | CITYWALK RESIDENTIAL 1 LLC |  | J — Finishes | J | J04 | J0402 | J4 Sundries | Extra over for access panel; 470 x 470mm | 14 | Nr. | AED | 0 | Included | 3.01 | Finishes – Suspended Ceiling Accessories | Item | 75 | AI | ⚠ | Unpriced
| Citywalk Plot 5.11 Main Works Contract BOQ (1).xlsx | L |  |  | NEW | CITYWALK PHASE-05, PLOT 5.11 | Residential | CITYWALK RESIDENTIAL 1 LLC |  | J — Finishes | J | J04 | J0402 | J4 Sundries | Extra over for access panel; 600 x 600mm | 177 | Nr. | AED | 0 | Included | 3.01 | Finishes – Suspended Ceiling Accessories | Item | 75 | AI | ⚠ | Unpriced
| Citywalk Plot 5.11 Main Works Contract BOQ (1).xlsx | C |  |  | NEW | CITYWALK PHASE-05, PLOT 5.11 | Residential | CITYWALK RESIDENTIAL 1 LLC |  | J — Finishes | J | J04 | J0402 | J4 Sundries | Extra over for access panel; 400 x 400mm | 7 | Nr. | AED | 0 | Included | 3.01 | Finishes – Suspended Ceiling Accessories | Item | 75 | AI | ⚠ | Unpriced
| Citywalk Plot 5.11 Main Works Contract BOQ (1).xlsx | D |  |  | NEW | CITYWALK PHASE-05, PLOT 5.11 | Residential | CITYWALK RESIDENTIAL 1 LLC |  | J — Finishes | J | J04 | J0402 | J4 Sundries | Extra over for access panel; 600 x 600mm | 37 | Nr. | AED | 0 | Included | 3.01 | Finishes – Suspended Ceiling Accessories | Item | 75 | AI | ⚠ | Unpriced
| Citywalk Plot 5.11 Main Works Contract BOQ (1).xlsx | G |  |  | NEW | CITYWALK PHASE-05, PLOT 5.11 | Residential | CITYWALK RESIDENTIAL 1 LLC |  | J — Finishes | J | J04 | J0402 | J4 Sundries | Extra over for access panel; 600 x 600mm | 1 | Nr. | AED | 0 | Included | 3.01 | Finishes – Suspended Ceiling Accessories | Item | 75 | AI | ⚠ | Unpriced
| Citywalk Plot 5.11 Main Works Contract BOQ (1).xlsx | E |  |  | NEW | CITYWALK PHASE-05, PLOT 5.11 | Residential | CITYWALK RESIDENTIAL 1 LLC |  | J — Finishes | J | J04 | J0402 | J4 Sundries | Extra over for access panel; 400 x 400mm | 3 | Nr. | AED | 0 | Included | 3.01 | Finishes – Suspended Ceiling Accessories | Item | 75 | AI | ⚠ | Unpriced
| Citywalk Plot 5.11 Main Works Contract BOQ (1).xlsx | F |  |  | NEW | CITYWALK PHASE-05, PLOT 5.11 | Residential | CITYWALK RESIDENTIAL 1 LLC |  | J — Finishes | J | J04 | J0402 | J4 Sundries | Extra over for access panel; 600 x 600mm | 3 | Nr. | AED | 0 | Included | 3.01 | Finishes – Suspended Ceiling Accessories | Item | 75 | AI | ⚠ | Unpriced
| Citywalk Plot 5.11 Main Works Contract BOQ (1).xlsx | A |  |  | NEW | CITYWALK PHASE-05, PLOT 5.11 | Residential | CITYWALK RESIDENTIAL 1 LLC |  | J — Finishes | J | J05 | J0501 | J5 Suspended ceilings | To corridor; C-PA-03 | 3289 | m² | AED | 0 | Not Shown in Dwg | 3.01 | Finishes – Decoration/Painting | Area (m²) | 84 | AI | ⚠ | Unpriced
| Citywalk Plot 5.11 Main Works Contract BOQ (1).xlsx | K |  |  | NEW | CITYWALK PHASE-05, PLOT 5.11 | Residential | CITYWALK RESIDENTIAL 1 LLC |  | P — Conveying Systems | P | P03 | P0300 | P3 Work incidental to conveying systems | To FHC | 56 | m² | AED | 0 | Included | 5.10 | Lift and Conveyor Installations | Enumerated (nr), Item | 62 | Fuzzy | ⚠ | Unpriced
| Citywalk Plot 5.11 Main Works Contract BOQ (1).xlsx | D |  |  | NEW | CITYWALK PHASE-05, PLOT 5.11 | Residential | CITYWALK RESIDENTIAL 1 LLC |  | J — Finishes | J | J02 | J0201 | J2 Backgrounds | To walls of typical floor levels; Grey colour | 2647 | m² | AED | 0 | N/A | 3.01 | Finishes – Wall | Area (m²) | 88 | Rule | ✓ | Unpriced
| Citywalk Plot 5.11 Main Works Contract BOQ (1).xlsx | A |  |  | NEW | CITYWALK PHASE-05, PLOT 5.11 | Residential | CITYWALK RESIDENTIAL 1 LLC |  | A — General Requirements | A | A01 | A0101 | Conditions of contract | Allow for any other works which are not included above and which are required to complete the Finishes in accordance with the Specification and the Drawings (Tenderer to list below) | 0 | Item | AED | 0 | 0 | 9.01 | Preliminaries – Contingency | Item | 90 | Rule | ✓ | Unpriced
| Citywalk Plot 5.11 Main Works Contract BOQ (1).xlsx | A |  |  | NEW | CITYWALK PHASE-05, PLOT 5.11 | Residential | CITYWALK RESIDENTIAL 1 LLC |  | A — General Requirements | A | A01 | A0101 | Conditions of contract | Allow for any other works which are not included above and which are required to complete the Finishes in accordance with the Specification and the Drawings (Tenderer to list below) |  | Item | AED |  |  | 9.01 | Preliminaries – Contingency | Item | 90 | Rule | ✓ | Unpriced
| Citywalk Plot 5.11 Main Works Contract BOQ (1).xlsx | A |  |  | NEW | CITYWALK PHASE-05, PLOT 5.11 | Residential | CITYWALK RESIDENTIAL 1 LLC |  | A — General Requirements | A | A01 | A0101 | Conditions of contract | Allow for any other works which are not included above and which are required to complete the Finishes in accordance with the Specification and the Drawings (Tenderer to list below) |  | Item | AED |  |  | 9.01 | Preliminaries – Contingency | Item | 90 | Rule | ✓ | Unpriced
| Citywalk Plot 5.11 Main Works Contract BOQ (1).xlsx | A |  |  | NEW | CITYWALK PHASE-05, PLOT 5.11 | Residential | CITYWALK RESIDENTIAL 1 LLC |  | A — General Requirements | A | A01 | A0101 | Conditions of contract | Allow for any other works which are not included above and which are required to complete the Finishes in accordance with the Specification and the Drawings (Tenderer to list below) |  | Item | AED |  |  | 9.01 | Preliminaries – Contingency | Item | 90 | Rule | ✓ | Unpriced
| Citywalk Plot 5.11 Main Works Contract BOQ (1).xlsx | A |  |  | NEW | CITYWALK PHASE-05, PLOT 5.11 | Residential | CITYWALK RESIDENTIAL 1 LLC |  | A — General Requirements | A | A01 | A0101 | Conditions of contract | Allow for any other works which are not included above and which are required to complete the Finishes in accordance with the Specification and the Drawings (Tenderer to list below) |  | Item | AED |  |  | 9.01 | Preliminaries – Contingency | Item | 90 | Rule | ✓ | Unpriced
| Citywalk Plot 5.11 Main Works Contract BOQ (1).xlsx | B |  |  | NEW | CITYWALK PHASE-05, PLOT 5.11 | Residential | CITYWALK RESIDENTIAL 1 LLC |  | H — Doors And Windows | H | H03 | H0302 | H3 Screens | Overall size 1380 x 2500mm high; to bathroom in apartment 3BR type 2 | 3 | Nr. | AED | 0 | Included in Addtnl Item | 2.08 | Internal Doors – Standard | Number | 75 | AI | ⚠ | Unpriced
| Citywalk Plot 5.11 Main Works Contract BOQ (1).xlsx | E |  |  | NEW | CITYWALK PHASE-05, PLOT 5.11 | Residential | CITYWALK RESIDENTIAL 1 LLC |  | H — Doors And Windows | H | H03 | H0302 | H3 Screens | Overall size 1600 x 2500mm high; to bathroom in apartment 3BR type 4 | 1 | Nr. | AED | 0 | Not Shown in Dwg | 2.08 | Internal Doors – Standard | Number | 75 | AI | ⚠ | Unpriced
| Citywalk Plot 5.11 Main Works Contract BOQ (1).xlsx | F |  |  | NEW | CITYWALK PHASE-05, PLOT 5.11 | Residential | CITYWALK RESIDENTIAL 1 LLC |  | H — Doors And Windows | H | H08 | H0801 |  | Overall size 760 x 2200mm high | 126 | Nr. | AED | 0 | Included | 2.08 | Internal Doors – Specialist (Glass) | Number | 80 | AI | ⚠ | Unpriced
| Citywalk Plot 5.11 Main Works Contract BOQ (1).xlsx | J |  |  | NEW | CITYWALK PHASE-05, PLOT 5.11 | Residential | CITYWALK RESIDENTIAL 1 LLC |  | H — Doors And Windows | H | H05 | H0500 | H5 Glass | Extra over for tinted bronze gradient frosted glass door; 790 x 2400mm high | 8 | Nr. | AED | 0 | Included | 2.06 | Windows and External Doors | Enumerated (nr), Area (m²), Length (m) | 79 | Fuzzy | ⚠ | Unpriced
| Citywalk Plot 5.11 Main Works Contract BOQ (1).xlsx | L |  |  | NEW | CITYWALK PHASE-05, PLOT 5.11 | Residential | CITYWALK RESIDENTIAL 1 LLC |  | F — Woodwork | F | F04 | F0401 | F4 Grounds and battens | Extra over for door; overall size 600 x 2200mm | 4 | Nr. | AED | 0 | Included | 3.01 | Woodwork – Bespoke Joinery | Enumerated (nr) | 90 | Rule | ✓ | Unpriced
| Citywalk Plot 5.11 Main Works Contract BOQ (1).xlsx | G |  |  | NEW | CITYWALK PHASE-05, PLOT 5.11 | Residential | CITYWALK RESIDENTIAL 1 LLC |  | K — Accessories | K | K01 | K0102 | K1 Generally | Female sign | 1 | Nr. | AED | 0 | 0 | 5.12 | Communication & Security – Signage | Number | 85 | AI | ✓ | Unpriced
| Citywalk Plot 5.11 Main Works Contract BOQ (1).xlsx | H |  |  | NEW | CITYWALK PHASE-05, PLOT 5.11 | Residential | CITYWALK RESIDENTIAL 1 LLC |  | K — Accessories | K | K01 | K0102 | K1 Generally | Male sign | 1 | Nr. | AED | 0 | 0 | 5.12 | Communication & Security – Signage | Number | 85 | AI | ✓ | Unpriced
| Citywalk Plot 5.11 Main Works Contract BOQ (1).xlsx | C |  |  | NEW | CITYWALK PHASE-05, PLOT 5.11 | Residential | CITYWALK RESIDENTIAL 1 LLC |  | F — Woodwork | F | F03 | F0301 | F3 Boarding and flooring | Overall size 860 x 2500mm high; vanity unit; to powder room in apartment 1BR type 3 | 7 | Nr. | AED | 0 | Not Shown in Dwg | 2.01 | Frame / Woodwork | Length (m), Area (m²), Enumerated (nr) | 62 | Fuzzy | ⚠ | Unpriced
| Citywalk Plot 5.11 Main Works Contract BOQ (1).xlsx | D |  |  | NEW | CITYWALK PHASE-05, PLOT 5.11 | Residential | CITYWALK RESIDENTIAL 1 LLC |  | F — Woodwork | F | F03 | F0301 | F3 Boarding and flooring | Overall size 1440 x 2500mm high; vanity unit; to powder room in apartment 2BR + Maid type 3 | 1 | Nr. | AED | 0 | Not Shown in Dwg | 2.01 | Frame / Woodwork | Length (m), Area (m²), Enumerated (nr) | 63 | Fuzzy | ⚠ | Unpriced
| Citywalk Plot 5.11 Main Works Contract BOQ (1).xlsx | E |  |  | NEW | CITYWALK PHASE-05, PLOT 5.11 | Residential | CITYWALK RESIDENTIAL 1 LLC |  | F — Woodwork | F | F03 | F0301 | F3 Boarding and flooring | Overall size 1830 x 2500mm high; vanity unit; to powder room in apartment 3BR type 1 | 7 | Nr. | AED | 0 | Not Shown in Dwg | 2.01 | Frame / Woodwork | Length (m), Area (m²), Enumerated (nr) | 61 | Fuzzy | ⚠ | Unpriced
| Citywalk Plot 5.11 Main Works Contract BOQ (1).xlsx | F |  |  | NEW | CITYWALK PHASE-05, PLOT 5.11 | Residential | CITYWALK RESIDENTIAL 1 LLC |  | F — Woodwork | F | F03 | F0301 | F3 Boarding and flooring | Overall size 1350 x 2500mm high; vanity unit; to powder room in apartment 3BR type 2 | 3 | Nr. | AED | 0 | Not Shown in Dwg | 2.01 | Frame / Woodwork | Length (m), Area (m²), Enumerated (nr) | 61 | Fuzzy | ⚠ | Unpriced
| Citywalk Plot 5.11 Main Works Contract BOQ (1).xlsx | G |  |  | NEW | CITYWALK PHASE-05, PLOT 5.11 | Residential | CITYWALK RESIDENTIAL 1 LLC |  | F — Woodwork | F | F03 | F0301 | F3 Boarding and flooring | Overall size 1220 x 2500mm high; vanity unit; to powder room in apartment 3BR type 3 | 1 | Nr. | AED | 0 | Not Shown in Dwg | 2.01 | Frame / Woodwork | Length (m), Area (m²), Enumerated (nr) | 61 | Fuzzy | ⚠ | Unpriced
| Citywalk Plot 5.11 Main Works Contract BOQ (1).xlsx | H |  |  | NEW | CITYWALK PHASE-05, PLOT 5.11 | Residential | CITYWALK RESIDENTIAL 1 LLC |  | F — Woodwork | F | F03 | F0301 | F3 Boarding and flooring | Overall size 1370 x 2500mm high; vanity unit; to powder room in apartment 3BR type 4 | 1 | Nr. | AED | 0 | Not Shown in Dwg | 2.01 | Frame / Woodwork | Length (m), Area (m²), Enumerated (nr) | 61 | Fuzzy | ⚠ | Unpriced
| Citywalk Plot 5.11 Main Works Contract BOQ (1).xlsx | C |  |  | NEW | CITYWALK PHASE-05, PLOT 5.11 | Residential | CITYWALK RESIDENTIAL 1 LLC |  | F — Woodwork | F | F02 | F0202 | F2 Structural timbers | To apartment 1BR type 03; U shaped; overall size 2670 x 800mm and 2390 x 600mm | 7 | Nr. | AED | 0 | Not Shown in Dwg | 4.01 | FF&E – Kitchen Fittings | Number | 72 | AI | ⚠ | Unpriced
| Citywalk Plot 5.11 Main Works Contract BOQ (1).xlsx | E |  |  | NEW | CITYWALK PHASE-05, PLOT 5.11 | Residential | CITYWALK RESIDENTIAL 1 LLC |  | K — Accessories | K | K01 | K0101 | K1 Generally | To apartment 2BR type 01; U shaped; overall size 2670 x 800mm and 2390 x 600mm | 12 | Nr. | AED | 0 | Not Shown in Dwg | 4.01 | FF&E – Kitchen Countertops | Item | 85 | AI | ✓ | Unpriced
| Citywalk Plot 5.11 Main Works Contract BOQ (1).xlsx | G |  |  | NEW | CITYWALK PHASE-05, PLOT 5.11 | Residential | CITYWALK RESIDENTIAL 1 LLC |  | K — Accessories | K | K01 | K0101 | K1 Generally | To apartment 2BR type 03; L shaped; overall size 4290 x 700mm | 3 | Nr. | AED | 0 | Not Shown in Dwg | 4.01 | FF&E – Kitchen Countertops | Item | 85 | AI | ✓ | Unpriced
| Citywalk Plot 5.11 Main Works Contract BOQ (1).xlsx | A |  |  | NEW | CITYWALK PHASE-05, PLOT 5.11 | Residential | CITYWALK RESIDENTIAL 1 LLC |  | K — Accessories | K | K01 | K0101 | K1 Generally | To apartment 2BR + Maid type 01; U shaped; overall size 2670 x 800mm and 2390 x 600mm | 18 | Nr. | AED | 0 | Not Shown in Dwg | 4.01 | FF&E – Kitchen Countertops | Item | 85 | AI | ✓ | Unpriced
| Citywalk Plot 5.11 Main Works Contract BOQ (1).xlsx | B |  |  | NEW | CITYWALK PHASE-05, PLOT 5.11 | Residential | CITYWALK RESIDENTIAL 1 LLC |  | K — Accessories | K | K01 | K0101 | K1 Generally | To apartment 2BR + Maid type 02; U shaped; overall size 2670 x 800mm and 2390 x 600mm | 3 | Nr. | AED | 0 | Not Shown in Dwg | 4.01 | FF&E – Kitchen Countertops | Item | 85 | AI | ✓ | Unpriced
| Citywalk Plot 5.11 Main Works Contract BOQ (1).xlsx | A |  |  | NEW | CITYWALK PHASE-05, PLOT 5.11 | Residential | CITYWALK RESIDENTIAL 1 LLC |  | A — General Requirements | A | A01 | A0101 | Conditions of contract | Allow for any other works which are not included above and which are required to complete the Accessories in accordance with the Specification and the Drawings (Tenderer to list below) |  | Item | AED | 0 | 0 | 9.01 | Preliminaries – Contingency | Item | 90 | Rule | ✓ | Unpriced
| Citywalk Plot 5.11 Main Works Contract BOQ (1).xlsx | A |  |  | NEW | CITYWALK PHASE-05, PLOT 5.11 | Residential | CITYWALK RESIDENTIAL 1 LLC |  | A — General Requirements | A | A01 | A0101 | Conditions of contract | Allow for any other works which are not included above and which are required to complete the Accessories in accordance with the Specification and the Drawings (Tenderer to list below) |  | Item | AED | 0 | 0 | 9.01 | Preliminaries – Contingency | Item | 90 | Rule | ✓ | Unpriced
| Citywalk Plot 5.11 Main Works Contract BOQ (1).xlsx | A |  |  | NEW | CITYWALK PHASE-05, PLOT 5.11 | Residential | CITYWALK RESIDENTIAL 1 LLC |  | C — Concrete Work | C | C02 | C0201 | C2 Poured concrete | Floor mounted fall protection line with upstand | 171 | m | AED |  | Included | 2.01 | Frame | Volume (m³) | 90 | Rule | ✓ | Unpriced
| Citywalk Plot 5.11 Main Works Contract BOQ (1).xlsx | B |  |  | NEW | CITYWALK PHASE-05, PLOT 5.11 | Residential | CITYWALK RESIDENTIAL 1 LLC |  | C — Concrete Work | C | C04 | C0401 | C4 Shuttering | Face mounted monorail track fixed at the Level 4, 5 and 8 slab | 267 | m | AED |  | Included | 2.01 | Frame / Concrete Work | Volume (m³), Weight (t), Area (m²), Length (m), Enumerated (nr) | 66 | Fuzzy | ⚠ | Unpriced
| Citywalk Plot 5.11 Main Works Contract BOQ (1).xlsx | C |  |  | NEW | CITYWALK PHASE-05, PLOT 5.11 | Residential | CITYWALK RESIDENTIAL 1 LLC |  | M — Furnishings | M | M01 | M0101 | M1 Generally | Face mounted monorail for the planter maintenance | 83 | m | AED |  | Included | 3.01 | Furnishings – Planter | Enumerated (nr) | 90 | Rule | ✓ | Unpriced
| Citywalk Plot 5.11 Main Works Contract BOQ (1).xlsx | D |  |  | NEW | CITYWALK PHASE-05, PLOT 5.11 | Residential | CITYWALK RESIDENTIAL 1 LLC |  | C — Concrete Work | C | C02 | C0201 | C2 Poured concrete | Soffit mounted monorail track fixed underneath the level 8 slab | 5 | m | AED |  | Included | 2.01 | Frame / Concrete Work | Volume (m³), Weight (t), Area (m²), Length (m), Enumerated (nr) | 66 | Fuzzy | ⚠ | Unpriced
| Citywalk Plot 5.11 Main Works Contract BOQ (1).xlsx | E |  |  | NEW | CITYWALK PHASE-05, PLOT 5.11 | Residential | CITYWALK RESIDENTIAL 1 LLC |  | K — Accessories | K | K01 | K0101 | K1 Generally | Floor mounted Abseil anchor system | 155 | Nr. | AED |  | Included | 5.11 | Fire & Lightning Protection – Fall Protection Systems | Item | 75 | AI | ⚠ | Unpriced
| Citywalk Plot 5.11 Main Works Contract BOQ (1).xlsx | F |  |  | NEW | CITYWALK PHASE-05, PLOT 5.11 | Residential | CITYWALK RESIDENTIAL 1 LLC |  | K — Accessories | K | K01 | K0101 | K1 Generally | Soffit mounted Abseil anchor system at Lower roof, Level 5 | 5 | Nr. | AED |  | Included | 5.11 | Fire & Lightning Protection – Fall Protection Systems | Item | 75 | AI | ⚠ | Unpriced
| Citywalk Plot 5.11 Main Works Contract BOQ (1).xlsx | G |  |  | NEW | CITYWALK PHASE-05, PLOT 5.11 | Residential | CITYWALK RESIDENTIAL 1 LLC |  | K — Accessories | K | K01 | K0102 | K1 Generally | Allowance for tucker pole cleaning system | 0 | Item | AED |  | Included | 5.11 | Fire & Lightning Protection – Building Maintenance Equipment | Allowance | 70 | AI | ⚠ | Unpriced
| Citywalk Plot 5.11 Main Works Contract BOQ (1).xlsx | A |  |  | NEW | CITYWALK PHASE-05, PLOT 5.11 | Residential | CITYWALK RESIDENTIAL 1 LLC |  | L — Equipment | L | L02 | L0201 |  | A-EQ-09: Integrated Hood 60 cm | 56 | Nr. | AED | 0 | Not Shown in dwg | 4.01 | FF&E – Kitchen Appliances | Item | 88 | AI | ✓ | Unpriced
| Citywalk Plot 5.11 Main Works Contract BOQ (1).xlsx | B |  |  | NEW | CITYWALK PHASE-05, PLOT 5.11 | Residential | CITYWALK RESIDENTIAL 1 LLC |  | K — Accessories | K | K02 | K0202 | K2 Partitions | A-EQ-10: Drip Tray for 1 Bowl Sink Cabinet | 59 | Nr. | AED | 0 | Incl in Kitchen | 4.01 | FF&E – Kitchen Accessories | Item | 80 | AI | ⚠ | Unpriced
| Citywalk Plot 5.11 Main Works Contract BOQ (1).xlsx | C |  |  | NEW | CITYWALK PHASE-05, PLOT 5.11 | Residential | CITYWALK RESIDENTIAL 1 LLC |  | K — Accessories | K | K02 | K0202 | K2 Partitions | A-EQ-11: Drip Tray for 2 Bowl Sink Cabinet | 55 | Nr. | AED | 0 | Incl in Kitchen | 4.01 | FF&E – Kitchen Accessories | Item | 80 | AI | ⚠ | Unpriced
| Citywalk Plot 5.11 Main Works Contract BOQ (1).xlsx | G |  |  | NEW | CITYWALK PHASE-05, PLOT 5.11 | Residential | CITYWALK RESIDENTIAL 1 LLC |  | K — Accessories | K | K02 | K0201 | K2 Partitions | A-SW-45: 200x200mm Kitchen Drain | 114 | Nr. | AED | 0 | Included | 5.04 | Water Installations – Drainage | Item | 85 | AI | ✓ | Unpriced
| Citywalk Plot 5.11 Main Works Contract BOQ (1).xlsx | A |  |  | NEW | CITYWALK PHASE-05, PLOT 5.11 | Residential | CITYWALK RESIDENTIAL 1 LLC |  | A — General Requirements | A | A01 | A0101 | Conditions of contract | Allow for any other works which are not included above and which are required to complete the Equipment in accordance with the Specification and the Drawings (Tenderer to list below) |  | Item | AED |  | 0 | 9.01 | Preliminaries – Contingency | Item | 90 | Rule | ✓ | Unpriced
| Citywalk Plot 5.11 Main Works Contract BOQ (1).xlsx | A |  |  | NEW | CITYWALK PHASE-05, PLOT 5.11 | Residential | CITYWALK RESIDENTIAL 1 LLC |  | A — General Requirements | A | A01 | A0101 | Conditions of contract | Allow for any other works which are not included above and which are required to complete the Furnishings in accordance with the Specification and the Drawings (Tenderer to list below) | 0 | Item | AED | 0 | 0 | 9.01 | Preliminaries – Contingency | Item | 90 | Rule | ✓ | Unpriced
| Citywalk Plot 5.11 Main Works Contract BOQ (1).xlsx | C |  |  | NEW | CITYWALK PHASE-05, PLOT 5.11 | Residential | CITYWALK RESIDENTIAL 1 LLC |  | R — Electrical Engineering Installations | R | R04 | R0401 | R4 Final sub-circuits and auxiliary installations | Light points | 8 | Nr. | AED | 0 | Included | 5.08 | Electrical Engineering Installations | Length (m), Enumerated (nr), Item | 79 | Fuzzy | ⚠ | Unpriced
| Citywalk Plot 5.11 Main Works Contract BOQ (1).xlsx | D |  |  | NEW | CITYWALK PHASE-05, PLOT 5.11 | Residential | CITYWALK RESIDENTIAL 1 LLC |  | R — Electrical Engineering Installations | R | R04 | R0401 | R4 Final sub-circuits and auxiliary installations | Linear light points | 71 | m | AED | 0 | Included | 5.08 | Electrical Engineering Installations | Length (m), Enumerated (nr), Item | 77 | Fuzzy | ⚠ | Unpriced
| Citywalk Plot 5.11 Main Works Contract BOQ (1).xlsx | A |  |  | NEW | CITYWALK PHASE-05, PLOT 5.11 | Residential | CITYWALK RESIDENTIAL 1 LLC |  | J — Finishes | J | J05 | J0500 | J5 Suspended ceilings | LC-1; 8.6W LED - recessed ceiling downlight , IP20 | 8 | Nr. | AED | 0 | Included | 3.01 | Internal Finishes | Area (m²), Length (m) | 64 | Fuzzy | ⚠ | Unpriced
| Citywalk Plot 5.11 Main Works Contract BOQ (1).xlsx | B |  |  | NEW | CITYWALK PHASE-05, PLOT 5.11 | Residential | CITYWALK RESIDENTIAL 1 LLC |  | R — Electrical Engineering Installations | R | R03 | R0302 | R3 Sub-main circuits | LC-2; 4.8W/m LED - linear feature light , IP20 | 71 | m | AED | 0 | Included | 5.08 | Electrical Installations – Light Fittings Supply | Length (m) | 88 | AI | ✓ | Unpriced
| Citywalk Plot 5.11 Main Works Contract BOQ (1).xlsx | C |  |  | NEW | CITYWALK PHASE-05, PLOT 5.11 | Residential | CITYWALK RESIDENTIAL 1 LLC |  | J — Finishes | J | J05 | J0500 | J5 Suspended ceilings | LC-1; 8.6W LED - recessed ceiling downlight , IP20 | 8 | Nr. | AED | 0 | Included | 3.01 | Internal Finishes | Area (m²), Length (m) | 64 | Fuzzy | ⚠ | Unpriced
| Citywalk Plot 5.11 Main Works Contract BOQ (1).xlsx | D |  |  | NEW | CITYWALK PHASE-05, PLOT 5.11 | Residential | CITYWALK RESIDENTIAL 1 LLC |  | R — Electrical Engineering Installations | R | R03 | R0302 | R3 Sub-main circuits | LC-2; 4.8W/m LED - linear feature light , IP20 | 71 | m | AED | 0 | Included | 5.08 | Electrical Installations – Light Fittings Installation | Length (m) | 88 | AI | ✓ | Unpriced
| Citywalk Plot 5.11 Main Works Contract BOQ (1).xlsx | A |  |  | NEW | CITYWALK PHASE-05, PLOT 5.11 | Residential | CITYWALK RESIDENTIAL 1 LLC |  | J — Finishes | J | J00 | J0000 |  | Special paint effect ceiling finish | 6 | m² | AED | 0 | Included | 3.01 | Internal Finishes | Area (m²), Length (m) | 69 | Fuzzy | ⚠ | Unpriced
| Citywalk Plot 5.11 Main Works Contract BOQ (1).xlsx | B |  |  | NEW | CITYWALK PHASE-05, PLOT 5.11 | Residential | CITYWALK RESIDENTIAL 1 LLC |  | P — Conveying Systems | P | P01 | P0102 | P1 Generally | Extra over for access panel; 750 x 1100mm size | 2 | Nr. | AED | 0 | Included | 5.10 | Lift & Conveyor – Lift Cabin Fittings & Extras | Number | 82 | AI | ⚠ | Unpriced
| Citywalk Plot 5.11 Main Works Contract BOQ (1).xlsx | C |  |  | NEW | CITYWALK PHASE-05, PLOT 5.11 | Residential | CITYWALK RESIDENTIAL 1 LLC |  | P — Conveying Systems | P | P01 | P0103 | P1 Generally | C-FLI-01; Tundra grey marble floor finish | 6 | m² | AED | 0 | Included | 5.10 | Lift & Conveyor – Lift Cabin Finishes | Area (m²) | 85 | AI | ✓ | Unpriced
| Citywalk Plot 5.11 Main Works Contract BOQ (1).xlsx | A |  |  | NEW | CITYWALK PHASE-05, PLOT 5.11 | Residential | CITYWALK RESIDENTIAL 1 LLC |  | P — Conveying Systems | P | P02 | P0201 | P2 Sundries | Allow for supports including fixings, anchors, insulating blocks and anti-vibration device where not included above or elsewhere | 0 | Item | AED | 0 | Included | 5.10 | Lift and Conveyor Installations | Enumerated (nr), Item | 78 | Fuzzy | ⚠ | Unpriced
| Citywalk Plot 5.11 Main Works Contract BOQ (1).xlsx | B |  |  | NEW | CITYWALK PHASE-05, PLOT 5.11 | Residential | CITYWALK RESIDENTIAL 1 LLC |  | A — General Requirements | A | A07 | A0701 | Contractor's facilities | Allow for identification including plates, discs, charts, labels, painting, marking and color coding | 0 | Item | AED | 0 | Included | 9.01 | Preliminaries / General Requirements | Item | 71 | Fuzzy | ⚠ | Unpriced
| Citywalk Plot 5.11 Main Works Contract BOQ (1).xlsx | C |  |  | NEW | CITYWALK PHASE-05, PLOT 5.11 | Residential | CITYWALK RESIDENTIAL 1 LLC |  | A — General Requirements | A | A03 | A0302 | Restrictions | Allow for inspection, testing and commissioning including all off-site and factory testing; inspections to demonstrate compliance with relevant specifications and standards; operating the completed installations including providing power and fuel; submitting all relevant test record sheets at the completion of the installations | 0 | Item | AED | 0 | Included | 9.01 | Preliminaries – Testing & Commissioning | Item | 90 | Rule | ✓ | Unpriced
| Citywalk Plot 5.11 Main Works Contract BOQ (1).xlsx | D |  |  | NEW | CITYWALK PHASE-05, PLOT 5.11 | Residential | CITYWALK RESIDENTIAL 1 LLC |  | A — General Requirements | A | A03 | A0301 | Restrictions | Allow for providing in suitable quantities all special tools, operating handles and keys or other equipment necessary for installation, maintenance or operation of the completed installation | 0 | Item | AED | 0 | Included | 9.01 | Preliminaries – Documentation | Item | 88 | Rule | ✓ | Unpriced
| Citywalk Plot 5.11 Main Works Contract BOQ (1).xlsx | E |  |  | NEW | CITYWALK PHASE-05, PLOT 5.11 | Residential | CITYWALK RESIDENTIAL 1 LLC |  | A — General Requirements | A | A07 | A0701 | Contractor's facilities | Allow for mock-ups | 0 | Item | AED | 0 | Included | 9.01 | Preliminaries / General Requirements | Item | 63 | Fuzzy | ⚠ | Unpriced
| Citywalk Plot 5.11 Main Works Contract BOQ (1).xlsx | F |  |  | NEW | CITYWALK PHASE-05, PLOT 5.11 | Residential | CITYWALK RESIDENTIAL 1 LLC |  | P — Conveying Systems | P | P00 | P0000 |  | Allow for providing spares for the Conveying Systems | 0 | Item | AED | 0 | Included | 5.10 | Lift and Conveyor Installations | Enumerated (nr), Item | 78 | Fuzzy | ⚠ | Unpriced
| Citywalk Plot 5.11 Main Works Contract BOQ (1).xlsx | G |  |  | NEW | CITYWALK PHASE-05, PLOT 5.11 | Residential | CITYWALK RESIDENTIAL 1 LLC |  | A — General Requirements | A | A03 | A0301 | Restrictions | Allow for providing comprehensive equipment documentation including operating instructions and maintenance manuals, record documents, warranties, guarantees, drawings and the like | 0 | Item | AED | 0 | Included | 9.01 | Preliminaries – Documentation | Item | 88 | Rule | ✓ | Unpriced
| Citywalk Plot 5.11 Main Works Contract BOQ (1).xlsx | A |  |  | NEW | CITYWALK PHASE-05, PLOT 5.11 | Residential | CITYWALK RESIDENTIAL 1 LLC |  | P — Conveying Systems | P | P03 | P0301 | P3 Work incidental to conveying systems | Allow for co-ordination with other engineering installations | 0 | Item | AED | 0 | Included | 5.10 | Lift and Conveyor Installations | Enumerated (nr), Item | 79 | Fuzzy | ⚠ | Unpriced
| Citywalk Plot 5.11 Main Works Contract BOQ (1).xlsx | B |  |  | NEW | CITYWALK PHASE-05, PLOT 5.11 | Residential | CITYWALK RESIDENTIAL 1 LLC |  | A — General Requirements | A | A02 | A0201 | Specification | Allow for cutting or forming holes, mortices, chases or the like and making good finishings for conveying system | 0 | Item | AED | 0 | Included | 9.01 | Preliminaries – BWIC | Item | 90 | Rule | ✓ | Unpriced
| Citywalk Plot 5.11 Main Works Contract BOQ (1).xlsx | C |  |  | NEW | CITYWALK PHASE-05, PLOT 5.11 | Residential | CITYWALK RESIDENTIAL 1 LLC |  | P — Conveying Systems | P | P00 | P0000 |  | Allow for fixing all sleeves, frames and built-in fire stop system and making good finishes for conveying systems | 0 | Item | AED | 0 | Included | 5.10 | Lift and Conveyor Installations | Enumerated (nr), Item | 77 | Fuzzy | ⚠ | Unpriced
| Citywalk Plot 5.11 Main Works Contract BOQ (1).xlsx | D |  |  | NEW | CITYWALK PHASE-05, PLOT 5.11 | Residential | CITYWALK RESIDENTIAL 1 LLC |  | P — Conveying Systems | P | P00 | P0000 |  | Allow for fire stopping for all holes and making good finishes for conveying systems | 0 | Item | AED | 0 | Included | 5.10 | Lift and Conveyor Installations | Enumerated (nr), Item | 77 | Fuzzy | ⚠ | Unpriced
| Citywalk Plot 5.11 Main Works Contract BOQ (1).xlsx | E |  |  | NEW | CITYWALK PHASE-05, PLOT 5.11 | Residential | CITYWALK RESIDENTIAL 1 LLC |  | P — Conveying Systems | P | P03 | P0301 | P3 Work incidental to conveying systems | Allow for building in or cutting and making good finishing and pinning brackets and the like | 0 | Item | AED | 0 | Included | 5.10 | Lift and Conveyor Installations | Enumerated (nr), Item | 79 | Fuzzy | ⚠ | Unpriced
| Citywalk Plot 5.11 Main Works Contract BOQ (1).xlsx | F |  |  | NEW | CITYWALK PHASE-05, PLOT 5.11 | Residential | CITYWALK RESIDENTIAL 1 LLC |  | P — Conveying Systems | P | P03 | P0302 | P3 Work incidental to conveying systems | Protective painting and decorative painting, as required; including removing of protective wrapping, cleaning and polishing exposed surfaces | 0 | Item | AED | 0 | Included | 5.10 | Lift and Conveyor Installations | Enumerated (nr), Item | 79 | Fuzzy | ⚠ | Unpriced
| Citywalk Plot 5.11 Main Works Contract BOQ (1).xlsx | G |  |  | NEW | CITYWALK PHASE-05, PLOT 5.11 | Residential | CITYWALK RESIDENTIAL 1 LLC |  | A — General Requirements | A | A02 | A0201 | Specification | Builder's work in connection (BWIC) with Conveying System | 0 | Item | AED | 0 | Included | 9.01 | Preliminaries – BWIC | Item | 90 | Rule | ✓ | Unpriced
| Citywalk Plot 5.11 Main Works Contract BOQ (1).xlsx | A |  |  | NEW | CITYWALK PHASE-05, PLOT 5.11 | Residential | CITYWALK RESIDENTIAL 1 LLC |  | A — General Requirements | A | A01 | A0101 | Conditions of contract | Allow for any other works which are not included above and which are required to complete the Metalwork in accordance with the Specification and the Drawings (Tenderer to list below) | 0 | Item | AED | 0 |  | 9.01 | Preliminaries – Contingency | Item | 90 | Rule | ✓ | Unpriced
| Citywalk Plot 5.11 Main Works Contract BOQ (1).xlsx | E |  |  | NEW | CITYWALK PHASE-05, PLOT 5.11 | Residential | CITYWALK RESIDENTIAL 1 LLC |  | Q — Mechanical Engineering Installations | Q | Q05 | Q0501 | Q5 Automatic controls | A-SW-10; Double under mount sink | 65 | Nr. | AED | 0 | Included | 5.01 | Sanitary Appliances – Sink/Basin | Number | 92 | AI | ✓ | Unpriced
| Citywalk Plot 5.11 Main Works Contract BOQ (1).xlsx | A |  |  | NEW | CITYWALK PHASE-05, PLOT 5.11 | Residential | CITYWALK RESIDENTIAL 1 LLC |  | Q — Mechanical Engineering Installations | Q | Q05 | Q0501 | Q5 Automatic controls | A-SW-18; Washbasin@ Powder room | 20 | Nr. | AED | 0 | Included | 5.01 | Sanitary Appliances – Basin | Number | 93 | AI | ✓ | Unpriced
| Citywalk Plot 5.11 Main Works Contract BOQ (1).xlsx | B |  |  | NEW | CITYWALK PHASE-05, PLOT 5.11 | Residential | CITYWALK RESIDENTIAL 1 LLC |  | H — Doors And Windows | H | H01 | H0100 | H1 Doors | A-SW-20; Door handle towel rail | 37 | Nr. | AED | 0 | Included | 2.06 | Windows and External Doors | Enumerated (nr), Area (m²), Length (m) | 62 | Fuzzy | ⚠ | Unpriced
| Citywalk Plot 5.11 Main Works Contract BOQ (1).xlsx | E |  |  | NEW | CITYWALK PHASE-05, PLOT 5.11 | Residential | CITYWALK RESIDENTIAL 1 LLC |  | H — Doors And Windows | H | H05 | H0500 | H5 Glass | A-SW-24; Glass to wall clamp | 12 | Nr. | AED | 0 | Included | 2.06 | Windows and External Doors | Enumerated (nr), Area (m²), Length (m) | 78 | Fuzzy | ⚠ | Unpriced
| Citywalk Plot 5.11 Main Works Contract BOQ (1).xlsx | F |  |  | NEW | CITYWALK PHASE-05, PLOT 5.11 | Residential | CITYWALK RESIDENTIAL 1 LLC |  | H — Doors And Windows | H | H05 | H0500 | H5 Glass | A-SW-25; Glass to glass clamp | 13 | Nr. | AED | 0 | Included | 2.06 | Windows and External Doors | Enumerated (nr), Area (m²), Length (m) | 79 | Fuzzy | ⚠ | Unpriced
| Citywalk Plot 5.11 Main Works Contract BOQ (1).xlsx | R |  |  | NEW | CITYWALK PHASE-05, PLOT 5.11 | Residential | CITYWALK RESIDENTIAL 1 LLC |  | Q — Mechanical Engineering Installations | Q | Q05 | Q0501 | Q5 Automatic controls | C-SW-04A; Soft close seat & cover | 4 | Nr. | AED | 0 | Not Applicable. Please refer to section for Additional item | 5.01 | Sanitary Appliances – WC Seat & Cover | Number | 89 | AI | ✓ | Unpriced
| Citywalk Plot 5.11 Main Works Contract BOQ (1).xlsx | F |  |  | NEW | CITYWALK PHASE-05, PLOT 5.11 | Residential | CITYWALK RESIDENTIAL 1 LLC |  | Q — Mechanical Engineering Installations | Q | Q05 | Q0504 | Q5 Automatic controls | C-SW-09; Concealed shower mixer | 8 | Nr. | AED |  | Included in C-SW-08 | 5.01 | Sanitary Appliances – Concealed Shower Mixer | Number | 92 | AI | ✓ | Unpriced
| Citywalk Plot 5.11 Main Works Contract BOQ (1).xlsx | G |  |  | NEW | CITYWALK PHASE-05, PLOT 5.11 | Residential | CITYWALK RESIDENTIAL 1 LLC |  | Q — Mechanical Engineering Installations | Q | Q05 | Q0504 | Q5 Automatic controls | C-SW-10; Concealed hand shower | 4 | Nr. | AED | 0 | Included in C-SW-08 | 5.01 | Sanitary Appliances – Concealed Hand Shower | Number | 90 | AI | ✓ | Unpriced
| Citywalk Plot 5.11 Main Works Contract BOQ (1).xlsx | Q |  |  | NEW | CITYWALK PHASE-05, PLOT 5.11 | Residential | CITYWALK RESIDENTIAL 1 LLC |  | Q — Mechanical Engineering Installations | Q | Q05 | Q0504 | Q5 Automatic controls | A-SW-10; Double under mount sink | 65 | Nr. | AED | 0 | Included | 5.01 | Sanitary Appliances – Double Undermount Sink Installation | Number | 90 | AI | ✓ | Unpriced
| Citywalk Plot 5.11 Main Works Contract BOQ (1).xlsx | C |  |  | NEW | CITYWALK PHASE-05, PLOT 5.11 | Residential | CITYWALK RESIDENTIAL 1 LLC |  | Q — Mechanical Engineering Installations | Q | Q05 | Q0504 | Q5 Automatic controls | A-SW-15; 150x150mm square drain | 226 | Nr. | AED | 0 | Included | 5.01 | Sanitary Appliances – Square Drain | Number | 88 | AI | ✓ | Unpriced
| Citywalk Plot 5.11 Main Works Contract BOQ (1).xlsx | E |  |  | NEW | CITYWALK PHASE-05, PLOT 5.11 | Residential | CITYWALK RESIDENTIAL 1 LLC |  | Q — Mechanical Engineering Installations | Q | Q05 | Q0504 | Q5 Automatic controls | A-SW-18; Washbasin@ Powder room | 20 | Nr. | AED | 0 | Included | 5.01 | Sanitary Appliances – Washbasin | Number | 95 | AI | ✓ | Unpriced
| Citywalk Plot 5.11 Main Works Contract BOQ (1).xlsx | F |  |  | NEW | CITYWALK PHASE-05, PLOT 5.11 | Residential | CITYWALK RESIDENTIAL 1 LLC |  | H — Doors And Windows | H | H01 | H0100 | H1 Doors | A-SW-20; Door handle towel rail | 37 | Nr. | AED | 0 | Included | 2.06 | Windows and External Doors | Enumerated (nr), Area (m²), Length (m) | 62 | Fuzzy | ⚠ | Unpriced
| Citywalk Plot 5.11 Main Works Contract BOQ (1).xlsx | J |  |  | NEW | CITYWALK PHASE-05, PLOT 5.11 | Residential | CITYWALK RESIDENTIAL 1 LLC |  | H — Doors And Windows | H | H05 | H0500 | H5 Glass | A-SW-24; Glass to wall clamp | 12 | Nr. | AED | 0 | Included | 2.06 | Windows and External Doors | Enumerated (nr), Area (m²), Length (m) | 78 | Fuzzy | ⚠ | Unpriced
| Citywalk Plot 5.11 Main Works Contract BOQ (1).xlsx | K |  |  | NEW | CITYWALK PHASE-05, PLOT 5.11 | Residential | CITYWALK RESIDENTIAL 1 LLC |  | H — Doors And Windows | H | H05 | H0500 | H5 Glass | A-SW-25; Glass to glass clamp | 13 | Nr. | AED | 0 | Included | 2.06 | Windows and External Doors | Enumerated (nr), Area (m²), Length (m) | 79 | Fuzzy | ⚠ | Unpriced
| Citywalk Plot 5.11 Main Works Contract BOQ (1).xlsx | V |  |  | NEW | CITYWALK PHASE-05, PLOT 5.11 | Residential | CITYWALK RESIDENTIAL 1 LLC |  | K — Accessories | K | K05 | K0504 |  | C-SW-04A; Soft close seat & cover | 4 | Nr. | AED | 0 | Not Applicable. Please refer to section for Additional item | 5.01 | Sanitary Appliances – Soft Close Seat & Cover | Number | 88 | AI | ✓ | Unpriced
| Citywalk Plot 5.11 Main Works Contract BOQ (1).xlsx | K |  |  | NEW | CITYWALK PHASE-05, PLOT 5.11 | Residential | CITYWALK RESIDENTIAL 1 LLC |  | K — Accessories | K | K05 | K0501 |  | C-SW-09; Concealed shower mixer | 8 | Nr. | AED | 0 | Included in C-SW-08 | 5.01 | Sanitary Appliances – Concealed Shower Mixer | No. | 90 | AI | ✓ | Unpriced
| Citywalk Plot 5.11 Main Works Contract BOQ (1).xlsx | L |  |  | NEW | CITYWALK PHASE-05, PLOT 5.11 | Residential | CITYWALK RESIDENTIAL 1 LLC |  | K — Accessories | K | K05 | K0501 |  | C-SW-10; Concealed hand shower | 4 | Nr. | AED | 0 | Included in C-SW-08 | 5.01 | Sanitary Appliances – Concealed Hand Shower | No. | 90 | AI | ✓ | Unpriced
| Citywalk Plot 5.11 Main Works Contract BOQ (1).xlsx | F |  |  | NEW | CITYWALK PHASE-05, PLOT 5.11 | Residential | CITYWALK RESIDENTIAL 1 LLC |  | B — Site Work | B | B19 | B1904 | B19 Underground drainage | 82mm diameter | 496 | Nr. | AED | 0 | Included in Section-Sanitary fittings and fixtures | 8.01 | Site Works, Drainage, External Services & Landscaping | Volume (m³), Length (m), Area (m²), Enumerated (nr), Item | 70 | Fuzzy | ⚠ | Unpriced
| Citywalk Plot 5.11 Main Works Contract BOQ (1).xlsx | G |  |  | NEW | CITYWALK PHASE-05, PLOT 5.11 | Residential | CITYWALK RESIDENTIAL 1 LLC |  | Q — Mechanical Engineering Installations | Q | Q02 | Q0201 | Q2 Pipework and gutterwork | 40mm diameter | 137 | Nr. | AED | 0 | Included in Section-Sanitary fittings and fixtures | 3.01 | Mechanical – Pipe | Length (m) | 90 | Rule | ✓ | Unpriced
| Citywalk Plot 5.11 Main Works Contract BOQ (1).xlsx | C |  |  | NEW | CITYWALK PHASE-05, PLOT 5.11 | Residential | CITYWALK RESIDENTIAL 1 LLC |  | Q — Mechanical Engineering Installations | Q | Q02 | Q0201 | Q2 Pipework and gutterwork | 20mm diameter | 1455 | Nr. | AED | 0 | Not Applicable as per Tender Query Response-1, SL No. 45 | 3.01 | Mechanical – Pipe | Length (m) | 90 | Rule | ✓ | Unpriced
| Citywalk Plot 5.11 Main Works Contract BOQ (1).xlsx | F |  |  | NEW | CITYWALK PHASE-05, PLOT 5.11 | Residential | CITYWALK RESIDENTIAL 1 LLC |  | Q — Mechanical Engineering Installations | Q | Q03 | Q0300 | Q3 Ductwork | Smoke extract ducts | 283 | m² | AED | 0 | Not Applicable, as not mentioned in specification | 5.06 | Mechanical Engineering Installations | Length (m), Weight (t), Area (m²), Enumerated (nr), Item | 63 | Fuzzy | ⚠ | Unpriced
| Citywalk Plot 5.11 Main Works Contract BOQ (1).xlsx | G |  |  | NEW | CITYWALK PHASE-05, PLOT 5.11 | Residential | CITYWALK RESIDENTIAL 1 LLC |  | Q — Mechanical Engineering Installations | Q | Q03 | Q0300 | Q3 Ductwork | Smoke makeup-air ducts | 267 | m² | AED | 0 | Not Applicable, as not mentioned in specification | 5.06 | Mechanical Engineering Installations | Length (m), Weight (t), Area (m²), Enumerated (nr), Item | 61 | Fuzzy | ⚠ | Unpriced
| Citywalk Plot 5.11 Main Works Contract BOQ (1).xlsx | H |  |  | NEW | CITYWALK PHASE-05, PLOT 5.11 | Residential | CITYWALK RESIDENTIAL 1 LLC |  | C — Concrete Work | C | C02 | C0201 | C2 Poured concrete | Staircase pressurization ducts | 3 | m² | AED | 0 | Not Applicable, as not mentioned in specification | 2.01 | Frame | Volume (m³) | 93 | Rule | ✓ | Unpriced
| Citywalk Plot 5.11 Main Works Contract BOQ (1).xlsx | J |  |  | NEW | CITYWALK PHASE-05, PLOT 5.11 | Residential | CITYWALK RESIDENTIAL 1 LLC |  | Q — Mechanical Engineering Installations | Q | Q05 | Q0507 | Q5 Automatic controls | Lift pressurization ducts | 3 | m² | AED | 0 | Not Applicable, as not mentioned in specification | 5.07 | Ventilation – Ductwork Insulation | Area (m²) | 85 | AI | ✓ | Unpriced
| Citywalk Plot 5.11 Main Works Contract BOQ (1).xlsx | C |  |  | NEW | CITYWALK PHASE-05, PLOT 5.11 | Residential | CITYWALK RESIDENTIAL 1 LLC |  | Q — Mechanical Engineering Installations | Q | Q03 | Q0300 | Q3 Ductwork | Smoke extract ducts | 10 | m² | AED | 0 | Not Applicable, as not mentioned in specification | 5.06 | Mechanical Engineering Installations | Length (m), Weight (t), Area (m²), Enumerated (nr), Item | 63 | Fuzzy | ⚠ | Unpriced
| Citywalk Plot 5.11 Main Works Contract BOQ (1).xlsx | D |  |  | NEW | CITYWALK PHASE-05, PLOT 5.11 | Residential | CITYWALK RESIDENTIAL 1 LLC |  | Q — Mechanical Engineering Installations | Q | Q03 | Q0300 | Q3 Ductwork | Smoke makeup-air ducts | 6 | m² | AED | 0 | Not Applicable, as not mentioned in specification | 5.06 | Mechanical Engineering Installations | Length (m), Weight (t), Area (m²), Enumerated (nr), Item | 61 | Fuzzy | ⚠ | Unpriced
| Citywalk Plot 5.11 Main Works Contract BOQ (1).xlsx | E |  |  | NEW | CITYWALK PHASE-05, PLOT 5.11 | Residential | CITYWALK RESIDENTIAL 1 LLC |  | Q — Mechanical Engineering Installations | Q | Q05 | Q0507 | Q5 Automatic controls | Lift pressurization ducts | 3 | m² | AED | 0 | Not Applicable, as not mentioned in specification | 5.07 | Ventilation – Ductwork Insulation | Area (m²) | 86 | AI | ✓ | Unpriced
| Citywalk Plot 5.11 Main Works Contract BOQ (1).xlsx | A |  |  | NEW | CITYWALK PHASE-05, PLOT 5.11 | Residential | CITYWALK RESIDENTIAL 1 LLC |  | A — General Requirements | A | A01 | A0101 | Conditions of contract | Allow for any other works which are not included above and which are required to complete the Mechanical Installations in accordance with the Specification and the drawings (Tenderer to list below): |  |  | AED |  |  | 9.01 | Preliminaries – Contingency | Item | 90 | Rule | ✓ | Unpriced
| Citywalk Plot 5.11 Main Works Contract BOQ (1).xlsx | K |  |  | NEW | CITYWALK PHASE-05, PLOT 5.11 | Residential | CITYWALK RESIDENTIAL 1 LLC |  | R — Electrical Engineering Installations | R | R05 | R0502 | R5 Accessories | 150x50mm | 43 | m | AED | 0 | Included if shown in drawings | 5.08 | Electrical Installations – Cable Tray | Length (m) | 85 | AI | ✓ | Unpriced
| Citywalk Plot 5.11 Main Works Contract BOQ (1).xlsx | L |  |  | NEW | CITYWALK PHASE-05, PLOT 5.11 | Residential | CITYWALK RESIDENTIAL 1 LLC |  | R — Electrical Engineering Installations | R | R05 | R0502 | R5 Accessories | 300x50mm | 17 | m | AED | 0 | Included if shown in drawings | 5.08 | Electrical Installations – Cable Tray | Length (m) | 85 | AI | ✓ | Unpriced
| Citywalk Plot 5.11 Main Works Contract BOQ (1).xlsx | A |  |  | NEW | CITYWALK PHASE-05, PLOT 5.11 | Residential | CITYWALK RESIDENTIAL 1 LLC |  | R — Electrical Engineering Installations | R | R05 | R0502 | R5 Accessories | 300x50mm | 17 | m | AED | 0 | Included if shown in drawings | 5.08 | Electrical Installations – Cable Tray | Length (m) | 85 | AI | ✓ | Unpriced
| Citywalk Plot 5.11 Main Works Contract BOQ (1).xlsx | B |  |  | NEW | CITYWALK PHASE-05, PLOT 5.11 | Residential | CITYWALK RESIDENTIAL 1 LLC |  | R — Electrical Engineering Installations | R | R05 | R0502 | R5 Accessories | 450x50mm | 7 | m | AED | 0 | Included if shown in drawings | 5.08 | Electrical Installations – Cable Tray | Length (m) | 85 | AI | ✓ | Unpriced
| Citywalk Plot 5.11 Main Works Contract BOQ (1).xlsx | C |  |  | NEW | CITYWALK PHASE-05, PLOT 5.11 | Residential | CITYWALK RESIDENTIAL 1 LLC |  | R — Electrical Engineering Installations | R | R05 | R0502 | R5 Accessories | 600x50mm | 35 | m | AED | 0 | Included if shown in drawings | 5.08 | Electrical Installations – Cable Tray | Length (m) | 85 | AI | ✓ | Unpriced
| Citywalk Plot 5.11 Main Works Contract BOQ (1).xlsx | D |  |  | NEW | CITYWALK PHASE-05, PLOT 5.11 | Residential | CITYWALK RESIDENTIAL 1 LLC |  | R — Electrical Engineering Installations | R | R05 | R0502 | R5 Accessories | 750x50mm | 33 | m | AED | 0 | Included if shown in drawings | 5.08 | Electrical Installations – Cable Tray | Length (m) | 85 | AI | ✓ | Unpriced
| Citywalk Plot 5.11 Main Works Contract BOQ (1).xlsx | K |  |  | NEW | CITYWALK PHASE-05, PLOT 5.11 | Residential | CITYWALK RESIDENTIAL 1 LLC |  | R — Electrical Engineering Installations | R | R54 | R5404 |  | CR-1; Linear track only for downlight mounting | 601 | m | AED | 0 | Included in item J | 5.08 | Electrical Installations – Lighting Systems Infrastructure | m (Linear metres) | 85 | AI | ✓ | Unpriced
| Citywalk Plot 5.11 Main Works Contract BOQ (1).xlsx | R |  |  | NEW | CITYWALK PHASE-05, PLOT 5.11 | Residential | CITYWALK RESIDENTIAL 1 LLC |  | B — Site Work | B | B23 | B2305 | B23 Railway work | Track for GY-6 | 6 | m | AED | 0 | Included in item Q | 8.01 | Site Works, Drainage, External Services & Landscaping | Volume (m³), Length (m), Area (m²), Enumerated (nr), Item | 73 | Fuzzy | ⚠ | Unpriced
| Citywalk Plot 5.11 Main Works Contract BOQ (1).xlsx | MAIN SUMMARY |  |  | NEW | CITYWALK PHASE-05, PLOT 5.11 | Residential | CITYWALK RESIDENTIAL 1 LLC |  | A — General Requirements | A | A00 | A0000 |  | Page Nr. | AMOUNT AED |  | AED |  |  | 9.01 | Preliminaries – General Requirements | Item | 75 | AI | ⚠ | Unpriced
| Citywalk Plot 5.11 Main Works Contract BOQ (1).xlsx | BILL NO. 1 - GENERAL REQUIREMENTS FOR THE WHOLE OF THE WORKS |  |  | NEW | CITYWALK PHASE-05, PLOT 5.11 | Residential | CITYWALK RESIDENTIAL 1 LLC |  | A — General Requirements | A | A00 | A0000 |  | 1/SUM | 26133396 |  | AED |  |  | 9.01 | Preliminaries – General Requirements | Item | 70 | AI | ⚠ | Unpriced
| Citywalk Plot 5.11 Main Works Contract BOQ (1).xlsx | BILL NO. 2 - BASEMENT, GROUND FLOOR AND PODIUM |  |  | NEW | CITYWALK PHASE-05, PLOT 5.11 | Residential | CITYWALK RESIDENTIAL 1 LLC |  | A — General Requirements | A | A00 | A0000 |  | 2/SUM | 49007076 |  | AED |  |  | 9.01 | Preliminaries – General Requirements | Item | 70 | AI | ⚠ | Unpriced
| Citywalk Plot 5.11 Main Works Contract BOQ (1).xlsx | BILL NO. 3 - TOWER |  |  | NEW | CITYWALK PHASE-05, PLOT 5.11 | Residential | CITYWALK RESIDENTIAL 1 LLC |  | R — Electrical Engineering Installations | R | R02 | R0200 | R2 Main circuits | 3A/SUM | 99609528 |  | AED |  |  | 5.08 | Electrical Engineering Installations | Length (m), Enumerated (nr), Item | 45 | Fuzzy | ⚠ | Unpriced
| Citywalk Plot 5.11 Main Works Contract BOQ (1).xlsx | BILL NO. 4 - DAYWORKS |  |  | NEW | CITYWALK PHASE-05, PLOT 5.11 | Residential | CITYWALK RESIDENTIAL 1 LLC |  | R — Electrical Engineering Installations | R | R02 | R0200 | R2 Main circuits | 4/DW/4 | Rates Only |  | AED |  |  | 5.08 | Electrical Engineering Installations | Length (m), Enumerated (nr), Item | 41 | Fuzzy | ⚠ | Unpriced
| Citywalk Plot 5.11 Main Works Contract BOQ (1).xlsx | TOTAL CARRIED TO FORM OF TENDER |  |  | NEW | CITYWALK PHASE-05, PLOT 5.11 | Residential | CITYWALK RESIDENTIAL 1 LLC |  | Q — Mechanical Engineering Installations | Q | Q06 | Q0600 | Q6 Connections to supply mains | AED | 173594401.3 |  | AED |  |  | 5.06 | Mechanical Engineering Installations | Length (m), Weight (t), Area (m²), Enumerated (nr), Item | 44 | Fuzzy | ⚠ | Unpriced

## ⚠ FLAGGED FOR REVIEW
FLAGGED ITEMS · 1830 items below 85% confidence · Review and correct POMI Code (Col I) where needed
AI/fuzzy suggestion is pre-filled. Override Col I (POMI Code) where incorrect.
Source Sheet | Row | Item Ref | Description | Qty | Unit | Rate AED | Amount AED | POMI Code | NRM | NRM Description | Measurement | Conf% | Stage | Reasoning
Bill 1 | 8 | A | Where any item, clause or sub-clause of the General Requirements has not been priced, it will be deemed that the value of such item, clause or sub-clause is included in the rates for measured items elsewhere in the Bills of Quantities. | Item | Item |  | Included | A000000 | 9.01 | Preliminaries / General Requirements | Item | 79 | fuzzy | Fuzzy match (79%) against: "SECTION A - GENERAL REQUIREMENTS"
Bill 1 | 10 | B | The rates and prices in the Bills of Quantities are fixed for the duration of the Contract (including any extension of the Time for Completion) and shall not be subject to any adjustment in respect of rise or fall in the cost of labour, materials, Plant, Contractor's Equipment or transport or any other matters affecting the cost of execution of the Contract. | Item | Item |  | Included | Q040000 | 5.06 | Mechanical Engineering Installations | Length (m), Weight (t), Area (m²), Enumerated (nr), Item | 79 | fuzzy | Fuzzy match (79%) against: "Q4 Equipment"
Bill 1 | 12 | C | The Contractor is deemed to have included for complying in all respects with the applicable terms, conditions and provisions of the Specification and the other documents forming the Contract in his prices for General Requirements. | Item | Item |  | Included | A020000 | 9.01 | Preliminaries / General Requirements | Item | 79 | fuzzy | Fuzzy match (79%) against: "Specification"
Bill 1 | 54 | B | 1.2 Interpretation | Item | Item |  | Included | K020000 | 4.01 | Furniture, Fittings and Equipment | Enumerated (nr), Length (m), Area (m²), Item | 60 | fuzzy | Fuzzy match (60%) against: "K2 Partitions"
Bill 1 | 60 | E | 1.5 Priority of Documents | Item | Item |  | Included | C040109 | 2.01 | Frame / Concrete Work | Volume (m³), Weight (t), Area (m²), Length (m), Enumerated (nr) | 62 | fuzzy | Fuzzy match (62%) against: "9. Sides of columns"
Bill 1 | 62 | F | 1.6 Assignment and Novation | Item | Item |  | Included | B090104 | 8.01 | Site Works, Drainage, External Services & Landscaping | Volume (m³), Length (m), Area (m²), Enumerated (nr), Item | 61 | fuzzy | Fuzzy match (61%) against: "4. Basement excavation"
Bill 1 | 68 | J | 1.9 Employer's Use of Contractor's Information | Item | Item |  | Included | A070000 | 9.01 | Preliminaries / General Requirements | Item | 74 | fuzzy | Fuzzy match (74%) against: "Contractor's facilities"
Bill 1 | 70 | K | 1.10 Contractor's Use of Employer's Information | Item | Item |  | Included | A070000 | 9.01 | Preliminaries / General Requirements | Item | 71 | fuzzy | Fuzzy match (71%) against: "Contractor's facilities"
Bill 1 | 80 | Q | 1.15 Sections | Item | Item |  | Included | A030105 | 9.01 | Preliminaries / General Requirements | Item | 73 | fuzzy | Fuzzy match (73%) against: "5. The execution or completion of the work in any specifi"
Bill 1 | 112 | E | 1.21 Independent Contractor | Item | Item |  | Included | A070104 | 9.01 | Preliminaries / General Requirements | Item | 62 | fuzzy | Fuzzy match (62%) against: "4. Water for the works; particulars shall be given if wat"
Bill 1 | 122 | J | 2.1 Right of Access to the Site | Item | Item |  | Included | A030101 | 9.01 | Preliminaries / General Requirements | Item | 73 | fuzzy | Fuzzy match (73%) against: "1. Access to and possession or use of the site"
Bill 1 | 126 | L | 2.3 Employer's Personnel | Item | Item |  | Included | A060100 | 9.01 | Preliminaries / General Requirements | Item | 66 | fuzzy | Fuzzy match (66%) against: "Particulars shall be given of any facilities required for th"
Bill 1 | 130 | M | 3.1 The Employer's Representative | Item | Item |  | Included | A060100 | 9.01 | Preliminaries / General Requirements | Item | 72 | fuzzy | Fuzzy match (72%) against: "Particulars shall be given of any facilities required for th"
Bill 1 | 132 | N | 3.2 Employer's Representative's Assistant and Employer's Representative's Consultant | Item | Item |  | Included | A060000 | 9.01 | Preliminaries / General Requirements | Item | 68 | fuzzy | Fuzzy match (68%) against: "Employer's facilities"
Bill 1 | 134 | P | 3.3 Instructions | Item | Item |  | Included | P020105 | 5.10 | Lift and Conveyor Installations | Enumerated (nr), Item | 79 | fuzzy | Fuzzy match (79%) against: "5. Documents, which shall include drawings, operating instru"
Bill 1 | 136 | Q | 3.4 Determinations | Item | Item |  | Included | A030000 | 9.01 | Preliminaries / General Requirements | Item | 63 | fuzzy | Fuzzy match (63%) against: "Restrictions"
Bill 1 | 140 | R | 4.1 Contractor's General Obligations | Item | Item |  | Included | A070000 | 9.01 | Preliminaries / General Requirements | Item | 71 | fuzzy | Fuzzy match (71%) against: "Contractor's facilities"
Bill 1 | 142 | S | 4.2 Performance Security | Item | Item |  | 1100000 | A040103 | 9.01 | Preliminaries / General Requirements | Item | 77 | fuzzy | Fuzzy match (77%) against: "3. Security"
Bill 1 | 144 | T | 4.3 Contractor's Representative | Item | Item |  | Included | A070000 | 9.01 | Preliminaries / General Requirements | Item | 71 | fuzzy | Fuzzy match (71%) against: "Contractor's facilities"
Bill 1 | 175 | F | 4.9 Site Data | Item | Item |  | Included | A050104 | 9.01 | Preliminaries / General Requirements | Item | 61 | fuzzy | Fuzzy match (61%) against: "4. Site transport"
Bill 1 | 177 | G | 4.10 Sufficiency of the Contract Price | Item | Item |  | Included | A010000 | 9.01 | Preliminaries / General Requirements | Item | 71 | fuzzy | Fuzzy match (71%) against: "Conditions of contract"
Bill 1 | 179 | H | 4.11 Unforeseeable Physical Conditions | Item | Item |  | Included | A010000 | 9.01 | Preliminaries / General Requirements | Item | 67 | fuzzy | Fuzzy match (67%) against: "Conditions of contract"
Bill 1 | 181 | J | 4.12 Rights of Way and Facilities | Item | Item |  | Included | A060000 | 9.01 | Preliminaries / General Requirements | Item | 70 | fuzzy | Fuzzy match (70%) against: "Employer's facilities"
Bill 1 | 185 | L | 4.14 Access Route | Item | Item |  | Included | A080102 | 9.01 | Preliminaries / General Requirements | Item | 63 | fuzzy | Fuzzy match (63%) against: "2. Access roads"
Bill 1 | 187 | M | 4.15 Transport of Goods | Item | Item |  | Included | A040105 | 9.01 | Preliminaries / General Requirements | Item | 68 | fuzzy | Fuzzy match (68%) against: "5. Transport of workpeople."
Bill 1 | 189 | N | 4.16 Contractor's Equipment | Item | Item |  | Included | Q040000 | 5.06 | Mechanical Engineering Installations | Length (m), Weight (t), Area (m²), Enumerated (nr), Item | 79 | fuzzy | Fuzzy match (79%) against: "Q4 Equipment"
Bill 1 | 191 | P | 4.17 Protection of the Environment | Item | Item |  | Included | N010100 | 5.13 | Specialist Installations | Enumerated (nr), Item | 62 | fuzzy | Fuzzy match (62%) against: "protection)."
Bill 1 | 195 | R | 4.19 Employer's Equipment and Free-Issue Material | Item | Item |  | Included | Q040000 | 5.06 | Mechanical Engineering Installations | Length (m), Weight (t), Area (m²), Enumerated (nr), Item | 79 | fuzzy | Fuzzy match (79%) against: "Q4 Equipment"
Bill 1 | 197 | S | 4.20 Progress Reports | Item | Item |  | Included | A060106 | 9.01 | Preliminaries / General Requirements | Item | 65 | fuzzy | Fuzzy match (65%) against: "6. Special requirements for programmes or progress charts"
Bill 1 | 199 | T | 4.21 Security of the Site | Item | Item |  | Included | A040103 | 9.01 | Preliminaries / General Requirements | Item | 75 | fuzzy | Fuzzy match (75%) against: "3. Security"
Bill 1 | 201 | U | 4.22 Contractor's Operations on Site | Item | Item |  | Included | A070000 | 9.01 | Preliminaries / General Requirements | Item | 74 | fuzzy | Fuzzy match (74%) against: "Contractor's facilities"
Bill 1 | 226 | B | 4.25 Auxiliary Works | Item | Item |  | Included | R040105 | 5.08 | Electrical Engineering Installations | Length (m), Enumerated (nr), Item | 69 | fuzzy | Fuzzy match (69%) against: "5. Auxiliary installation points (for example, bell push, te"
Bill 1 | 230 | D | 4.27 Operation and Maintenance Manuals | Item | Item |  | Included | P020105 | 5.10 | Lift and Conveyor Installations | Enumerated (nr), Item | 70 | fuzzy | Fuzzy match (70%) against: "5. Documents, which shall include drawings, operating instru"
Bill 1 | 242 | K | Clause No. - 10 Employer's Taking Over | Item | Item |  | Included | A060000 | 9.01 | Preliminaries / General Requirements | Item | 69 | fuzzy | Fuzzy match (69%) against: "Employer's facilities"
Bill 1 | 250 | P | Clause No. - 14 Contract Price and Payment |  |  |  | Included | A010000 | 9.01 | Preliminaries / General Requirements | Item | 60 | fuzzy | Fuzzy match (60%) against: "Conditions of contract"
Bill 1 | 252 | Q | 14.1 The Contract Price | Item | Item |  | Included | A010200 | 9.01 | Preliminaries / General Requirements | Item | 68 | fuzzy | Fuzzy match (68%) against: "Where there is an appendix to the conditions of contract req"
Bill 1 | 258 | T | Schedule of Contract Price | Item | Item |  | Refer to PTC no. 5 item no. 6 of Additional items section | A010200 | 9.01 | Preliminaries / General Requirements | Item | 79 | fuzzy | Fuzzy match (79%) against: "Where there is an appendix to the conditions of contract req"
Bill 1 | 264 | T | 14.4 Application for Work Done | Item | Item |  | Included | J060200 | 3.01 | Internal Finishes | Area (m²), Length (m) | 62 | fuzzy | Fuzzy match (62%) against: "J6.2 Details shall be given of any special method of applica"
Bill 1 | 286 | A | 14.6 Plant and Materials intended for the Works | Item | Item |  | Included | A090107 | 9.01 | Preliminaries / General Requirements | Item | 66 | fuzzy | Fuzzy match (66%) against: "7. Drying the works"
Bill 1 | 302 | J | 14.14 Cessation of Employer's Liability | Item | Item |  | Included | A060000 | 9.01 | Preliminaries / General Requirements | Item | 73 | fuzzy | Fuzzy match (73%) against: "Employer's facilities"
Bill 1 | 314 | Q | Clause No. - 17 Risk and Responsibility | Item | Item |  | Included | C030400 | 2.01 | Frame / Concrete Work | Volume (m³), Weight (t), Area (m²), Length (m), Enumerated (nr) | 61 | fuzzy | Fuzzy match (61%) against: "C3.4 Reinforcement shall be given as an item where the detai"
Bill 1 | 320 | T | Clause No. - 20 Claims, Disputes and Arbitration | Item | Item |  | Included | B050000 | 8.01 | Site Works, Drainage, External Services & Landscaping | Volume (m³), Length (m), Area (m²), Enumerated (nr), Item | 61 | fuzzy | Fuzzy match (61%) against: "B5 Demolitions and alterations"
Bill 1 | 343 | A | Particular Conditions | Item | Item |  | Included | C010200 | 2.01 | Frame / Concrete Work | Volume (m³), Weight (t), Area (m²), Length (m), Enumerated (nr) | 69 | fuzzy | Fuzzy match (69%) against: "C1.2 Poured concrete required by the specification to be pla"
Bill 1 | 347 | B | Access for and Possession or use of the Site | Item | Item |  | Included | A030101 | 9.01 | Preliminaries / General Requirements | Item | 79 | fuzzy | Fuzzy match (79%) against: "1. Access to and possession or use of the site"
Bill 1 | 349 | C | Limitations of working space | Item | Item |  | Included | A030102 | 9.01 | Preliminaries / General Requirements | Item | 79 | fuzzy | Fuzzy match (79%) against: "2. Limitations of working space"
Bill 1 | 351 | D | Limitations of working hours | Item | Item |  | Included | A030103 | 9.01 | Preliminaries / General Requirements | Item | 79 | fuzzy | Fuzzy match (79%) against: "3. Limitations of working hours"
Bill 1 | 353 | E | Maintenance of existing services on, under or over the Site | Item | Item |  | 25000 | A030104 | 9.01 | Preliminaries / General Requirements | Item | 79 | fuzzy | Fuzzy match (79%) against: "4. The maintenance of existing services on, under or over"
Bill 1 | 355 | F | Execution of the Works in specific order, sections or phases | Item | Item |  | Included | A030105 | 9.01 | Preliminaries / General Requirements | Item | 79 | fuzzy | Fuzzy match (79%) against: "5. The execution or completion of the work in any specifi"
Bill 1 | 359 | G | Site administration | Item | Item |  | 4500000 | A040101 | 9.01 | Preliminaries / General Requirements | Item | 79 | fuzzy | Fuzzy match (79%) against: "1. Site administration"
Bill 1 | 361 | H | Supervision | Item | Item | 0.1 | 8243396 | A040102 | 9.01 | Preliminaries / General Requirements | Item | 79 | fuzzy | Fuzzy match (79%) against: "2. Supervision"
Bill 1 | 363 | J | Co-ordination of the Works | Item | Item | 0.36 | 300000 | P030101 | 5.10 | Lift and Conveyor Installations | Enumerated (nr), Item | 72 | fuzzy | Fuzzy match (72%) against: "1. Co-ordination with other engineering installations"
Bill 1 | 365 | K | Security | Item | Item |  | 300000 | A040103 | 9.01 | Preliminaries / General Requirements | Item | 79 | fuzzy | Fuzzy match (79%) against: "3. Security"
Bill 1 | 367 | L | Safety, health and welfare of workpeople | Item | Item |  | 350000 | A040104 | 9.01 | Preliminaries / General Requirements | Item | 79 | fuzzy | Fuzzy match (79%) against: "4. Safety, health and welfare of workpeople"
Bill 1 | 369 | M | Transport of workpeople | Item | Item | 0.36 | 600000 | A040105 | 9.01 | Preliminaries / General Requirements | Item | 79 | fuzzy | Fuzzy match (79%) against: "5. Transport of workpeople."
Bill 1 | 373 | N | Small plant and tools | Item | Item | 0.28 | 300000 | A050101 | 9.01 | Preliminaries / General Requirements | Item | 79 | fuzzy | Fuzzy match (79%) against: "1. Small plant and tools"
Bill 1 | 375 | P | Scaffolding | Item | Item | 0.28 | 600000 | A050102 | 9.01 | Preliminaries / General Requirements | Item | 79 | fuzzy | Fuzzy match (79%) against: "2. Scaffolding"
Bill 1 | 377 | Q | Cranes and lifting plant | Item | Item | 0.24 | 3000000 | A050103 | 9.01 | Preliminaries / General Requirements | Item | 79 | fuzzy | Fuzzy match (79%) against: "3. Cranes and lifting plant"
Bill 1 | 379 | R | Transport | Item | Item | 0.36 | 150000 | A040105 | 9.01 | Preliminaries / General Requirements | Item | 79 | fuzzy | Fuzzy match (79%) against: "5. Transport of workpeople."
Bill 1 | 381 | S | Other plant not listed above but necessary for the completion of the Works | Item | Item | 0.36 | 25000 | A090102 | 9.01 | Preliminaries / General Requirements | Item | 72 | fuzzy | Fuzzy match (72%) against: "2. Testing of the works"
Bill 1 | 399 | A | Third Party Inspection | Item | Item | 1 | 40000 | B190500 | 8.01 | Site Works, Drainage, External Services & Landscaping | Volume (m³), Length (m), Area (m²), Enumerated (nr), Item | 66 | fuzzy | Fuzzy match (66%) against: "B19.5 Inspection chambers or the like shall be enumerated; a"
Bill 1 | 401 | B | Off Site Storage | Item | Item |  | Included | A040101 | 9.01 | Preliminaries / General Requirements | Item | 60 | fuzzy | Fuzzy match (60%) against: "1. Site administration"
Bill 1 | 405 | C | Site photographs | Item | Item | 1 | 25000 | B010000 | 8.01 | Site Works, Drainage, External Services & Landscaping | Volume (m³), Length (m), Area (m²), Enumerated (nr), Item | 61 | fuzzy | Fuzzy match (61%) against: "B1 Site exploration generally"
Bill 1 | 407 | D | Employers and Consultants Accommodation | Item | Item |  | 25000 | A070101 | 9.01 | Preliminaries / General Requirements | Item | 68 | fuzzy | Fuzzy match (68%) against: "1. Accommodation and buildings, including offices, labora"
Bill 1 | 411 | E | Offices, laboratories, compounds, stores, messing facilities and living accommodation | Item | Item |  | 1000000 | A070101 | 9.01 | Preliminaries / General Requirements | Item | 79 | fuzzy | Fuzzy match (79%) against: "1. Accommodation and buildings, including offices, labora"
Bill 1 | 413 | F | Off-site storage | Item | Item |  | Included | F070100 | 2.01 | Frame / Woodwork | Length (m), Area (m²), Enumerated (nr) | 65 | fuzzy | Fuzzy match (65%) against: "F7.1 Unless otherwise stated, composite items (which shall m"
Bill 1 | 415 | G | Temporary fencing, hoardings, screens and guardrails | Item | Item |  | 120000 | A070102 | 9.01 | Preliminaries / General Requirements | Item | 79 | fuzzy | Fuzzy match (79%) against: "2. Temporary fencing, including hoardings, screens, roofs"
Bill 1 | 417 | H | Temporary roads, hardstandings and crossings | Item | Item |  | 20000 | A070103 | 9.01 | Preliminaries / General Requirements | Item | 79 | fuzzy | Fuzzy match (79%) against: "3. Temporary roads, including hardstandings and crossings"
Bill 1 | 419 | J | Water for the Works | Item | Item | 0.36 | 950000 | A070104 | 9.01 | Preliminaries / General Requirements | Item | 79 | fuzzy | Fuzzy match (79%) against: "4. Water for the works; particulars shall be given if wat"
Bill 1 | 421 | K | Compressed air for the Works | Item | Item |  | Included | A080107 | 9.01 | Preliminaries / General Requirements | Item | 76 | fuzzy | Fuzzy match (76%) against: "7. Compressed air for tunnelling."
Bill 1 | 423 | L | Lighting and power for the Works | Item | Item | 0.3 | 2500000 | A070105 | 9.01 | Preliminaries / General Requirements | Item | 79 | fuzzy | Fuzzy match (79%) against: "5. Lighting and power for the works; particulars shall be"
Bill 1 | 425 | M | Temporary telephones, electronic mail and facsimile facilities | Item | Item | 0.35 | 450000 | A080000 | 9.01 | Preliminaries / General Requirements | Item | 79 | fuzzy | Fuzzy match (79%) against: "Temporary works"
Bill 1 | 429 | N | Traffic diversion | Item | Item |  | Included | A080101 | 9.01 | Preliminaries / General Requirements | Item | 79 | fuzzy | Fuzzy match (79%) against: "1. Traffic diversion"
Bill 1 | 431 | P | Access roads | Item | Item |  | Included | A080102 | 9.01 | Preliminaries / General Requirements | Item | 79 | fuzzy | Fuzzy match (79%) against: "2. Access roads"
Bill 1 | 433 | Q | Design and removal | Item | Item |  | Included | B050000 | 8.01 | Site Works, Drainage, External Services & Landscaping | Volume (m³), Length (m), Area (m²), Enumerated (nr), Item | 60 | fuzzy | Fuzzy match (60%) against: "B5 Demolitions and alterations"
Bill 1 | 435 | R | Pumping | Item | Item |  | Included | A080105 | 9.01 | Preliminaries / General Requirements | Item | 79 | fuzzy | Fuzzy match (79%) against: "5. Pumping"
Bill 1 | 456 | A | Services and Facilities | Item | Item |  | Included | A060101 | 9.01 | Preliminaries / General Requirements | Item | 69 | fuzzy | Fuzzy match (69%) against: "1. Temporary accommodation (for example, offices, laborat"
Bill 1 | 458 | B | Wild Air | Item | Item |  | Refer to PTC No.5, Item 11 of Section A | A080107 | 9.01 | Preliminaries / General Requirements | Item | 63 | fuzzy | Fuzzy match (63%) against: "7. Compressed air for tunnelling."
Bill 1 | 462 | C | Testing of materials | Item | Item | 0.7 | 70000 | A090101 | 9.01 | Preliminaries / General Requirements | Item | 79 | fuzzy | Fuzzy match (79%) against: "1. Testing of materials"
Bill 1 | 464 | D | Testing of the Works | Item | Item |  | Included | A090102 | 9.01 | Preliminaries / General Requirements | Item | 79 | fuzzy | Fuzzy match (79%) against: "2. Testing of the works"
Bill 1 | 466 | E | Protecting the Works from inclement weather | Item | Item |  | Included | A090103 | 9.01 | Preliminaries / General Requirements | Item | 79 | fuzzy | Fuzzy match (79%) against: "3. Protecting the works from inclement weather"
Bill 1 | 468 | F | Precautions against fire | Item | Item | 0.7 | 100000 | D020102 | 2.05 | External Walls / Masonry | Area (m²), Length (m), Volume (m³) | 60 | fuzzy | Fuzzy match (60%) against: "2. Walls built against other construction"
Bill 1 | 470 | G | Removing rubbish, protective casings and coverings and cleaning the Works at completion | Item | Item | 0.7 | 350000 | A090104 | 9.01 | Preliminaries / General Requirements | Item | 79 | fuzzy | Fuzzy match (79%) against: "4. Removing rubbish, protective casings and coverings and"
Bill 1 | 472 | H | Traffic regulations | Item | Item |  | Included | A090105 | 9.01 | Preliminaries / General Requirements | Item | 79 | fuzzy | Fuzzy match (79%) against: "5. Traffic regulations"
Bill 1 | 474 | J | Maintenance of public and private roads | Item | Item |  | Included within the plot limit | A090106 | 9.01 | Preliminaries / General Requirements | Item | 79 | fuzzy | Fuzzy match (79%) against: "6. Maintenance of public and private roads '"
Bill 1 | 476 | K | Drying the Works | Item | Item |  | Included | A090107 | 9.01 | Preliminaries / General Requirements | Item | 79 | fuzzy | Fuzzy match (79%) against: "7. Drying the works"
Bill 1 | 478 | L | Control of noise and pollution | Item | Item |  | Included | A090108 | 9.01 | Preliminaries / General Requirements | Item | 79 | fuzzy | Fuzzy match (79%) against: "8. Control of noise and pollution"
Bill 1 | 480 | M | Statutory obligations | Item | Item |  | Included | A090109 | 9.01 | Preliminaries / General Requirements | Item | 79 | fuzzy | Fuzzy match (79%) against: "9. All statutory obligations"
Bill 1 | 482 | N | Project notice boards | Item | Item |  | Included | A030000 | 9.01 | Preliminaries – Site Facilities & Temporary Works | Item | 80 | ai | Project notice boards are temporary site facilities and communications equipment required during construction.
Bill 1 | 484 | P | All mock-ups, prototypes and samples required by the Specification and the Drawings | Item | Item | 0.7 | 60000 | A020000 | 9.01 | Preliminaries / General Requirements | Item | 79 | fuzzy | Fuzzy match (79%) against: "Specification"
Bill 1 | 486 | Q | Design of the Works to the extent provided for in the Contract | Item | Item |  | Included | A090102 | 9.01 | Preliminaries / General Requirements | Item | 71 | fuzzy | Fuzzy match (71%) against: "2. Testing of the works"
Bill 1 | 488 | R | Sustainable design requirements | Item | Item |  | 100000 | A000000 | 9.01 | Preliminaries / General Requirements | Item | 65 | fuzzy | Fuzzy match (65%) against: "SECTION A - GENERAL REQUIREMENTS"
Bill 1 | 490 | S | Provision of as-built drawings, specifications, method statements, quality control records, operations and maintenance manuals, manufacturers literature, certificates, risk assessments and other information requested by the Employer | Item | Item | 1 | 120000 | R060000 | 5.08 | Electrical Engineering Installations | Length (m), Enumerated (nr), Item | 65 | fuzzy | Fuzzy match (65%) against: "R6 Control gear"
Bill 1 | 508 | A | Warranties | Item | Item | 1 | 80000 | A000000 | 9.01 | Preliminaries – Contract Administration | Item | 80 | ai | Warranties are contract obligations and post-completion administrative requirements.
Bill 1 | 510 | B | Spares as per specifications | Item | Item |  | Included in respective BOQ items | A020000 | 9.01 | Preliminaries / General Requirements | Item | 79 | fuzzy | Fuzzy match (79%) against: "Specification"
Bill 1 | 512 | C | Pest Control | Item | Item | 1 | 5000 | A090108 | 9.01 | Preliminaries / General Requirements | Item | 74 | fuzzy | Fuzzy match (74%) against: "8. Control of noise and pollution"
Bill 1 | 514 | D | Project close out requirements | Item | Item |  | 25000 | A060106 | 9.01 | Preliminaries / General Requirements | Item | 64 | fuzzy | Fuzzy match (64%) against: "6. Special requirements for programmes or progress charts"
Bill 1 | 567 | A | Allow for any other General Requirements which are not included above but which are required to complete the Works (Tenderer to list below): | Item | Item |  | 0 | A000000 | 9.01 | Preliminaries / General Requirements | Item | 79 | fuzzy | Fuzzy match (79%) against: "SECTION A - GENERAL REQUIREMENTS"
2B | 28 | D | 1000mm diameter piles | 166 | Nr. | 1545 | 256470 | B190400 | 8.01 | Site Works, Drainage, External Services & Landscaping | Volume (m³), Length (m), Area (m²), Enumerated (nr), Item | 78 | fuzzy | Fuzzy match (78%) against: "B19.4 Concrete beds and coverings for drain pipes shall each"
2B | 82 | B | Excavation to reduce level; to paving area | 118 | m³ | 75 | 8850 | B090000 | 8.01 | Site Works, Drainage, External Services & Landscaping | Volume (m³), Length (m), Area (m²), Enumerated (nr), Item | 79 | fuzzy | Fuzzy match (79%) against: "B9 Excavation"
2B | 96 | B | Surplus from paving area | 118 | m³ | 25 | 2950 | B020200 | 8.01 | External Works – Earthworks Excavation | Volume (m³) | 80 | ai | Surplus excavation from paving area is classified as earthworks removal and disposal.
2B | 175 | A | Average depth of trench exceeding 500mm but not exceeding 1000mm | 4 | m | 5 | 20 | B020200 | 8.01 | External Works – Trench Excavation | Volume (m³) | 82 | ai | Trench excavation exceeding 500mm depth is classified as earthworks excavation.
2B | 238 | B | 800mm thick | 178 | m³ | 63 | 11214 | B030100 | 8.01 | External Works – Base Course | Area (m²) | 80 | ai | 800mm thick aggregate base is an unusually thick sub-base or fill layer.
2B | 310 | A | 160mm diameter | 1 | m | 284 | 284 | B190400 | 8.01 | Site Works, Drainage, External Services & Landscaping | Volume (m³), Length (m), Area (m²), Enumerated (nr), Item | 73 | fuzzy | Fuzzy match (73%) against: "B19.4 Concrete beds and coverings for drain pipes shall each"
2B | 320 | E | 160mm diameter | 14 | m | 284 | 3976 | B190400 | 8.01 | Site Works, Drainage, External Services & Landscaping | Volume (m³), Length (m), Area (m²), Enumerated (nr), Item | 73 | fuzzy | Fuzzy match (73%) against: "B19.4 Concrete beds and coverings for drain pipes shall each"
2B | 336 | K | 160mm diameter | 69 | m | 284 | 19596 | B190400 | 8.01 | Site Works, Drainage, External Services & Landscaping | Volume (m³), Length (m), Area (m²), Enumerated (nr), Item | 73 | fuzzy | Fuzzy match (73%) against: "B19.4 Concrete beds and coverings for drain pipes shall each"
2B | 342 | M | 160mm diameter | 3 | m | 284 | 852 | B190400 | 8.01 | Site Works, Drainage, External Services & Landscaping | Volume (m³), Length (m), Area (m²), Enumerated (nr), Item | 73 | fuzzy | Fuzzy match (73%) against: "B19.4 Concrete beds and coverings for drain pipes shall each"
2B | 346 | N | 160mm diameter | 3 | m | 0 | Included | B190400 | 8.01 | Site Works, Drainage, External Services & Landscaping | Volume (m³), Length (m), Area (m²), Enumerated (nr), Item | 73 | fuzzy | Fuzzy match (73%) against: "B19.4 Concrete beds and coverings for drain pipes shall each"
2B | 361 | C | 160mm diameter | 86 | m | 0 | Included | B190400 | 8.01 | Site Works, Drainage, External Services & Landscaping | Volume (m³), Length (m), Area (m²), Enumerated (nr), Item | 73 | fuzzy | Fuzzy match (73%) against: "B19.4 Concrete beds and coverings for drain pipes shall each"
2B | 371 | G | 160mm diameter | 86 | m | 0 | Included | B190400 | 8.01 | Site Works, Drainage, External Services & Landscaping | Volume (m³), Length (m), Area (m²), Enumerated (nr), Item | 73 | fuzzy | Fuzzy match (73%) against: "B19.4 Concrete beds and coverings for drain pipes shall each"
2B | 381 | K | 160mm diameter | 3 | Nr. | 150 | 450 | B190400 | 8.01 | Site Works, Drainage, External Services & Landscaping | Volume (m³), Length (m), Area (m²), Enumerated (nr), Item | 73 | fuzzy | Fuzzy match (73%) against: "B19.4 Concrete beds and coverings for drain pipes shall each"
2B | 436 | A | Allow for connection to drainage network | 1 | Item | 3750 | 3750 | Q060000 | 5.06 | Mechanical Engineering Installations | Length (m), Weight (t), Area (m²), Enumerated (nr), Item | 71 | fuzzy | Fuzzy match (71%) against: "Q6 Connections to supply mains"
2B | 545 | E | 75mm (3 inch) diameter | 48 | m | 101 | 4848 | B190400 | 8.01 | Site Works, Drainage, External Services & Landscaping | Volume (m³), Length (m), Area (m²), Enumerated (nr), Item | 61 | fuzzy | Fuzzy match (61%) against: "B19.4 Concrete beds and coverings for drain pipes shall each"
2B | 547 | F | 100mm (4 inch) diameter | 15 | m | 133 | 1995 | B190400 | 8.01 | Site Works, Drainage, External Services & Landscaping | Volume (m³), Length (m), Area (m²), Enumerated (nr), Item | 60 | fuzzy | Fuzzy match (60%) against: "B19.4 Concrete beds and coverings for drain pipes shall each"
2B | 549 | G | 150mm (6 inch) diameter | 1 | m | 228 | 228 | B190400 | 8.01 | Site Works, Drainage, External Services & Landscaping | Volume (m³), Length (m), Area (m²), Enumerated (nr), Item | 60 | fuzzy | Fuzzy match (60%) against: "B19.4 Concrete beds and coverings for drain pipes shall each"
2B | 555 | H | 25mm (1 inch) diameter; for palm tree, shrubs and GC | 1 | Nr. | 2750 | 2750 | K020100 | 4.01 | Furniture, Fittings and Equipment | Enumerated (nr), Length (m), Area (m²), Item | 63 | fuzzy | Fuzzy match (63%) against: "K2.1 Partitions shall be measured by length, taken over all "
2B | 557 | J | 40mm (1.5 inch) diameter; for palm tree, shrubs and GC | 3 | Nr. | 3713 | 11139 | K020100 | 4.01 | Furniture, Fittings and Equipment | Enumerated (nr), Length (m), Area (m²), Item | 62 | fuzzy | Fuzzy match (62%) against: "K2.1 Partitions shall be measured by length, taken over all "
2B | 577 | A | 75mm (3 inch) diameter | 1 | Nr. | 3025 | 3025 | B190400 | 8.01 | Site Works, Drainage, External Services & Landscaping | Volume (m³), Length (m), Area (m²), Enumerated (nr), Item | 61 | fuzzy | Fuzzy match (61%) against: "B19.4 Concrete beds and coverings for drain pipes shall each"
2B | 581 | B | 75mm (3 inch) diameter | 1 | Nr. | 3713 | 3713 | B190400 | 8.01 | Site Works, Drainage, External Services & Landscaping | Volume (m³), Length (m), Area (m²), Enumerated (nr), Item | 61 | fuzzy | Fuzzy match (61%) against: "B19.4 Concrete beds and coverings for drain pipes shall each"
2B | 585 | C | Drip riser point | 150 | Nr. | 66 | 9900 | R040103 | 5.08 | Electrical Engineering Installations | Length (m), Enumerated (nr), Item | 60 | fuzzy | Fuzzy match (60%) against: "3. General purpose socket outlets; multi-gang socket outlets"
2B | 601 | H | Decoder cable | 171 | m | 50 | 8550 | R020200 | 5.08 | Electrical Engineering Installations | Length (m), Enumerated (nr), Item | 78 | fuzzy | Fuzzy match (78%) against: "R2.2 Cable shall be measured by length."
2B | 605 | J | 25mm (1 inch) diameter | 1 | Nr. | 344 | 344 | B190400 | 8.01 | Site Works, Drainage, External Services & Landscaping | Volume (m³), Length (m), Area (m²), Enumerated (nr), Item | 61 | fuzzy | Fuzzy match (61%) against: "B19.4 Concrete beds and coverings for drain pipes shall each"
2B | 607 | K | Pull box | 9 | Nr. | 619 | 5571 | B040700 | 8.01 | External Works – Hose Outlet | Item | 82 | ai | Hose BIB connection pull box is an external water outlet accessory.
2B | 609 | L | Moisture sensor | 1 | Nr. | 7563 | 7563 | G000000 | 2.03 | Roof / Thermal & Moisture Protection | Area (m²), Length (m), Enumerated (nr) | 79 | fuzzy | Fuzzy match (79%) against: "SECTION G - THERMAL AND MOISTURE PROTECTION"
2B | 611 | M | Corning point | 2 | Nr. | 4813 | 9626 | R040103 | 5.08 | Electrical Engineering Installations | Length (m), Enumerated (nr), Item | 67 | fuzzy | Fuzzy match (67%) against: "3. General purpose socket outlets; multi-gang socket outlets"
2B | 613 | N | Decoder controller | 1 | Nr. | 30250 | 30250 | R060000 | 5.08 | Electrical Engineering Installations | Length (m), Enumerated (nr), Item | 71 | fuzzy | Fuzzy match (71%) against: "R6 Control gear"
2B | 615 | P | Irrigation controller/ timer; battery operated with built in solenoid valve | 1 | Nr. | 11000 | 11000 | Q050200 | 5.06 | Mechanical Engineering Installations | Length (m), Weight (t), Area (m²), Enumerated (nr), Item | 68 | fuzzy | Fuzzy match (68%) against: "Q5.2 Wiring, pneumatic tubing, isolators, starters, relays o"
2B | 617 | Q | Puddle flange | 1 | Nr. | 228 | 228 | B040700 | 8.01 | External Works – Hose Outlet | Item | 82 | ai | Hose BIB connection puddle flange is an external water outlet sealing component.
2B | 638 | D | Allow for water mains supply connections including valve chamber, beds and surrounds, uPVC ducts, manholes and all necessary ancillary work | 0 | Item | 0 | Included in MEP | Q060000 | 5.06 | Mechanical Engineering Installations | Length (m), Weight (t), Area (m²), Enumerated (nr), Item | 79 | fuzzy | Fuzzy match (79%) against: "Q6 Connections to supply mains"
2B | 642 | E | Allow for electricity mains supply connections including beds and surrounds, uPVC ducts, manholes and all necessary ancillary work | 0 | Item | 0 | Included in MEP | Q060000 | 5.06 | Mechanical Engineering Installations | Length (m), Weight (t), Area (m²), Enumerated (nr), Item | 79 | fuzzy | Fuzzy match (79%) against: "Q6 Connections to supply mains"
2B | 669 | C | LL-8; 27W LED, column mounted indirect light with asymmetrical beam 53° distribution, IP67 | 12 | Nr. | 2800 | 33600 | C050200 | 2.01 | Frame / Concrete Work | Volume (m³), Weight (t), Area (m²), Length (m), Enumerated (nr) | 64 | fuzzy | Fuzzy match (64%) against: "C5.2 Reinforcement shall be measured in accordance with clau"
2B | 671 | D | LL-10; 8W LED, floor recessed path way light, 90° bidirectional beam, IP67 | 4 | Nr. | 1688 | 6752 | R520100 | 5.12 | Electrical – Lighting – External Pathway Lights (Supply) | Number | 72 | ai | LED pathway light supply only; classified under electrical installations for external lighting fixtures.
2B | 673 | E | LL-11; 8W LED, floor recessed path way light, 180° beam angle, IP67 | 8 | Nr. | 1791 | 14328 | R520100 | 5.12 | Electrical – Lighting – External Pathway Lights (Supply) | Number | 72 | ai | LED floor recessed pathway light supply only; external lighting fixture component.
2B | 677 | F | LL-1; 8.5W LED, spike tree light, 35° beam angle, IP67 | 72 | Nr. | 112 | 8064 | R520200 | 5.12 | Electrical – Lighting – External Tree/Spike Lights (Installation) | Number | 75 | ai | LED spike tree light installation; classified under electrical external lighting installations.
2B | 679 | G | LL-2; 8.7W LED, bollard light, asymmetrical beam, IP65 | 72 | Nr. | 112 | 8064 | R520200 | 5.12 | Electrical – Lighting – External Bollard Lights (Installation) | Number | 76 | ai | LED bollard light installation; external site lighting fixture installation work.
2B | 681 | H | LL-8; 27W LED, column mounted indirect light with asymmetrical beam 53° distribution, IP67 | 12 | Nr. | 112 | 1344 | C050200 | 2.01 | Frame / Concrete Work | Volume (m³), Weight (t), Area (m²), Length (m), Enumerated (nr) | 64 | fuzzy | Fuzzy match (64%) against: "C5.2 Reinforcement shall be measured in accordance with clau"
2B | 683 | J | LL-10; 8W LED, floor recessed path way light, 90° bidirectional beam, IP67 | 4 | Nr. | 112 | 448 | R520200 | 5.12 | Electrical – Lighting – External Pathway Lights (Installation) | Number | 75 | ai | LED floor recessed pathway light installation; classified under electrical external lighting installations.
2B | 685 | K | LL-11; 8W LED, floor recessed path way light, 180° beam angle, IP67 | 8 | Nr. | 112 | 896 | R520200 | 5.12 | Electrical – Lighting – External Pathway Lights (Installation) | Number | 75 | ai | LED floor recessed pathway light installation; external lighting fixture installation.
2B | 689 | L | Allow for telecommunication connections including beds and surrounds, uPVC ducts, manholes and all necessary ancillary work | 1 | Item | 21086 | 21086 | A070102 | 9.01 | Preliminaries / General Requirements | Item | 70 | fuzzy | Fuzzy match (70%) against: "2. Temporary fencing, including hoardings, screens, roofs"
2B | 706 | B | Full HD 1080P day/night outdoor bullet camera; detection; CDW-XX-WP (Cam-6) | 11 | Nr. | 7983 | 87813 | R540100 | 5.12 | Electrical – Security & Communication – CCTV Camera (Detection) | Number | 78 | ai | Full HD outdoor CCTV bullet camera for detection; classified under electrical security installations.
2B | 708 | C | Full HD 1080P day/night outdoor bullet camera; monitoring; CMW-XX-WP (Cam-13) | 17 | Nr. | 7983 | 135711 | R540100 | 5.12 | Electrical – Security & Communication – CCTV Camera (Monitoring) | Number | 78 | ai | Full HD outdoor CCTV bullet camera for monitoring; classified under electrical security/communication systems.
2B | 761 | A | Polystyrene; to paving areas | 117 | m³ | 919 | 107523 | C020108 | 2.01 | Frame / Concrete Work | Volume (m³), Weight (t), Area (m²), Length (m), Enumerated (nr) | 66 | fuzzy | Fuzzy match (66%) against: "8. Beams (measured below the slab), which shall include lint"
2B | 765 | B | P01; Size 600 x 300x 20mm thick; to primary pathway | 640 | m² | 544 | 348160 | B090500 | 8.01 | External Works – Paving & Surfacing – Paving Units | Area (m²) | 80 | ai | Concrete paving units 600×300×20mm to primary pathway; external paving and surfacing work.
2B | 779 | A | P02; Size 600 x 300x 20mm thick; to secondary pathway | 419 | m² | 544 | 227936 | B250102 | 8.01 | Site Works, Drainage, External Services & Landscaping | Volume (m³), Length (m), Area (m²), Enumerated (nr), Item | 66 | fuzzy | Fuzzy match (66%) against: "2. Secondary lining."
2B | 783 | B | P03; Size 600 x 300x 20mm thick; to entrance to private balconies | 96 | m² | 564 | 54144 | B090500 | 8.01 | External Works – Paving & Surfacing – Paving Units | Area (m²) | 80 | ai | Concrete paving units 600×300×20mm to balcony entrance; external paving work.
2B | 787 | C | P04; Size 600 x 300x 80mm thick; to banding | 401 | m | 0 | Not Shown in Drawing | B090500 | 8.01 | External Works – Paving & Surfacing – Paving Units (Heavy Duty) | Area (m²) | 79 | ai | Concrete paving units 600×300×80mm for banding; thicker specification for heavy-duty external paving.
2B | 791 | D | C01; Size 200 x 600 x 50mm thick | 279 | m | 186 | 51894 | B090500 | 8.01 | External Works – Paving & Surfacing – Paving Units | Area (m²) | 80 | ai | Concrete unit C01 200×600×50mm; external paving units.
2B | 795 | E | C02; Size 200 x 600 x 50mm thick | 63 | m | 399 | 25137 | B090500 | 8.01 | External Works – Paving & Surfacing – Paving Units | Area (m²) | 80 | ai | Concrete unit C02 200×600×50mm; external paving units.
2B | 799 | F | P06; To kids play area; multi colour tone mix | 170 | m² | 770 | 130900 | B090500 | 8.01 | External Works – Paving & Surfacing – Paving Units (Coloured) | Area (m²) | 77 | ai | Multi-colour paving to children's play area; decorative paving and surfacing work.
2B | 810 | A | K01; Size 600 x 200 x 300mm thick | 121 | m | 163 | 19723 | B090500 | 8.01 | External Works – Paving & Surfacing – Paving Units (Thick) | Number | 75 | ai | Large thick paving/edging unit K01 600×200×300mm; heavy-duty external paving element.
2B | 812 | B | K01; Size 600 x 200 x 300mm thick; curved | 45 | m | 173 | 7785 | B240104 | 8.01 | Site Works, Drainage, External Services & Landscaping | Volume (m³), Length (m), Area (m²), Enumerated (nr), Item | 63 | fuzzy | Fuzzy match (63%) against: "4. Curved shafts"
2B | 816 | C | K02; Size 600 x 200 x 180mm thick | 23 | m | 188 | 4324 | B090500 | 8.01 | External Works – Paving & Surfacing – Paving Units (Thick) | Number | 75 | ai | Thick paving unit K02 600×200×180mm; heavy-duty external surfacing element.
2B | 818 | D | K02; Size 600 x 200 x 180mm thick; curved | 1 | m | 209 | 209 | B240104 | 8.01 | Site Works, Drainage, External Services & Landscaping | Volume (m³), Length (m), Area (m²), Enumerated (nr), Item | 63 | fuzzy | Fuzzy match (63%) against: "4. Curved shafts"
2B | 824 | E | G01; 150mm thick | 119 | m² | 289 | 34391 | B090300 | 8.01 | External Works – Paving & Surfacing – Gravel/Base Course | Area (m²) | 70 | ai | 150mm thick gravel or aggregate base layer G01; external paving base preparation.
2B | 828 | F | B01; 300-1000mm diameter | 16 | Nr. | 1375 | 22000 | B090300 | 8.01 | External Works – Paving & Surfacing – Bollards/Edging | Number | 72 | ai | Bollard B01 300-1000mm diameter; boundary or edge protection element for external works.
2B | 845 | A | D-01; size 1850 x 137 x 20mm thick | 283 | m² | 1031 | 291773 | B090500 | 8.01 | External Works – Paving & Surfacing – Decking/Timber Boards | Area (m²) | 72 | ai | Timber decking D-01 1850×137×20mm; external paving/surfacing material.
2B | 849 | B | P09; Polyurethane resin floor | 29 | m² | 206 | 5974 | B090500 | 8.01 | External Works – Paving & Surfacing – Resin Flooring | Area (m²) | 76 | ai | Polyurethane resin floor P09; specialist external surfacing finish.
2B | 853 | C | E01; 3mm thick; 6mm flat top; 150mm high | 40 | m | 131 | 5240 | B090300 | 8.01 | External Works – Paving & Surfacing – Edging/Kerb | Length (m) | 78 | ai | Aluminium edging E01 3mm×6mm flat top 150mm high; external edge/boundary detail.
2B | 855 | D | E03; 3mm thick; 6mm flat top; 40mm high | 446 | m | 94 | 41924 | B090300 | 8.01 | External Works – Paving & Surfacing – Edging/Kerb | Length (m) | 78 | ai | Aluminium edging E03 3mm×6mm flat top 40mm high; low-level external edge detail.
2B | 861 | E | Precast concrete paver; to building surround | 289 | m² | 220 | 63580 | C050000 | 2.01 | Frame / Concrete Work | Volume (m³), Weight (t), Area (m²), Length (m), Enumerated (nr) | 79 | fuzzy | Fuzzy match (79%) against: "C5 Precast concrete"
2B | 865 | F | 150mm thick | 143 | m² | 289 | 41327 | B090300 | 8.01 | External Works – Paving & Surfacing – Base Course | Area (m²) | 75 | ai | 150mm thick on-grade base layer; external paving base preparation.
2B | 869 | G | 50mm high | 84 | m | 104 | 8736 | B090300 | 8.01 | External Works – Paving & Surfacing – Edging/Kerb | Length (m) | 78 | ai | Aluminium edging 3mm×6mm flat top 50mm high; external paving edge detail.
2B | 892 | A | Imported planting soil; sweet soil with fertilizers and soil amendments as required | 744 | m³ | 118 | 87792 | K010100 | 4.01 | Furniture, Fittings and Equipment | Enumerated (nr), Length (m), Area (m²), Item | 65 | fuzzy | Fuzzy match (65%) against: "K1.1 For the purposes of identification, accessories to be m"
2B | 894 | B | Planting soil/ permeable light weight soil; under paving/ deck; to enhance the root growth | 388 | m³ | 283 | 109804 | K010100 | 4.01 | Furniture, Fittings and Equipment | Enumerated (nr), Length (m), Area (m²), Item | 62 | fuzzy | Fuzzy match (62%) against: "K1.1 For the purposes of identification, accessories to be m"
2B | 898 | C | Albizia lebbeck; 3.0m high | 9 | Nr. | 1650 | 14850 | B130100 | 8.01 | External Works – Landscape – Trees (Large) | Number | 82 | ai | Large tree planting Albizia lebbeck 3.0m high with soil and ancillary works; landscape tree installation.
2B | 900 | D | Bucida buceras; 3.0m high | 16 | Nr. | 1733 | 27728 | B130100 | 8.01 | External Works – Landscape – Trees (Large) | Number | 82 | ai | Large tree planting Bucida buceras 3.0m high; landscape tree installation with soil.
2B | 902 | E | Callistemon viminalis; 3.0m high | 10 | Nr. | 1815 | 18150 | B130100 | 8.01 | External Works – Landscape – Trees (Large) | Number | 82 | ai | Large tree planting Callistemon viminalis 3.0m high; landscape tree installation.
2B | 904 | F | Hibiscus tiliaceus; 3.0m high | 13 | Nr. | 1774 | 23062 | B130100 | 8.01 | External Works – Landscape – Trees (Large) | Number | 82 | ai | Large tree planting Hibiscus tiliaceus 3.0m high; landscape tree installation with soil.
2B | 906 | G | Peltophorum pterocarpum; 3.0m high | 9 | Nr. | 1788 | 16092 | B130100 | 8.01 | External Works – Landscape – Trees (Large) | Number | 82 | ai | Large tree planting Peltophorum pterocarpum 3.0m high; landscape tree installation.
2B | 908 | H | Plumeria obtusa; 2.0m high | 6 | Nr. | 1650 | 9900 | B130100 | 8.01 | External Works – Landscape – Trees (Medium) | Number | 81 | ai | Medium tree planting Plumeria obtusa 2.0m high; landscape tree installation.
2B | 919 | A | Bismarckia nobilis; 3.5m high | 3 | Nr. | 10313 | 30939 | B130100 | 8.01 | External Works – Landscape – Trees (Large) | Number | 82 | ai | Large palm tree Bismarckia nobilis 3.5m high; landscape tree installation.
2B | 921 | B | Washingtonia robusta; 5.0m high | 15 | Nr. | 7150 | 107250 | B130100 | 8.01 | External Works – Landscape – Trees (Large) | Number | 82 | ai | Large palm tree Washingtonia robusta 5.0m high; landscape tree installation.
2B | 925 | C | Ground covers; Asystasia Gangetica; 300mm high | 65 | Nr. | 16 | 1040 | B130200 | 8.01 | External Works – Landscape – Ground Covers & Planting | Area (m²) | 80 | ai | Ground cover plant Asystasia gangetica 300mm high; landscape planting work.
2B | 927 | D | Ground covers; Ipomoea pes-caprae; 700mm high | 64 | Nr. | 15 | 960 | B130200 | 8.01 | External Works – Landscape – Ground Covers & Planting | Area (m²) | 80 | ai | Ground cover plant Ipomoea pes-caprae 700mm high; landscape planting work.
2B | 929 | E | Ground covers; Wedelia trilobata; 300mm high | 50 | Nr. | 25 | 1250 | B130200 | 8.01 | External Works – Landscape – Ground Covers & Planting | Area (m²) | 80 | ai | Ground cover plant Wedelia trilobata 300mm high; landscape planting work.
2B | 931 | F | Shrubs; Caesalpinia Pulcherrima; 800mm high | 25 | Nr. | 63 | 1575 | B130200 | 8.01 | External Works – Landscape – Shrubs & Planting | Number | 80 | ai | Shrub planting Caesalpinia pulcherrima 800mm high; landscape shrub installation.
2B | 933 | G | Shrubs; Canna indica; 300mm high | 115 | Nr. | 39 | 4485 | B130200 | 8.01 | External Works – Landscape – Shrubs & Planting | Number | 80 | ai | Shrub planting Canna indica 300mm high; landscape shrub installation.
2B | 935 | H | Shrubs; Conocarpus erectus 'Silverleaf' | 254 | Nr. | 63 | 16002 | B130200 | 8.01 | External Works – Landscape – Shrubs & Planting | Number | 80 | ai | Shrub planting Conocarpus erectus 'Silverleaf'; landscape shrub installation.
2B | 937 | J | Shrubs; Dodonea viscosa; 500mm high | 482 | Nr. | 31 | 14942 | B130200 | 8.01 | External Works – Landscape – Shrubs & Planting | Number | 80 | ai | Shrub planting Dodonea viscosa 500mm high; landscape shrub installation.
2B | 973 | G | Maintenance and management during contract period and up to date of Taking Over as per specifications | 1 | Item | 75625 | 75625 | A010000 | 9.01 | Preliminaries / General Requirements | Item | 68 | fuzzy | Fuzzy match (68%) against: "Conditions of contract"
2B | 975 | H | Maintenance and management during Defects Liabilities Period as per specifications | 1 | Item | 99000 | 99000 | A020000 | 9.01 | Preliminaries / General Requirements | Item | 62 | fuzzy | Fuzzy match (62%) against: "Specification"
2B | 979 | J | Tree stakes; 2nr pressure treated softwood stake post of size 50mm dia.; stained mid brown colour; 1000mm minimum length below grouns and 1100mm minimum length above ground; including 25 x 3mm 'Rainbw' ties | 81 | Nr. | 108 | 8748 | K020100 | 4.01 | Furniture, Fittings and Equipment | Enumerated (nr), Length (m), Area (m²), Item | 63 | fuzzy | Fuzzy match (63%) against: "K2.1 Partitions shall be measured by length, taken over all "
2B | 981 | K | Tree ties; adjustable rubber ties; black colour; minimum width 35mm; fixed as per manufacturer's recommendations; including all ancillary works as necessary | 81 | Nr. | 46 | 3726 | K020100 | 4.01 | Furniture, Fittings and Equipment | Enumerated (nr), Length (m), Area (m²), Item | 65 | fuzzy | Fuzzy match (65%) against: "K2.1 Partitions shall be measured by length, taken over all "
2B | 983 | L | 30mm thick drainage cell; on slab | 998 | m² | 71 | 70858 | B010200 | 8.01 | External Works – Site Preparation (Drainage) | Area (m²) | 80 | ai | Drainage cell system is part of site preparation and landscaping ancillary works in NRM 8.01.
2B | 985 | M | Root barrier; pool deck area | 129 | m² | 63 | 8127 | B010200 | 8.01 | External Works – Site Preparation (Root Barrier) | Length (m) | 80 | ai | Root barrier is an ancillary landscaping installation for site preparation in NRM 8.01.
2B | 998 | A | Imported planting soil; sweet soil with fertilizers and soil amendments as required | 13 | m³ | 118 | 1534 | K010100 | 4.01 | Furniture, Fittings and Equipment | Enumerated (nr), Length (m), Area (m²), Item | 65 | fuzzy | Fuzzy match (65%) against: "K1.1 For the purposes of identification, accessories to be m"
2B | 1012 | F | Maintenance and management during contract period and up to date of Taking Over as per specifications | 0 | Item | 0 | Included | A010000 | 9.01 | Preliminaries / General Requirements | Item | 68 | fuzzy | Fuzzy match (68%) against: "Conditions of contract"
2B | 1014 | G | Maintenance and management during Defects Liabilities Period as per specifications | 0 | Item | 0 | Included | A020000 | 9.01 | Preliminaries / General Requirements | Item | 62 | fuzzy | Fuzzy match (62%) against: "Specification"
2B | 1036 | 1 | P04; Size 600 x 200x 20mm thick; to banding | 59 | m | 220 | 12980 | B010500 | 8.01 | External Works – Paving (Hardstanding) | Area (m²) | 75 | ai | Paving unit P04 is a hardstanding material item for landscape areas classified under external works.
2B | 1037 | 2 | Backfilling Quantity with compaction | 3325 | m³ | 25 | 83125 | B110101 | 8.01 | Site Works, Drainage, External Services & Landscaping | Volume (m³), Length (m), Area (m²), Enumerated (nr), Item | 72 | fuzzy | Fuzzy match (72%) against: "1. Backfilled into excavation"
2B | 1038 | 3 | Landscape Linear light points | 44 | m³ | 164 | 7216 | R040101 | 5.08 | Electrical Engineering Installations | Length (m), Enumerated (nr), Item | 74 | fuzzy | Fuzzy match (74%) against: "1. Lighting points"
2B | 1044 | 2/B/2/B | Excavation to reduce level; to paving area | 2 | m³ | 75 | 150 | B090000 | 8.01 | Site Works, Drainage, External Services & Landscaping | Volume (m³), Length (m), Area (m²), Enumerated (nr), Item | 79 | fuzzy | Fuzzy match (79%) against: "B9 Excavation"
2B | 1046 | 2/B/3/B | Surplus from paving area | 2 | m³ | 25 | 50 | B010500 | 8.01 | External Works – Paving (Surplus/Deduction) | Area (m²) | 70 | ai | Surplus paving material deduction is a variation to hardstanding work in external works.
2B | 1047 | 2/B/6/A | 150mm thick | -5 | m³ | 150 | -750 | Q030100 | 5.06 | Mechanical Engineering Installations | Length (m), Weight (t), Area (m²), Enumerated (nr), Item | 66 | fuzzy | Fuzzy match (66%) against: "area for weighting but no deduction shall be made for inters"
2B | 1048 | 2/B/6/B | 800mm thick | 28 | m³ | 63 | 1764 | Q030100 | 5.06 | Mechanical Engineering Installations | Length (m), Weight (t), Area (m²), Enumerated (nr), Item | 66 | fuzzy | Fuzzy match (66%) against: "area for weighting but no deduction shall be made for inters"
2B | 1049 | 2/B/18/A | Polystyrene; to paving areas | 111 | m³ | 919 | 102009 | B010300 | 8.01 | External Works – Preparation (Insulation) | Area (m²) | 75 | ai | Polystyrene for paving areas is a thermal insulation layer in external works preparation.
2B | 1050 | 2/B/18/B | P01; Size 600 x 300x 20mm thick; to primary pathway | 92 | m² | 544 | 50048 | B010500 | 8.01 | External Works – Paving (Pathway) | Area (m²) | 80 | ai | Paving unit P01 for primary pathway is hardstanding material in external works.
2B | 1051 | 2/B/19/A | P02; Size 600 x 300x 20mm thick; to secondary pathway | 31 | m² | 544 | 16864 | B250102 | 8.01 | Site Works, Drainage, External Services & Landscaping | Volume (m³), Length (m), Area (m²), Enumerated (nr), Item | 66 | fuzzy | Fuzzy match (66%) against: "2. Secondary lining."
2B | 1052 | 2/B/19/B | P03; Size 600 x 300x 20mm thick; to entrance to private balconies | -90 | m² | 564 | -50760 | B010500 | 8.01 | External Works – Paving (Balcony) | Area (m²) | 80 | ai | Paving unit P03 for balcony entrance is hardstanding material in external works.
2B | 1053 | 2/B/19/D | C01; Size 200 x 600 x 50mm thick | -67 | m | 186 | -12462 | B010500 | 8.01 | External Works – Paving (Modular units) | Area (m²) | 80 | ai | Paving unit C01 is a modular hardstanding material for landscape areas.
2B | 1054 | 2/B/19/F | P06; To kids play area; multi colour tone mix | 69 | m² | 770 | 53130 | B010500 | 8.01 | External Works – Paving (Play Area) | Area (m²) | 80 | ai | Paving unit P06 for kids play area is hardstanding material in external works.
2B | 1055 | 2/B/20/E | G01; 150mm thick | 75 | m² | 289 | 21675 | B010400 | 8.01 | External Works – Surfacing (Gravel/Mulch) | Area (m²) | 75 | ai | 150mm thick loose-lay material G01 is a landscape surfacing layer in external works.
2B | 1056 | 2/B/21/A | D-01; size 1850 x 137 x 20mm thick | 7 | m² | 1031 | 7217 | B010500 | 8.01 | External Works – Paving (Decking/Timber) | Area (m²) | 75 | ai | Decking unit D-01 is a hardstanding material for landscape areas in external works.
2B | 1057 | 2/B/21/C | E01; 3mm thick; 6mm flat top; 150mm high | 100 | m | 131 | 13100 | B010500 | 8.01 | External Works – Paving (Edging) | Length (m) | 75 | ai | Metal edging E01 is a landscape edging product for hardstanding areas.
2B | 1058 | 2/B/21/D | E03; 3mm thick; 6mm flat top; 40mm high | -66 | m | 94 | -6204 | B010500 | 8.01 | External Works – Paving (Edging) | Length (m) | 75 | ai | Metal edging E03 is a landscape edging product for hardstanding areas.
2B | 1059 | 2/B/21/E | Precast concrete paver; to building surround | 31 | m² | 220 | 6820 | C050000 | 2.01 | Frame / Concrete Work | Volume (m³), Weight (t), Area (m²), Length (m), Enumerated (nr) | 79 | fuzzy | Fuzzy match (79%) against: "C5 Precast concrete"
2B | 1060 | 2/B/21/F | 150mm thick | 51 | m² | 289 | 14739 | Q030100 | 5.06 | Mechanical Engineering Installations | Length (m), Weight (t), Area (m²), Enumerated (nr), Item | 66 | fuzzy | Fuzzy match (66%) against: "area for weighting but no deduction shall be made for inters"
2B | 1080 | 2/B/24/J | Tree stakes; 2nr pressure treated softwood stake post of size 50mm dia.; stained mid brown colour; 1000mm minimum length below grouns and 1100mm minimum length above ground; including 25 x 3mm 'Rainbw' ties | -2 | Nr. | 108 | -216 | K020100 | 4.01 | Furniture, Fittings and Equipment | Enumerated (nr), Length (m), Area (m²), Item | 63 | fuzzy | Fuzzy match (63%) against: "K2.1 Partitions shall be measured by length, taken over all "
2B | 1081 | 2/B/24/K | Tree ties; adjustable rubber ties; black colour; minimum width 35mm; fixed as per manufacturer's recommendations; including all ancillary works as necessary | -2 | Nr. | 46 | -92 | K020100 | 4.01 | Furniture, Fittings and Equipment | Enumerated (nr), Length (m), Area (m²), Item | 65 | fuzzy | Fuzzy match (65%) against: "K2.1 Partitions shall be measured by length, taken over all "
2B | 1082 | 2/B/24/L | 30mm thick drainage cell; on slab | 70 | m² | 71 | 4970 | B010200 | 8.01 | External Works – Site Preparation (Drainage) | Area (m²) | 80 | ai | Drainage cell system is part of site preparation and landscaping ancillary works in NRM 8.01.
2B | 1083 | 2/B/24/M | Root barrier; pool deck area | 128 | m² | 63 | 8064 | B010200 | 8.01 | External Works – Site Preparation (Root Barrier) | Length (m) | 80 | ai | Root barrier is an ancillary landscaping installation for site preparation in NRM 8.01.
2C | 134 | A | Protection screed; 50mm thick | 199 | m³ | 0 | included | N010100 | 5.13 | Specialist Installations | Enumerated (nr), Item | 68 | fuzzy | Fuzzy match (68%) against: "protection)."
2C | 191 | G | Drop panel | 12 | m³ | 605 | 7260 | J050101 | 3.01 | Internal Finishes | Area (m²), Length (m) | 63 | fuzzy | Fuzzy match (63%) against: "1. Ceilings stating the drop"
2C | 201 | M | Column supports | 5 | m³ | 605 | 3025 | J060311 | 3.01 | Internal Finishes | Area (m²), Length (m) | 72 | fuzzy | Fuzzy match (72%) against: "11. Large pipes (that is, pipes with an internal diameter ex"
2C | 246 | J | To softscape area; 50mm thick | 34 | m³ | 1357 | 46138 | C030100 | 8.01 | External Works – Softscape Slab | Area (m²) | 82 | ai | Concrete to softscape at 50mm thin is a levelling course or minimal base slab for planting areas.
2C | 272 | A | Lintels | 6 | m³ | 528 | 3168 | C020108 | 2.01 | Frame / Concrete Work | Volume (m³), Weight (t), Area (m²), Length (m), Enumerated (nr) | 79 | fuzzy | Fuzzy match (79%) against: "8. Beams (measured below the slab), which shall include lint"
2C | 356 | A | To column; various diameter | 39.67 | t | 4966 | 197001 | C020107 | 2.01 | Frame / Concrete Work | Volume (m³), Weight (t), Area (m²), Length (m), Enumerated (nr) | 68 | fuzzy | Fuzzy match (68%) against: "7. Columns, which shall include casing to metal stancheons"
2C | 358 | B | To circular column; various diameter | 6.07 | t | 4966 | 30144 | C020107 | 2.01 | Frame / Concrete Work | Volume (m³), Weight (t), Area (m²), Length (m), Enumerated (nr) | 68 | fuzzy | Fuzzy match (68%) against: "7. Columns, which shall include casing to metal stancheons"
2C | 378 | M | To drop panels; various diameter; roof slab | 12.79 | t | 4966 | 63515 | C040700 | 2.01 | Frame / Concrete Work | Volume (m³), Weight (t), Area (m²), Length (m), Enumerated (nr) | 66 | fuzzy | Fuzzy match (66%) against: "C4.7 Shuttering to provide a special finish shall be so desc"
2C | 384 | Q | To ramp slabs; various diameter | 6.98 | t | 4966 | 34663 | C040700 | 2.01 | Frame / Concrete Work | Volume (m³), Weight (t), Area (m²), Length (m), Enumerated (nr) | 62 | fuzzy | Fuzzy match (62%) against: "C4.7 Shuttering to provide a special finish shall be so desc"
2C | 388 | S | To tie beam; various diameter | 6.22 | t | 4966 | 30889 | C070700 | 2.01 | Frame / Concrete Work | Volume (m³), Weight (t), Area (m²), Length (m), Enumerated (nr) | 66 | fuzzy | Fuzzy match (66%) against: "C7.7 Mortices, holes or the like shall be understood to be i"
2C | 390 | T | To Beam; various diameter | 0.89 | t | 4966 | 4420 | C050100 | 2.01 | Frame / Concrete Work | Volume (m³), Weight (t), Area (m²), Length (m), Enumerated (nr) | 65 | fuzzy | Fuzzy match (65%) against: "C5.1 Moulds for precast units shall be understood to be incl"
2C | 392 | U | To Column supports; various diameter | 1.58 | t | 4966 | 7846 | C020107 | 2.01 | Frame / Concrete Work | Volume (m³), Weight (t), Area (m²), Length (m), Enumerated (nr) | 66 | fuzzy | Fuzzy match (66%) against: "7. Columns, which shall include casing to metal stancheons"
2C | 432 | A | Sides of basement retaining walls | 1766 | m² | 120 | 211920 | F020103 | 2.01 | Frame / Woodwork | Length (m), Area (m²), Enumerated (nr) | 79 | fuzzy | Fuzzy match (79%) against: "3. Walls"
2C | 434 | B | Sides of rafts | 67 | m² | 120 | 8040 | C040105 | 2.01 | Frame / Concrete Work | Volume (m³), Weight (t), Area (m²), Length (m), Enumerated (nr) | 77 | fuzzy | Fuzzy match (77%) against: "5. Sides of walls, which shall include attached columns"
2C | 445 | B | sides of beam | 45 | m² | 120 | 5400 | C040105 | 2.01 | Frame / Concrete Work | Volume (m³), Weight (t), Area (m²), Length (m), Enumerated (nr) | 79 | fuzzy | Fuzzy match (79%) against: "5. Sides of walls, which shall include attached columns"
2C | 449 | D | sides of up stand | 1008 | m² | 120 | 120960 | J050102 | 3.01 | Internal Finishes | Area (m²), Length (m) | 70 | fuzzy | Fuzzy match (70%) against: "2. Sides and soffits of beams or upstands."
2C | 457 | G | Sides of shear walls | 1026 | m² | 120 | 123120 | F020103 | 2.01 | Frame / Woodwork | Length (m), Area (m²), Enumerated (nr) | 79 | fuzzy | Fuzzy match (79%) against: "3. Walls"
2C | 459 | H | Sides of core walls | 651 | m² | 120 | 78120 | F020103 | 2.01 | Frame / Woodwork | Length (m), Area (m²), Enumerated (nr) | 79 | fuzzy | Fuzzy match (79%) against: "3. Walls"
2C | 461 | J | Sides of water tank walls | 863 | m² | 120 | 103560 | F020103 | 2.01 | Frame / Woodwork | Length (m), Area (m²), Enumerated (nr) | 79 | fuzzy | Fuzzy match (79%) against: "3. Walls"
2C | 473 | Q | Sides and soffit of drop panels | 75 | m² | 120 | 9000 | C040108 | 2.01 | Frame / Concrete Work | Volume (m³), Weight (t), Area (m²), Length (m), Enumerated (nr) | 68 | fuzzy | Fuzzy match (68%) against: "8. Sides and soffits of sloping beams, which shall include l"
2C | 475 | R | Sides and soffit of drop panels; roof slab | 204 | m² | 120 | 24480 | C040109 | 2.01 | Frame / Concrete Work | Volume (m³), Weight (t), Area (m²), Length (m), Enumerated (nr) | 78 | fuzzy | Fuzzy match (78%) against: "9. Sides of columns"
2C | 481 | U | Edges; exceeding 300mm high; curved | 3 | m² | 120 | 360 | B240104 | 8.01 | Site Works, Drainage, External Services & Landscaping | Volume (m³), Length (m), Area (m²), Enumerated (nr), Item | 63 | fuzzy | Fuzzy match (63%) against: "4. Curved shafts"
2C | 485 | W | Sides and sofit of lintels | 75 | m² | 120 | 9000 | C040108 | 2.01 | Frame / Concrete Work | Volume (m³), Weight (t), Area (m²), Length (m), Enumerated (nr) | 79 | fuzzy | Fuzzy match (79%) against: "8. Sides and soffits of sloping beams, which shall include l"
2C | 498 | C | Sides of riser | 142 | m | 120 | 17040 | C040105 | 2.01 | Frame / Concrete Work | Volume (m³), Weight (t), Area (m²), Length (m), Enumerated (nr) | 75 | fuzzy | Fuzzy match (75%) against: "5. Sides of walls, which shall include attached columns"
2C | 502 | E | Soffit of ramp slab | 271 | m² | 120 | 32520 | C040102 | 2.01 | Frame / Concrete Work | Volume (m³), Weight (t), Area (m²), Length (m), Enumerated (nr) | 70 | fuzzy | Fuzzy match (70%) against: "2. Sloping soffits, which shall include soffits of staircase"
2C | 560 | A | Design and propose construction joints complete with approved water stops | 1 | Item | 116256 | 116256 | N000000 | 5.13 | Specialist Installations | Enumerated (nr), Item | 64 | fuzzy | Fuzzy match (64%) against: "SECTION N - SPECIAL CONSTRUCTION"
2C | 562 | B | Allow for mechanical equipment bases/pads | 0 | Item | 0 | Included in concrete | Q040000 | 5.06 | Mechanical Engineering Installations | Length (m), Weight (t), Area (m²), Enumerated (nr), Item | 79 | fuzzy | Fuzzy match (79%) against: "Q4 Equipment"
2C | 564 | C | Allow for sump pits | 0 | Item | 0 | Included | A090100 | 9.01 | Preliminaries / General Requirements | Item | 67 | fuzzy | Fuzzy match (67%) against: "An item shall be given for sundry items, which shall include"
2C | 568 | D | To shoring | 806 | m² | 251 | 202306 | B060100 | 8.01 | Site Works, Drainage, External Services & Landscaping | Volume (m³), Length (m), Area (m²), Enumerated (nr), Item | 79 | fuzzy | Fuzzy match (79%) against: "B6.1 Shoring incidental to demolitions and alterations, toge"
2C | 583 | 3 | Concrete (Grade C50) | 136 | m³ | 613 | 83368 | C010100 | 2.01 | Frame / Concrete Work | Volume (m³), Weight (t), Area (m²), Length (m), Enumerated (nr) | 79 | fuzzy | Fuzzy match (79%) against: "C1.1 Reinforced poured concrete and plain poured concrete sh"
2C | 584 | 4 | Shuttering to sides of slab | 31.63 | m² | 120 | 3796 | C040000 | 2.01 | Frame / Concrete Work | Volume (m³), Weight (t), Area (m²), Length (m), Enumerated (nr) | 79 | fuzzy | Fuzzy match (79%) against: "C4 Shuttering"
2C | 585 | 5 | Encasing for drainage pipe in raft | 1 | Item | 21336 | 21336 | Q080100 | 5.06 | Mechanical Engineering Installations | Length (m), Weight (t), Area (m²), Enumerated (nr), Item | 67 | fuzzy | Fuzzy match (67%) against: "Q8.1 Sundries shall be measured in accordance with clause P2"
2C | 587 | 7 | Treatment for deep well point | 1 | Item | 25297 | 25297 | B020100 | 9.01 | Preliminaries – Deep Well Point Treatment | Item | 75 | ai | Treatment for deep well point is a site preparation/groundwork treatment typically classified in preliminaries or site work.
2C | 588 | 8 | Water Stop to Water tank | 229 | m | 98 | 22442 | A070104 | 9.01 | Preliminaries / General Requirements | Item | 65 | fuzzy | Fuzzy match (65%) against: "4. Water for the works; particulars shall be given if wat"
2C | 592 | 2/C/1/A-D | C40 concrete to raft foundation | 63 | m³ | 628 | 39564 | C020000 | 2.01 | Frame / Concrete Work | Volume (m³), Weight (t), Area (m²), Length (m), Enumerated (nr) | 79 | fuzzy | Fuzzy match (79%) against: "C2 Poured concrete"
2C | 593 | 2/C/2/A-B | C50 concrete to retaining walls | -35 | m³ | 696 | -24360 | C050000 | 2.01 | Frame / Concrete Work | Volume (m³), Weight (t), Area (m²), Length (m), Enumerated (nr) | 79 | fuzzy | Fuzzy match (79%) against: "C5 Precast concrete"
2C | 594 | 2/C/2/C-H | C50 concrete to retaining walls water tank walls | 39.15 | m³ | 726 | 28423 | C050000 | 2.01 | Frame / Concrete Work | Volume (m³), Weight (t), Area (m²), Length (m), Enumerated (nr) | 79 | fuzzy | Fuzzy match (79%) against: "C5 Precast concrete"
2C | 596 | 2/C/4/E | C50 concrete to lift pit base | 73 | m³ | 605 | 44165 | C050000 | 2.01 | Frame / Concrete Work | Volume (m³), Weight (t), Area (m²), Length (m), Enumerated (nr) | 79 | fuzzy | Fuzzy match (79%) against: "C5 Precast concrete"
2C | 597 | 2/C/4/F-M | C50 concrete to column and walls | -13 | m³ | 650 | -8450 | C050000 | 2.01 | Frame / Concrete Work | Volume (m³), Weight (t), Area (m²), Length (m), Enumerated (nr) | 79 | fuzzy | Fuzzy match (79%) against: "C5 Precast concrete"
2C | 598 | 2/C/4/N-S | C50 concrete to slab | 112 | m³ | 605 | 67760 | C010400 | 2.01 | Frame / Concrete Work | Volume (m³), Weight (t), Area (m²), Length (m), Enumerated (nr) | 79 | fuzzy | Fuzzy match (79%) against: "C1.4 Unless otherwise described, horizontal surfaces of conc"
2C | 602 | 2/C/6/E-R | Lightweight concreteto softscape and hardscape area | 15 | m³ | 1357 | 20355 | C040600 | 2.01 | Frame / Concrete Work | Volume (m³), Weight (t), Area (m²), Length (m), Enumerated (nr) | 70 | fuzzy | Fuzzy match (70%) against: "C4.6 Shuttering to curved, conical and spherical surfaces sh"
2C | 605 | 2/C/9/A-V | Reinforcement to column, wall, slab, beam | -25.73 | t | 4966 | -127775 | C030000 | 2.01 | Frame / Concrete Work | Volume (m³), Weight (t), Area (m²), Length (m), Enumerated (nr) | 79 | fuzzy | Fuzzy match (79%) against: "C3 Reinforcement"
2C | 606 | 2/C/10/A-B | Shuttering | -159 | m² | 120 | -19080 | C040000 | 2.01 | Frame / Concrete Work | Volume (m³), Weight (t), Area (m²), Length (m), Enumerated (nr) | 79 | fuzzy | Fuzzy match (79%) against: "C4 Shuttering"
2C | 607 | 2/C/11/A-W | Shuttering | 3784.53 | m² | 120 | 454144 | C040000 | 2.01 | Frame / Concrete Work | Volume (m³), Weight (t), Area (m²), Length (m), Enumerated (nr) | 79 | fuzzy | Fuzzy match (79%) against: "C4 Shuttering"
2C | 608 | 2/C/12/A-E | Shuttering | -31 | m² | 120 | -3720 | C040000 | 2.01 | Frame / Concrete Work | Volume (m³), Weight (t), Area (m²), Length (m), Enumerated (nr) | 79 | fuzzy | Fuzzy match (79%) against: "C4 Shuttering"
2D | 36 | B | Sides of lift pit walls | 20 | m² | 162 | 3240 | F020103 | 2.01 | Frame / Woodwork | Length (m), Area (m²), Enumerated (nr) | 79 | fuzzy | Fuzzy match (79%) against: "3. Walls"