## Bill 3 fly
BILL NO. 3
PACKAGE 3 - TOWNHOUSE A

## Sitework
Item | Description | Quantity | [12 empty] | Unit | Rate AED | Amount AED
|  | TH-A 4-Cluster | Total | TH-A 5-Cluster | Total | TH-A 6-Cluster | Total | TH-A 7-Cluster | Total | TH-A 8-Cluster | Total | TH-A 9-Cluster | Total | TOTAL |  |  |  |  | End | Mid
|  | 1 |  | 1 |  | 5 |  | 1 |  | 3 |  | 1 | [5 empty] | 12
SITE WORK
Note: Refer to the following
1. Specification Division 31
2. Geotechnical Investigation Report Ref. Nr. PDS/24174/REV.01
3. Drawing Nr. S-001 to S-003A inclusive
SITE PREPARATION
Site Clearance
A | Removal of debris, rubbish, vegetation, any existing foundation and services and the like prior to the commencement of excavation works; including disposal to approved location | 1148 | 0 | 1505 | 0 | 8489 | 0 | 1995 | 0 | 6727 | 0 | 2455 | 0 | 22319 | m² |  | 0
|  | 0 | 0 | 0 | 0 | 0 | 0 | 0 | 0 | 0 | 0 | 0 | 0 | 0
| Termite Control | 0 | 0 | 0 | 0 | 0 | 0 | 0 | 0 | 0 | 0 | 0 | 0 | 0
|  | 0 | 0 | 0 | 0 | 0 | 0 | 0 | 0 | 0 | 0 | 0 | 0 | 0
B | Anti-termite soil treatment; to horizontal and sloping surfaces | 896 | 0 | 1101 | 0 | 6534 | 0 | 1512 | 0 | 5152 | 0 | 1923 | 0 | 17118 | m² |  | 0 |  | 242.75 | 205.3091
|  | 0 | 0 | 0 | 0 | 0 | 0 | 0 | 0 | 0 | 0 | 0 | 0 | 0
C | Anti-termite soil treatment; to vertical surfaces | 576 | 0 | 711 | 0 | 4232 | 0 | 982 | 0 | 3351 | 0 | 1252 | 0 | 11104 | m² |  | 0 |  | 152.5833 | 135.3273
|  | 0 | 0 | 0 | 0 | 0 | 0 | 0 | 0 | 0 | 0 | 0 | 0 | 0
| EXCAVATION | 0 | 0 | 0 | 0 | 0 | 0 | 0 | 0 | 0 | 0 | 0 | 0 | 0
|  | 0 | 0 | 0 | 0 | 0 | 0 | 0 | 0 | 0 | 0 | 0 | 0 | 0
| Excavation; including supports and all ancillary works as necessary | 0 | 0 | 0 | 0 | 0 | 0 | 0 | 0 | 0 | 0 | 0 | 0 | 0
|  | 0 | 0 | 0 | 0 | 0 | 0 | 0 | 0 | 0 | 0 | 0 | 0 | 0
D | Oversite excavation to remove topsoil; minimum depth 100mm | 115 | 0 | 151 | 0 | 849 | 0 | 200 | 0 | 673 | 0 | 246 | 0 | 2234 | m³ |  | 0
|  | 0 | 0 | 0 | 0 | 0 | 0 | 0 | 0 | 0 | 0 | 0 | 0 | 0
E | Trench excavation to receive tie/ ground beams | 35 | 0 | 42 | 0 | 247 | 0 | 56 | 0 | 190 | 0 | 71 | 0 | 641 | m³ |  | 0 |  | 10.5833 | 7.0545
|  | 0 | 0 | 0 | 0 | 0 | 0 | 0 | 0 | 0 | 0 | 0 | 0 | 0
F | Pit excavation to receive foundation bases | 432 | 0 | 526 | 0 | 3103 | 0 | 715 | 0 | 2426 | 0 | 903 | 0 | 8105 | m³ |  | 0 |  | 122.0833 | 94.1091
|  | 0 | 0 | 0 | 0 | 0 | 0 | 0 | 0 | 0 | 0 | 0 | 0 | 0
[15 empty] | To Collection | AED | 0
DISPOSAL
| Disposal of material arising from excavation | 0 | 0 | 0 | 0 | 0 | 0 | 0 | 0 | 0 | 0 | 0 | 0 | 0
|  | 0 | 0 | 0 | 0 | 0 | 0 | 0 | 0 | 0 | 0 | 0 | 0 | 0
A | Backfilled into excavations; compacted back filling up to 95% compaction ratio | 361 | 0 | 430 | 0 | 2496 | 0 | 569 | 0 | 1914 | 0 | 707 | 0 | 6477 | m³ |  | 0 |  | 111 | 69.3091
|  | 0 | 0 | 0 | 0 | 0 | 0 | 0 | 0 | 0 | 0 | 0 | 0 | 0
B | Removed off site including a suitable tip | 197 | 0 | 246 | 0 | 1471 | 0 | 343 | 0 | 1175 | 0 | 440 | 0 | 3872 | m³ |  | 0 |  | 49.6667 | 48.7273
|  | 0 | 0 | 0 | 0 | 0 | 0 | 0 | 0 | 0 | 0 | 0 | 0 | 0
C | Removed off site including a suitable tip from underground drainage | 0 | 0 | 0 | 0 | 0 | 0 | 0 | 0 | 0 | 0 | 0 | 0 | 0 | Item |  | Deleted
|  | 0 | 0 | 0 | 0 | 0 | 0 | 0 | 0 | 0 | 0 | 0 | 0 | 0
| Filling to make up levels with granular base materials | 0 | 0 | 0 | 0 | 0 | 0 | 0 | 0 | 0 | 0 | 0 | 0 | 0
|  | 0 | 0 | 0 | 0 | 0 | 0 | 0 | 0 | 0 | 0 | 0 | 0 | 0
D | 250mm thick overall; 1 layer of 250mm road base; to foundations | 34 | 0 | 40 | 0 | 236 | 0 | 54 | 0 | 183 | 0 | 68 | 0 | 615 | m³ |  | 0 |  | 9.9167 | 6.8545
|  | 0 | 0 | 0 | 0 | 0 | 0 | 0 | 0 | 0 | 0 | 0 | 0 | 0
E | 500mm thick overall; 2 layer of 250mm road base; to foundations | 53 | 0 | 65 | 0 | 387 | 0 | 90 | 0 | 306 | 0 | 114 | 0 | 1015 | m³ |  | 0 |  | 14.1667 | 12.2909
|  | 0 | 0 | 0 | 0 | 0 | 0 | 0 | 0 | 0 | 0 | 0 | 0 | 0
F | Compacted back filling up to 95% compaction ratio; to ground slab | 122 | 0 | 150 | 0 | 890 | 0 | 206 | 0 | 702 | 0 | 262 | 0 | 2332 | m³ |  | 0 |  | 33 | 28
[15 empty] | To Collection | AED | 0
PAVING AND SURFACING
Note: Refer to the following.
1. Drawing Series LAC-591-A-900 series
| Precast concrete pavers hydraulic press footpath paving running bond pattern; 300x600x60mm thick; in beige shotblast finish; laid on and including compacted base and subgrade, joints filled with sand and blocks laid to fall and all necessary ancillary works | 0 | 0 | 0 | 0 | 0 | 0 | 0 | 0 | 0 | 0 | 0 | 0 | 0
|  | 0 | 0 | 0 | 0 | 0 | 0 | 0 | 0 | 0 | 0 | 0 | 0 | 0
A | Paving type 01 | 186 | 0 | 224 | 0 | 1310 | 0 | 300 | 0 | 1014 | 0 | 376 | 0 | 3410 | m² |  | 0 |  | 55 | 38
|  | 0 | 0 | 0 | 0 | 0 | 0 | 0 | 0 | 0 | 0 | 0 | 0 | 0
| Precast concrete pavers semi dry mix; tegula pattern; combination of 300x300/150x60mm thick; in light brown and grey color; in shotblast finish; laid on and including compacted base and subgrade, joints filled with sand and blocks laid to fall and all necessary ancillary works | 0 | 0 | 0 | 0 | 0 | 0 | 0 | 0 | 0 | 0 | 0 | 0 | 0
|  | 0 | 0 | 0 | 0 | 0 | 0 | 0 | 0 | 0 | 0 | 0 | 0 | 0
B | Paving type 2 | 140 | 0 | 175 | 0 | 1050 | 0 | 245 | 0 | 840 | 0 | 315 | 0 | 2765 | m² |  | 0 |  | 35 | 35
|  | 0 | 0 | 0 | 0 | 0 | 0 | 0 | 0 | 0 | 0 | 0 | 0 | 0
| Precast concrete kerb; including foundation, haunching, excavation, disposal, finishes, mortar bed, jointing and pointing and all necessary ancillary works | 0 | 0 | 0 | 0 | 0 | 0 | 0 | 0 | 0 | 0 | 0 | 0 | 0
|  | 0 | 0 | 0 | 0 | 0 | 0 | 0 | 0 | 0 | 0 | 0 | 0 | 0
C | 75 x 150mm high | 114 | 0 | 125 | 0 | 680 | 0 | 147 | 0 | 474 | 0 | 169 | 0 | 1709 | m |  | 0 |  | 46 | 11
|  | 0 | 0 | 0 | 0 | 0 | 0 | 0 | 0 | 0 | 0 | 0 | 0 | 0
D | 200 x 150mm high | 100 | 0 | 125 | 0 | 750 | 0 | 175 | 0 | 600 | 0 | 225 | 0 | 1975 | m |  | 0 |  | 25 | 25
|  | 0 | 0 | 0 | 0 | 0 | 0 | 0 | 0 | 0 | 0 | 0 | 0 | 0
| LANDSCAPING | 0 | 0 | 0 | 0 | 0 | 0 | 0 | 0 | 0 | 0 | 0 | 0 | 0 |  |  | 0
|  | 0 | 0 | 0 | 0 | 0 | 0 | 0 | 0 | 0 | 0 | 0 | 0 | 0
| Sweet soil; including excavation, disposal, surface preparation and all necessary ancillary works | 0 | 0 | 0 | 0 | 0 | 0 | 0 | 0 | 0 | 0 | 0 | 0 | 0 |  |  | 0
|  | 0 | 0 | 0 | 0 | 0 | 0 | 0 | 0 | 0 | 0 | 0 | 0 | 0
E | To green area; 300mm thick | 342 | 0 | 517 | 0 | 2639 | 0 | 643 | 0 | 2125 | 0 | 739 | 0 | 7005 | m² |  | 0
|  | 0 | 0 | 0 | 0 | 0 | 0 | 0 | 0 | 0 | 0 | 0 | 0 | 0
|  | 0 | 0 | 0 | 0 | 0 | 0 | 0 | 0 | 0 | 0 | 0 | 0 | 0
[15 empty] | To Collection | AED | 0
GENERALLY
A | Allow for any other works which are not included above and which are required to complete the Site Work in accordance with the Specification and the Drawings (Tenderer to list below): | [11 empty] | 0 | 0 | Item |  | 0
[16 empty] | AED | 0
COLLECTION
[14 empty] | Page Nr. | 3/B/1 |  | 0
[14 empty] | Page Nr. | 3/B/2 |  | 0
[14 empty] | Page Nr. | 3/B/3 |  | 0
[14 empty] | Page Nr. | 3/B/4 |  | 0
0
TOTAL FOR SITE WORK
[15 empty] | To Summary | AED | 0

## Conc_C
Item | Description | Quantity | [12 empty] | Unit | Rate AED | Amount AED
|  | TH-A 4-Cluster | Total | TH-A 5-Cluster | Total | TH-A 6-Cluster | Total | TH-A 7-Cluster | Total | TH-A 8-Cluster | Total | TH-A 9-Cluster | Total | TOTAL |  |  |  |  | End | Mid
|  | 1 |  | 1 |  | 5 |  | 1 |  | 3 |  | 1 | [5 empty] | 12
CONCRETE WORK
Note: Refer to the following
1. Structural General Notes & Details Drawing Nr. S-001 to S-002F inclusive
2. Structural Specification Division 3: Section 033000, 034100 & 035216
POURED CONCRETE
| Plain concrete; concrete grade C20/16; 180kg/cm² compressive strength in 28days; sulphate resistant cement | 0 | 0 | 0 | 0 | 0 | 0 | 0 | 0 | 0 | 0 | 0 | 0 | 0
|  | 0 | 0 | 0 | 0 | 0 | 0 | 0 | 0 | 0 | 0 | 0 | 0 | 0
A | Blinding; 50mm thick | 14 | 0 | 17 | 0 | 100 | 0 | 23 | 0 | 78 | 0 | 29 | 0 | 261 | m³ |  | 0 |  | 4 | 3
|  | 0 | 0 | 0 | 0 | 0 | 0 | 0 | 0 | 0 | 0 | 0 | 0 | 0
| Reinforced concrete; concrete grade C20; sulphate resisting cement | 0 | 0 | 0 | 0 | 0 | 0 | 0 | 0 | 0 | 0 | 0 | 0 | 0
|  | 0 | 0 | 0 | 0 | 0 | 0 | 0 | 0 | 0 | 0 | 0 | 0 | 0
B | Beds; 100mm thick | 40 | 0 | 49 | 0 | 290 | 0 | 67 | 0 | 228 | 0 | 85 | 0 | 759 | m³ |  | 0 |  | 11 | 9
|  | 0 | 0 | 0 | 0 | 0 | 0 | 0 | 0 | 0 | 0 | 0 | 0 | 0
| Reinforced concrete; concrete grade C40/32; sulphate resisting cement | 0 | 0 | 0 | 0 | 0 | 0 | 0 | 0 | 0 | 0 | 0 | 0 | 0
|  | 0 | 0 | 0 | 0 | 0 | 0 | 0 | 0 | 0 | 0 | 0 | 0 | 0
C | Foundations | 102 | 0 | 127 | 0 | 758 | 0 | 177 | 0 | 605 | 0 | 227 | 0 | 1996 | m³ |  | 0 |  | 25.8333 | 25
|  | 0 | 0 | 0 | 0 | 0 | 0 | 0 | 0 | 0 | 0 | 0 | 0 | 0
D | Strip footings | 6 | 0 | 7 | 0 | 40 | 0 | 9 | 0 | 30 | 0 | 11 | 0 | 103 | m³ |  | 0 |  | 2 | 1
|  | 0 | 0 | 0 | 0 | 0 | 0 | 0 | 0 | 0 | 0 | 0 | 0 | 0
E | Foundation beams | 2 | 0 | 2 | 0 | 10 | 0 | 2 | 0 | 6 | 0 | 2 | 0 | 24 | m³ |  | 0 |  | 1 | 0
|  | 0 | 0 | 0 | 0 | 0 | 0 | 0 | 0 | 0 | 0 | 0 | 0 | 0
F | Tie beams | 18 | 0 | 23 | 0 | 140 | 0 | 33 | 0 | 114 | 0 | 43 | 0 | 371 | m³ |  | 0 |  | 4 | 5
|  | 0 | 0 | 0 | 0 | 0 | 0 | 0 | 0 | 0 | 0 | 0 | 0 | 0
G | Columns; below grade slab | 7 | 0 | 9 | 0 | 51 | 0 | 12 | 0 | 39 | 0 | 15 | 0 | 133 | m³ |  | 0 |  | 2 | 1.5273
|  | 0 | 0 | 0 | 0 | 0 | 0 | 0 | 0 | 0 | 0 | 0 | 0 | 0
H | Upstand; below grade | 4 | 0 | 5 | 0 | 30 | 0 | 7 | 0 | 24 | 0 | 9 | 0 | 79 | m³ |  | 0 |  | 1 | 1
|  | 0 | 0 | 0 | 0 | 0 | 0 | 0 | 0 | 0 | 0 | 0 | 0 | 0
|  | 0 | 0
[15 empty] | To Collection | AED | 0
POURED CONCRETE (CONT'D)
|  | 0 | 0 | 0 | 0 | 0 | 0 | 0 | 0 | 0 | 0 | 0 | 0 | 0
| Reinforced concrete; concrete grade C40/32; ordinary portland cement | 0 | 0 | 0 | 0 | 0 | 0 | 0 | 0 | 0 | 0 | 0 | 0 | 0
|  | 0 | 0 | 0 | 0 | 0 | 0 | 0 | 0 | 0 | 0 | 0 | 0 | 0
A | Columns | 36 | 0 | 44 | 0 | 260 | 0 | 60 | 0 | 204 | 0 | 76 | 0 | 680 | m³ |  | 0 |  | 10 | 8
|  | 0 | 0 | 0 | 0 | 0 | 0 | 0 | 0 | 0 | 0 | 0 | 0 | 0
B | Suspended slabs; 170mm thick | 124 | 0 | 154 | 0 | 920 | 0 | 214 | 0 | 732 | 0 | 274 | 0 | 2418 | m³ |  | 0 |  | 32 | 30
|  | 0 | 0 | 0 | 0 | 0 | 0 | 0 | 0 | 0 | 0 | 0 | 0 | 0
C | Suspended slabs; 235mm thick | 28 | 0 | 35 | 0 | 210 | 0 | 49 | 0 | 168 | 0 | 63 | 0 | 553 | m³ |  | 0 |  | 7 | 7
|  | 0 | 0 | 0 | 0 | 0 | 0 | 0 | 0 | 0 | 0 | 0 | 0 | 0
D | Beams | 4 | 0 | 5 | 0 | 30 | 0 | 7 | 0 | 24 | 0 | 9 | 0 | 79 | m³ |  | 0 |  | 1 | 1
|  | 0 | 0 | 0 | 0 | 0 | 0 | 0 | 0 | 0 | 0 | 0 | 0 | 0
E | Lintels | 4 | 0 | 5 | 0 | 30 | 0 | 7 | 0 | 24 | 0 | 9 | 0 | 79 | m³ |  | 0 |  | 1 | 1
|  | 0 | 0 | 0 | 0 | 0 | 0 | 0 | 0 | 0 | 0 | 0 | 0 | 0
F | Upstands and Parapet walls | 30 | 0 | 36 | 0 | 210 | 0 | 48 | 0 | 162 | 0 | 60 | 0 | 546 | m³ |  | 0 |  | 9 | 6
|  | 0 | 0 | 0 | 0 | 0 | 0 | 0 | 0 | 0 | 0 | 0 | 0 | 0
G | Staircases | 8 | 0 | 10 | 0 | 60 | 0 | 14 | 0 | 48 | 0 | 18 | 0 | 158 | m³ |  | 0 |  | 2 | 2
|  | 0 | 0 | 0 | 0 | 0 | 0 | 0 | 0 | 0 | 0 | 0 | 0 | 0
H | Coping beams | 4 | 0 | 5 | 0 | 30 | 0 | 7 | 0 | 24 | 0 | 9 | 0 | 79 | m³ |  | 0 |  | 1 | 1
|  | 0 | 0 | 0 | 0 | 0 | 0 | 0 | 0 | 0 | 0 | 0 | 0 | 0
[15 empty] | To Collection | AED | 0
REINFORCEMENT
| High yield steel deformed bar reinforcement; (FY) = 5000kg/cm²; to comply with BS 4449 | 0 | 0 | 0 | 0 | 0 | 0 | 0 | 0 | 0 | 0 | 0 | 0 | 0
|  | 0 | 0 | 0 | 0 | 0 | 0 | 0 | 0 | 0 | 0 | 0 | 0 | 0
A | Foundations | 5.5883 | 0 | 7.0133 | 0 | 42.1917 | 0 | 9.8633 | 0 | 33.865 | 0 | 12.7133 | 0 | 111.235 | t |  | 0 |  | 1.3692 | 1.425
|  | 0 | 0 | 0 | 0 | 0 | 0 | 0 | 0 | 0 | 0 | 0 | 0 | 0
B | Strip footings | 0.6 | 0 | 0.74 | 0 | 4.4 | 0 | 1.02 | 0 | 3.48 | 0 | 1.3 | 0 | 11.54 | t |  | 0 |  | 0.16 | 0.14
|  | 0 | 0 | 0 | 0 | 0 | 0 | 0 | 0 | 0 | 0 | 0 | 0 | 0
C | Foundation beams | 0.298 | 0 | 0.298 | 0 | 1.49 | 0 | 0.298 | 0 | 0.894 | 0 | 0.298 | 0 | 3.576 | t |  | 0 |  | 0.149 | 0
|  | 0 | 0 | 0 | 0 | 0 | 0 | 0 | 0 | 0 | 0 | 0 | 0 | 0
D | Tie beams | 1.166 | 0 | 1.461 | 0 | 8.78 | 0 | 2.051 | 0 | 7.038 | 0 | 2.641 | 0 | 23.137 | t |  | 0 |  | 0.288 | 0.295
|  | 0 | 0 | 0 | 0 | 0 | 0 | 0 | 0 | 0 | 0 | 0 | 0 | 0
E | Columns; below grade slab | 1.8356 | 0 | 2.1593 | 0 | 12.4156 | 0 | 2.8069 | 0 | 9.3921 | 0 | 3.4545 | 0 | 32.064 | t |  | 0 |  | 0.594 | 0.32378
|  | 0 | 0 | 0 | 0 | 0 | 0 | 0 | 0 | 0 | 0 | 0 | 0 | 0
F | Columns | 5.88 | 0 | 6.84 | 0 | 39 | 0 | 8.76 | 0 | 29.16 | 0 | 10.68 | 0 | 100.32 | t |  | 0 |  | 1.98 | 0.96
|  | 0 | 0 | 0 | 0 | 0 | 0 | 0 | 0 | 0 | 0 | 0 | 0 | 0
G | Suspended slabs | 15.988 | 0 | 19.614 | 0 | 116.2 | 0 | 26.866 | 0 | 91.476 | 0 | 34.118 | 0 | 304.262 | t |  | 0 |  | 4.368 | 3.626
|  | 0 | 0 | 0 | 0 | 0 | 0 | 0 | 0 | 0 | 0 | 0 | 0 | 0
H | Beams | 0.51 | 0 | 0.633 | 0 | 3.78 | 0 | 0.879 | 0 | 3.006 | 0 | 1.125 | 0 | 9.933 | t |  | 0 |  | 0.132 | 0.123
|  | 0 | 0 | 0 | 0 | 0 | 0 | 0 | 0 | 0 | 0 | 0 | 0 | 0
J | Lintels | 0.642 | 0 | 0.814 | 0 | 4.93 | 0 | 1.158 | 0 | 3.99 | 0 | 1.502 | 0 | 13.036 | t |  | 0 |  | 0.149 | 0.172
|  | 0 | 0 | 0 | 0 | 0 | 0 | 0 | 0 | 0 | 0 | 0 | 0 | 0
K | Upstands and Parapet walls | 2.22 | 0 | 2.628 | 0 | 15.18 | 0 | 3.444 | 0 | 11.556 | 0 | 4.26 | 0 | 39.288 | t |  | 0 |  | 0.702 | 0.408
|  | 0 | 0 | 0 | 0 | 0 | 0 | 0 | 0 | 0 | 0 | 0 | 0 | 0
L | Staircases | 0.832 | 0 | 1.04 | 0 | 6.24 | 0 | 1.456 | 0 | 4.992 | 0 | 1.872 | 0 | 16.432 | t |  | 0 |  | 0.208 | 0.208
|  | 0 | 0 | 0 | 0 | 0 | 0 | 0 | 0 | 0 | 0 | 0 | 0 | 0
M | Coping Beams | 0.444 | 0 | 0.562 | 0 | 3.4 | 0 | 0.798 | 0 | 2.748 | 0 | 1.034 | 0 | 8.986 | t |  | 0 |  | 0.104 | 0.118
|  | 0 | 0 | 0 | 0 | 0 | 0 | 0 | 0 | 0 | 0 | 0 | 0 | 0
| A142 mesh reinforcement; to comply with BS 4483 | 0 | 0 | 0 | 0 | 0 | 0 | 0 | 0 | 0 | 0 | 0 | 0 | 0
|  | 0 | 0 | 0 | 0 | 0 | 0 | 0 | 0 | 0 | 0 | 0 | 0 | 0
N | To beds | 448 | 0 | 550 | 0 | 3260 | 0 | 754 | 0 | 2568 | 0 | 958 | 0 | 8538 | m² |  | 0 |  | 122 | 102
|  | 0 | 0 | 0 | 0 | 0 | 0 | 0 | 0 | 0 | 0 | 0 | 0 | 0
[15 empty] | To Collection | AED | 0
|  | 0 | 0 | 0 | 0 | 0 | 0 | 0 | 0 | 0 | 0 | 0 | 0 | 0
| SHUTTERING | 0 | 0 | 0 | 0 | 0 | 0 | 0 | 0 | 0 | 0 | 0 | 0 | 0
|  | 0 | 0 | 0 | 0 | 0 | 0 | 0 | 0 | 0 | 0 | 0 | 0 | 0
| Shuttering; rough formed finish | 0 | 0 | 0 | 0 | 0 | 0 | 0 | 0 | 0 | 0 | 0 | 0 | 0
|  | 0 | 0 | 0 | 0 | 0 | 0 | 0 | 0 | 0 | 0 | 0 | 0 | 0
A | Sides of foundations | 172 | 0 | 212 | 0 | 1258 | 0 | 291 | 0 | 993 | 0 | 371 | 0 | 3297 | m² |  | 0 |  | 46.3333 | 39.7455
|  | 0 | 0 | 0 | 0 | 0 | 0 | 0 | 0 | 0 | 0 | 0 | 0 | 0
B | Sides of foundation beams | 8 | 0 | 8 | 0 | 40 | 0 | 8 | 0 | 24 | 0 | 8 | 0 | 96 | m² |  | 0 |  | 4 | 0
|  | 0 | 0 | 0 | 0 | 0 | 0 | 0 | 0 | 0 | 0 | 0 | 0 | 0
C | Sides of tie beams | 150 | 0 | 193 | 0 | 1180 | 0 | 279 | 0 | 966 | 0 | 365 | 0 | 3133 | m² |  | 0 |  | 32 | 43
|  | 0 | 0 | 0 | 0 | 0 | 0 | 0 | 0 | 0 | 0 | 0 | 0 | 0
D | Sides of columns; below grade slab | 108 | 0 | 134 | 0 | 796 | 0 | 185 | 0 | 630 | 0 | 236 | 0 | 2089 | m² |  | 0 |  | 28.75 | 25.4364
|  | 0 | 0 | 0 | 0 | 0 | 0 | 0 | 0 | 0 | 0 | 0 | 0 | 0
E | Edges; not exceeding 300mm high | 196 | 0 | 236 | 0 | 1380 | 0 | 316 | 0 | 1068 | 0 | 396 | 0 | 3592 | m |  | 0 |  | 58 | 40
|  | 0 | 0 | 0 | 0 | 0 | 0 | 0 | 0 | 0 | 0 | 0 | 0 | 0
F | Edges; exceeding 300mm high | 12 | 0 | 15 | 0 | 90 | 0 | 21 | 0 | 72 | 0 | 27 | 0 | 237 | m² |  | 0 |  | 3 | 3
|  | 0 | 0 | 0 | 0 | 0 | 0 | 0 | 0 | 0 | 0 | 0 | 0 | 0
G | Sides of upstand; below grade | 14 | 0 | 18 | 0 | 106 | 0 | 25 | 0 | 85 | 0 | 32 | 0 | 280 | m² |  | 0 |  | 3.5833 | 3.5273
|  | 0 | 0 | 0 | 0 | 0 | 0 | 0 | 0 | 0 | 0 | 0 | 0 | 0
| Shuttering; smooth formed finish | 0 | 0 | 0 | 0 | 0 | 0 | 0 | 0 | 0 | 0 | 0 | 0 | 0
|  | 0 | 0 | 0 | 0 | 0 | 0 | 0 | 0 | 0 | 0 | 0 | 0 | 0
H | Soffits of suspended slabs | 852 | 0 | 1059 | 0 | 6330 | 0 | 1473 | 0 | 5040 | 0 | 1887 | 0 | 16641 | m² |  | 0 |  | 219 | 207
|  | 0 | 0 | 0 | 0 | 0 | 0 | 0 | 0 | 0 | 0 | 0 | 0 | 0
J | Sides of columns | 570 | 0 | 713 | 0 | 4280 | 0 | 999 | 0 | 3426 | 0 | 1285 | 0 | 11273 | m² |  | 0 |  | 142 | 143
|  | 0 | 0 | 0 | 0 | 0 | 0 | 0 | 0 | 0 | 0 | 0 | 0 | 0
K | Sides and soffits of beams | 58 | 0 | 78 | 0 | 490 | 0 | 118 | 0 | 414 | 0 | 158 | 0 | 1316 | m² |  | 0 |  | 9 | 20
|  | 0 | 0 | 0 | 0 | 0 | 0 | 0 | 0 | 0 | 0 | 0 | 0 | 0
L | Sides and soffits of lintels | 66 | 0 | 81 | 0 | 480 | 0 | 111 | 0 | 378 | 0 | 141 | 0 | 1257 | m² |  | 0 |  | 18 | 15
|  | 0 | 0 | 0 | 0 | 0 | 0 | 0 | 0 | 0 | 0 | 0 | 0 | 0
M | Sides of upstands and parapet walls | 306 | 0 | 367 | 0 | 2140 | 0 | 489 | 0 | 1650 | 0 | 611 | 0 | 5563 | m² |  | 0 |  | 92 | 61
|  | 0 | 0 | 0 | 0 | 0 | 0 | 0 | 0 | 0 | 0 | 0 | 0 | 0
N | Staircases | 62 | 0 | 77 | 0 | 460 | 0 | 107 | 0 | 366 | 0 | 137 | 0 | 1209 | m² |  | 0 |  | 16 | 15
|  | 0 | 0 | 0 | 0 | 0 | 0 | 0 | 0 | 0 | 0 | 0 | 0 | 0
P | Sides and soffits of coping beams | 48 | 0 | 59 | 0 | 350 | 0 | 81 | 0 | 276 | 0 | 103 | 0 | 917 | m² |  | 0 |  | 13 | 11
|  | 0 | 0 | 0 | 0 | 0 | 0 | 0 | 0 | 0 | 0 | 0 | 0 | 0
Q | Edges; not exceeding 300mm high | 344 | 0 | 417 | 0 | 2450 | 0 | 563 | 0 | 1908 | 0 | 709 | 0 | 6391 | m |  | 0 |  | 99 | 73
|  | 0 | 0 | 0 | 0 | 0 | 0 | 0 | 0 | 0 | 0 | 0 | 0 | 0
|  | 0 | 0 | 0 | 0 | 0 | 0 | 0 | 0 | 0 | 0 | 0 | 0 | 0
|  | 0 | 0 | 0 | 0 | 0 | 0 | 0 | 0 | 0 | 0 | 0 | 0 | 0
|  | 0 | 0 | 0 | 0 | 0 | 0 | 0 | 0 | 0 | 0 | 0 | 0 | 0
|  | 0 | 0 | 0 | 0 | 0 | 0 | 0 | 0 | 0 | 0 | 0 | 0 | 0
|  | 0 | 0 | 0 | 0 | 0 | 0 | 0 | 0 | 0 | 0 | 0 | 0 | 0
|  | 0 | 0 | 0 | 0 | 0 | 0 | 0 | 0 | 0 | 0 | 0 | 0 | 0
[15 empty] | To Collection | AED | 0
|  | 0 | 0 | 0 | 0 | 0 | 0 | 0 | 0 | 0 | 0 | 0 | 0 | 0
| PRECAST CONCRETE | 0 | 0 | 0 | 0 | 0 | 0 | 0 | 0 | 0 | 0 | 0 | 0 | 0
|  | 0 | 0 | 0 | 0 | 0 | 0 | 0 | 0 | 0 | 0 | 0 | 0 | 0
| Precast shaft cover; including all necessary ancillary works | 0 | 0 | 0 | 0 | 0 | 0 | 0 | 0 | 0 | 0 | 0 | 0 | 0
|  | 0 | 0 | 0 | 0 | 0 | 0 | 0 | 0 | 0 | 0 | 0 | 0 | 0
A | average 175mm thick | 8 | 0 | 10 | 0 | 60 | 0 | 14 | 0 | 48 | 0 | 18 | 0 | 158 | m² |  | 0 |  | 2 | 2
|  | 0 | 0 | 0 | 0 | 0 | 0 | 0 | 0 | 0 | 0 | 0 | 0 | 0
| SUNDRIES | 0 | 0 | 0 | 0 | 0 | 0 | 0 | 0 | 0 | 0 | 0 | 0 | 0
|  | 0 | 0 | 0 | 0 | 0 | 0 | 0 | 0 | 0 | 0 | 0 | 0 | 0
B | Allow for all joints in Concrete Work including designed joints | 0 | 0 | 0 | 0 | 0 | 0 | 0 | 0 | 0 | 0 | 0 | 0 | 0 | Item |  | 0
|  | 0 | 0 | 0 | 0 | 0 | 0 | 0 | 0 | 0 | 0 | 0 | 0 | 0
C | Roof pedestal; comprising concrete upstand and light weight concrete fill; as Drawing No. A-530 | 24 | 0 | 30 | 0 | 180 | 0 | 42 | 0 | 144 | 0 | 54 | 0 | 474 | m² |  | 0 |  | 6 | 6
|  | 0 | 0 | 0 | 0 | 0 | 0 | 0 | 0 | 0 | 0 | 0 | 0 | 0
| GENERALLY | 0 | 0 | 0 | 0 | 0 | 0 | 0 | 0 | 0 | 0 | 0 | 0 | 0
|  | 0 | 0 | 0 | 0 | 0 | 0 | 0 | 0 | 0 | 0 | 0 | 0 | 0
D | Allow for any other works which are not included above and which are required to complete the Concrete Work in accordance with the Specification and the Drawings (Tenderer to list below): | 0 | 0 | 0 | 0 | 0 | 0 | 0 | 0 | 0 | 0 | 0 | 0 | 0 | Item |  | 0
|  | 0 | 0 | 0 | 0 | 0 | 0 | 0 | 0 | 0 | 0 | 0 | 0 | 0
|  | 0 | 0 | 0 | 0 | 0 | 0 | 0 | 0 | 0 | 0 | 0 | 0 | 0
|  | 0 | 0 | 0 | 0 | 0 | 0 | 0 | 0 | 0 | 0 | 0 | 0 | 0
|  | 0 | 0 | 0 | 0 | 0 | 0 | 0 | 0 | 0 | 0 | 0 | 0 | 0
|  | 0 | 0 | 0 | 0 | 0 | 0 | 0 | 0 | 0 | 0 | 0 | 0 | 0
|  | 0 | 0 | 0 | 0 | 0 | 0 | 0 | 0 | 0 | 0 | 0 | 0 | 0
|  | 0 | 0 | 0 | 0 | 0 | 0 | 0 | 0 | 0 | 0 | 0 | 0 | 0
|  | 0 | 0 | 0 | 0 | 0 | 0 | 0 | 0 | 0 | 0 | 0 | 0 | 0
|  | 0 | 0 | 0 | 0 | 0 | 0 | 0 | 0 | 0 | 0 | 0 | 0 | 0
[15 empty] | To Collection | AED | 0
COLLECTION
[14 empty] | Page Nr. | 3/C/1 |  | 0
[14 empty] | Page Nr. | 3/C/2 |  | 0
[14 empty] | Page Nr. | 3/C/3 |  | 0
[14 empty] | Page Nr. | 3/C/4 |  | 0
[14 empty] | Page Nr. | 3/C/5 |  | 0
TOTAL FOR CONCRETE WORK
[15 empty] | To Summary | AED | 0

## D.Masonry
Item | Description | Quantity | [12 empty] | Unit | Rate AED | Amount AED
|  | TH-A 4-Cluster | Total | TH-A 5-Cluster | Total | TH-A 6-Cluster | Total | TH-A 7-Cluster | Total | TH-A 8-Cluster | Total | TH-A 9-Cluster | Total | TOTAL |  |  |  |  | End | Mid
|  | 1 |  | 1 |  | 5 |  | 1 |  | 3 |  | 1 | [5 empty] | 12
MASONRY
Note: Refer to the following
1. Structural General Details Drawing Nr. S-002C
2. Architectural General Notes Drawing Nr. A-01 & A-530
WALLS AND PIERS
Solid concrete blockwork; bedded and jointed in cement and sand mortar; including damp proof course, expanded metal mesh, grout, horizontal bed joint reinforcement as required and all necessary fixing accessories, flashings, ties, anchors and the like
|  | 0 | 0 | 0 | 0 | 0 | 0 | 0 | 0 | 0 | 0 | 0 | 0 | 0
A | 200mm thick; under external tie beams | 6 | 0 | 9 | 0 | 60 | 0 | 15 | 0 | 54 | 0 | 21 | 0 | 165 | m² |  | Deleted |  |  | 0
|  | 0 | 0 | 0 | 0 | 0 | 0 | 0 | 0 | 0 | 0 | 0 | 0 | 0
B | 250mm thick; under external tie beams | 64 | 0 | 78 | 0 | 454 | 0 | 104 | 0 | 351 | 0 | 130 | 0 | 1181 | m² |  | 0 |  | 19.0833 | 13.1636
|  | 0 | 0 | 0 | 0 | 0 | 0 | 0 | 0 | 0 | 0 | 0 | 0 | 0
C | 200mm thick; to top of footing | 5 | 0 | 8 | 0 | 51 | 0 | 13 | 0 | 45 | 0 | 18 | 0 | 140 | m² |  | Deleted |  |  | 0
|  | 0 | 0 | 0 | 0 | 0 | 0 | 0 | 0 | 0 | 0 | 0 | 0 | 0
D | 250mm thick; to top of footing | 54 | 0 | 65 | 0 | 378 | 0 | 86 | 0 | 290 | 0 | 107 | 0 | 980 | m² |  | 0 |  | 16.6667 | 10.5818
|  | 0 | 0 | 0 | 0 | 0 | 0 | 0 | 0 | 0 | 0 | 0 | 0 | 0
E | Step blockwork; 173mm thick | 1 | 0 | 1 | 0 | 5 | 0 | 1 | 0 | 4 | 0 | 1 | 0 | 13 | m² |  | 0 |  | 0.15 | 0.15
|  | 0 | 0 | 0 | 0 | 0 | 0 | 0 | 0 | 0 | 0 | 0 | 0 | 0
| Internal walls | 0 | 0 | 0 | 0 | 0 | 0 | 0 | 0 | 0 | 0 | 0 | 0 | 0
F | 75mm thick; acoustic insulation Rw40+ | 70 | 0 | 92 | 0 | 570 | 0 | 136 | 0 | 474 | 0 | 180 | 0 | 1522 | m² |  | 0 |  | 13 | 22
|  | 0 | 0 | 0 | 0 | 0 | 0 | 0 | 0 | 0 | 0 | 0 | 0 | 0
G | 100mm thick; acoustic insulation Rw50+; shaft | 152 | 0 | 190 | 0 | 1140 | 0 | 266 | 0 | 912 | 0 | 342 | 0 | 3002 | m² |  | 0 |  | 38 | 38
|  | 0 | 0 | 0 | 0 | 0 | 0 | 0 | 0 | 0 | 0 | 0 | 0 | 0
H | 200mm thick; acoustic insulation Rw55+; FR: 2hr; shared wall | 86 | 0 | 111 | 0 | 680 | 0 | 161 | 0 | 558 | 0 | 211 | 0 | 1807 | m² |  | 0 |  | 18 | 25
|  | 0 | 0 | 0 | 0 | 0 | 0 | 0 | 0 | 0 | 0 | 0 | 0 | 0
J | 350mm thick; acoustic insulation Rw55+; FR: 2hr; shared wall | 98 | 0 | 129 | 0 | 800 | 0 | 191 | 0 | 666 | 0 | 253 | 0 | 2137 | m² |  | 0 |  | 18 | 31
|  | 0 | 0 | 0 | 0 | 0 | 0 | 0 | 0 | 0 | 0 | 0 | 0 | 0
| External walls | 0 | 0 | 0 | 0 | 0 | 0 | 0 | 0 | 0 | 0 | 0 | 0 | 0
|  | 0 | 0 | 0 | 0 | 0 | 0 | 0 | 0 | 0 | 0 | 0 | 0 | 0
K | 100mm thick; to shaft cover | 12 | 0 | 15 | 0 | 90 | 0 | 21 | 0 | 72 | 0 | 27 | 0 | 237 | m² |  | 0 |  | 3 | 3
|  | 0 | 0 | 0 | 0 | 0 | 0 | 0 | 0 | 0 | 0 | 0 | 0 | 0
L | 200mm thick; acoustic insulation Rw50+; braced wall | 104 | 0 | 128 | 0 | 760 | 0 | 176 | 0 | 600 | 0 | 224 | 0 | 1992 | m² |  | 0 |  | 28 | 24
|  | 0 | 0 | 0 | 0 | 0 | 0 | 0 | 0 | 0 | 0 | 0 | 0 | 0
M | 200mm thick; acoustic insulation Rw55+; FR: 2Hr; shared | 18 | 0 | 27 | 0 | 180 | 0 | 45 | 0 | 162 | 0 | 63 | 0 | 495 | m² |  | 0 |  |  | 9
|  | 0 | 0 | 0 | 0 | 0 | 0 | 0 | 0 | 0 | 0 | 0 | 0 | 0
N | 250mm thick; acoustic insulation Rw55+; FR: 2Hr; shared | 2 | 0 | 3 | 0 | 20 | 0 | 5 | 0 | 18 | 0 | 7 | 0 | 55 | m² |  | 0 |  |  | 1
[15 empty] | To Collection | AED | 0
WALLS AND PIERS (CONT'D)
|  | 0 | 0 | 0 | 0 | 0 | 0 | 0 | 0 | 0 | 0 | 0 | 0 | 0
| Hollow / lightweight concrete blockwork; bedded and jointed in cement and sand mortar; including damp proof course, expanded metal mesh, grout, horizontal bed joint reinforcement as required and all necessary fixing accessories, flashings, ties, anchors and the like | 0 | 0 | 0 | 0 | 0 | 0 | 0 | 0 | 0 | 0 | 0 | 0 | 0
|  | 0 | 0 | 0 | 0 | 0 | 0 | 0 | 0 | 0 | 0 | 0 | 0 | 0
| Internal walls | 0 | 0 | 0 | 0 | 0 | 0 | 0 | 0 | 0 | 0 | 0 | 0 | 0
|  | 0 | 0 | 0 | 0 | 0 | 0 | 0 | 0 | 0 | 0 | 0 | 0 | 0
A | 100mm thick; acoustic insulation Rw40+ | 376 | 0 | 460 | 0 | 2720 | 0 | 628 | 0 | 2136 | 0 | 796 | 0 | 7116 | m² |  | 0 |  | 104 | 84
|  | 0 | 0 | 0 | 0 | 0 | 0 | 0 | 0 | 0 | 0 | 0 | 0 | 0
B | 100mm thick; acoustic insulation Rw55+ | 358 | 0 | 438 | 0 | 2590 | 0 | 598 | 0 | 2034 | 0 | 758 | 0 | 6776 | m² |  | 0 |  | 99 | 80
|  | 0 | 0 | 0 | 0 | 0 | 0 | 0 | 0 | 0 | 0 | 0 | 0 | 0
C | 150mm thick; acoustic insulation Rw40+ | 4 | 0 | 6 | 0 | 40 | 0 | 10 | 0 | 36 | 0 | 14 | 0 | 110 | m² |  | 0 |  |  | 2
|  | 0 | 0 | 0 | 0 | 0 | 0 | 0 | 0 | 0 | 0 | 0 | 0 | 0
D | 200mm thick; acoustic insulation Rw40+ | 18 | 0 | 20 | 0 | 110 | 0 | 24 | 0 | 78 | 0 | 28 | 0 | 278 | m² |  | 0 |  | 7 | 2
|  | 0 | 0 | 0 | 0 | 0 | 0 | 0 | 0 | 0 | 0 | 0 | 0 | 0
| Insulated blockwork; bedded and jointed in cement and sand mortar, including insulation, steel mesh, horizontal bed joint reinforcement as required and all necessary fixing accessories, ties, anchors and the like | 0 | 0 | 0 | 0 | 0 | 0 | 0 | 0 | 0 | 0 | 0 | 0 | 0
|  | 0 | 0 | 0 | 0 | 0 | 0 | 0 | 0 | 0 | 0 | 0 | 0 | 0
| External walls | 0 | 0 | 0 | 0 | 0 | 0 | 0 | 0 | 0 | 0 | 0 | 0 | 0
|  | 0 | 0 | 0 | 0 | 0 | 0 | 0 | 0 | 0 | 0 | 0 | 0 | 0
E | 100mm thick; acoustic insulation Rw50+ | 46 | 0 | 56 | 0 | 330 | 0 | 76 | 0 | 258 | 0 | 96 | 0 | 862 | m² |  | 0 |  | 13 | 10
|  | 0 | 0 | 0 | 0 | 0 | 0 | 0 | 0 | 0 | 0 | 0 | 0 | 0
F | 150mm thick; acoustic insulation Rw50+ | 32 | 0 | 40 | 0 | 240 | 0 | 56 | 0 | 192 | 0 | 72 | 0 | 632 | m² |  | 0 |  | 8 | 8
|  | 0 | 0 | 0 | 0 | 0 | 0 | 0 | 0 | 0 | 0 | 0 | 0 | 0
G | 200mm thick; acoustic insulation Rw50+ | 12 | 0 | 13 | 0 | 70 | 0 | 15 | 0 | 48 | 0 | 17 | 0 | 175 | m² |  | 0 |  | 5 | 1
|  | 0 | 0 | 0 | 0 | 0 | 0 | 0 | 0 | 0 | 0 | 0 | 0 | 0
H | 250mm thick; acoustic insulation Rw50+ | 414 | 0 | 492 | 0 | 2850 | 0 | 648 | 0 | 2178 | 0 | 804 | 0 | 7386 | m² |  | 0 |  | 129 | 78
|  | 0 | 0 | 0 | 0 | 0 | 0 | 0 | 0 | 0 | 0 | 0 | 0 | 0
J | 350mm thick; acoustic insulation Rw50+ | 72 | 0 | 92 | 0 | 560 | 0 | 132 | 0 | 456 | 0 | 172 | 0 | 1484 | m² |  | 0 |  | 16 | 20
|  | 0 | 0 | 0 | 0 | 0 | 0 | 0 | 0 | 0 | 0 | 0 | 0 | 0
K | 400mm thick; acoustic insulation Rw50+ | 12 | 0 | 15 | 0 | 90 | 0 | 21 | 0 | 72 | 0 | 27 | 0 | 237 | m² |  | 0 |  | 3 | 3
[15 empty] | To Collection | AED | 0
|  | 0 | 0 | 0 | 0 | 0 | 0 | 0 | 0 | 0 | 0 | 0 | 0 | 0
| SUNDRIES | 0 | 0 | 0 | 0 | 0 | 0 | 0 | 0 | 0 | 0 | 0 | 0 | 0 |  |  | 0
|  | 0 | 0 | 0 | 0 | 0 | 0 | 0 | 0 | 0 | 0 | 0 | 0 | 0
A | Allow for all joints in masonry; including fire resistant compressible joint filler, sealant, angle head restraints, telescopic, sleeved and/or debonded ties and the like | 0 | 0 | 0 | 0 | 0 | 0 | 0 | 0 | 0 | 0 | 0 | 0 | 0 | Item |  | 0
|  | 0 | 0 | 0 | 0 | 0 | 0 | 0 | 0 | 0 | 0 | 0 | 0 | 0
B | Allow for all in-situ concrete stiffening posts in masonry; including all reinforcement, formwork, additional ties and the like | 0 | 0 | 0 | 0 | 0 | 0 | 0 | 0 | 0 | 0 | 0 | 0 | 0 | Item |  | 0
GENERALLY
C | Allow for any other works which are not included above and which are required to complete the Masonry in accordance with the Specification and the Drawings (Tenderer to list below): | 0 | 0 | 0 | 0 | 0 | 0 | 0 | 0 | 0 | 0 | 0 | 0 | 0 | Item |  | 0
[15 empty] | To Collection | AED | 0
COLLECTION
[14 empty] | Page Nr. | 3/D/1 |  | 0
[14 empty] | Page Nr. | 3/D/2 |  | 0
[14 empty] | Page Nr. | 3/D/3 |  | 0
TOTAL FOR MASONRY
[15 empty] | To Summary | AED | 0

## E.Metalwork
Item | Description | Quantity | [12 empty] | Unit | Rate AED | Amount AED
|  | TH-A 4-Cluster | Total | TH-A 5-Cluster | Total | TH-A 6-Cluster | Total | TH-A 7-Cluster | Total | TH-A 8-Cluster | Total | TH-A 9-Cluster | Total | TOTAL |  |  |  |  | End | Mid
|  | 1 |  | 1 |  | 5 |  | 1 |  | 3 |  | 1 | [5 empty] | 12
METALWORK
Note: Refer to the following
1. Architectural Specifications Division 05, 092216, 099114, 099124
2. Structural General Details Drawing Nr. S-002C
2. Architectural General Notes Drawing Nr. A-01 & A-02
STRUCTURAL METALWORK
| Car Shades | 0 | 0 | 0 | 0 | 0 | 0 | 0 | 0 | 0 | 0 | 0 | 0
|  | 0 | 0 | 0 | 0 | 0 | 0 | 0 | 0 | 0 | 0 | 0 | 0
| Steel structure to car shades; structural steel framing system, including supports, finish, connections and joints and all necessary accessories; as Drawing Nr. A-520 & A521 | 0 | 0 | 0 | 0 | 0 | 0 | 0 | 0 | 0 | 0 | 0 | 0
|  | 0 | 0 | 0 | 0 | 0 | 0 | 0 | 0 | 0 | 0 | 0 | 0
A | Post; 150mm diameter - 15.9kg/m | 0.4 | 0 | 0.4 | 0 | 2 | 0 | 0.4 | 0 | 1.2 | 0 | 0.4 | 0 | 4.8 | t |  | 0 |  | 0.1 | 0.1
|  | 0 | 0 | 0 | 0 | 0 | 0 | 0 | 0 | 0 | 0 | 0 | 0
B | Steel tube; 150 x 100 x 8mm thick aluminium tube in powder coated finish - 29.10kg/m | 6.88 | 0 | 6.88 | 0 | 34.4 | 0 | 6.88 | 0 | 20.64 | 0 | 6.88 | 0 | 82.56 | t |  | 0 |  | 1.72 | 1.72
|  | 0 | 0 | 0 | 0 | 0 | 0 | 0 | 0 | 0 | 0 | 0 | 0
| Protective Treatment; including surface preparation | 0 | 0 | 0 | 0 | 0 | 0 | 0 | 0 | 0 | 0 | 0 | 0
|  | 0 | 0 | 0 | 0 | 0 | 0 | 0 | 0 | 0 | 0 | 0 | 0
C | Corrosion protection system | 0 | 0 | 0 | 0 | 0 | 0 | 0 | 0 | 0 | 0 | 0 | 0 | 0 | Item |  | 0
|  | 0 | 0 | 0 | 0 | 0 | 0 | 0 | 0 | 0 | 0 | 0 | 0
D | Fireproofing and intumescent coating system | 0 | 0 | 0 | 0 | 0 | 0 | 0 | 0 | 0 | 0 | 0 | 0 | 0 | Item |  | Deleted
|  | 0 | 0 | 0 | 0 | 0 | 0 | 0 | 0 | 0 | 0 | 0 | 0 | 0
[15 empty] | To Collection | AED | 0
NON-STRUCTURAL METALWORK
| Balustrade handrail; handrail type MT-03 in stainless steel finish with toughened glass balustrade type GL-03; floor mounted; with and including metal plate, bolts securely fixed to stair, all necessary fixings and accessories; as Drawing Nr. ID-601 Detail 10 | 0 | 0 | 0 | 0
|  | 0 | 0 | 0 | 0 | 0 | 0 | 0 | 0 | 0 | 0 | 0 | 0 | 0
A | 1100mm high; sloping | 36 | 0 | 45 | 0 | 270 | 0 | 63 | 0 | 216 | 0 | 81 | 0 | 711 | m |  | 0 |  | 9 | 9
|  | 0 | 0 | 0 | 0 | 0 | 0 | 0 | 0 | 0 | 0 | 0 | 0 | 0
B | 1100mm high; horizontal | 8 | 0 | 10 | 0 | 60 | 0 | 14 | 0 | 48 | 0 | 18 | 0 | 158 | m |  | 0 |  | 2 | 2
|  | 0 | 0 | 0 | 0 | 0 | 0 | 0 | 0 | 0 | 0 | 0 | 0 | 0
| Glass balustrade; comprising 10mm hs (low iron glass)+ 1.52mm laminate (sgp interlayer) + 10mm hs (low iron glass) safety glass; including powder coated steel bracket, stainless steel cover, finishes, glazing gasket and all necessary fixings and accessories; as Drawing Nr. A-420 | 0 | 0 | 0 | 0 | 0 | 0 | 0 | 0 | 0 | 0 | 0 | 0 | 0 |  |  | 0
|  | 0 | 0 | 0 | 0 | 0 | 0 | 0 | 0 | 0 | 0 | 0 | 0 | 0
C | 300mm high; fixed to top of parapet wall; detail 9; to balcony | 12 | 0 | 12 | 0 | 60 | 0 | 12 | 0 | 36 | 0 | 12 | 0 | 144 | m |  | 0 |  | 6 | 0
|  | 0 | 0 | 0 | 0 | 0 | 0 | 0 | 0 | 0 | 0 | 0 | 0 | 0
D | 1200mm high; floor mounted; detail 7; to balcony | 10 | 0 | 13 | 0 | 80 | 0 | 19 | 0 | 66 | 0 | 25 | 0 | 213 | m |  | 0 |  | 2 | 3
|  | 0 | 0 | 0 | 0 | 0 | 0 | 0 | 0 | 0 | 0 | 0 | 0 | 0
| Parking shade; comprising powder coated ACP cladding; rigidly fixed to steel structure (measured elsewhere); including concrete foundation, excavation, disposal, backfilling, steel supports, connections and joints and all necessary accessories; as Drawing Nr. LAC-591-A-520 to 521 | 0 | 0 | 0 | 0 | 0 | 0 | 0 | 0 | 0 | 0 | 0 | 0 | 0 |  |  | 0
|  | 0 | 0 | 0 | 0 | 0 | 0 | 0 | 0 | 0 | 0 | 0 | 0 | 0
E | 6350 x 6000 x 3050mm high overall size; to double unit | 4 | 0 | 5 | 0 | 30 | 0 | 7 | 0 | 24 | 0 | 9 | 0 | 79 | Nr. |  | 0 |  | 1 | 1
|  | 0 | 0 | 0 | 0 | 0 | 0 | 0 | 0 | 0 | 0 | 0 | 0 | 0
[15 empty] | To Collection | AED | 0
NON-STRUCTURAL METALWORK (CONT'D)
| Access ladder; comprising 25 and 50mm diameter painted galvanized steel pipe; including rung, cage, lockable door, bolts, plates and all necessary fixing accessories; as Drawing Nr. A-531 | 0 | 0 | 0 | 0 | 0 | 0 | 0 | 0 | 0 | 0 | 0 | 0 | 0
|  | 0 | 0 | 0 | 0 | 0 | 0 | 0 | 0 | 0 | 0 | 0 | 0 | 0
A | 600 x 9100mm high with protection cage | 2 | 0 | 2 | 0 | 10 | 0 | 2 | 0 | 6 | 0 | 2 | 0 | 24 | Nr. |  | 0 |  | 1 | 0
|  | 0 | 0 | 0 | 0 | 0 | 0 | 0 | 0 | 0 | 0 | 0 | 0 | 0
| Utility cabinet; comprising powder coated aluminium sheet and louver shutter; including all necessary fixings and accessories; as Drawing Nr. LA-630 Detail 1 | 0 | 0 | 0 | 0 | 0 | 0 | 0 | 0 | 0 | 0 | 0 | 0 | 0
|  | 0 | 0 | 0 | 0 | 0 | 0 | 0 | 0 | 0 | 0 | 0 | 0 | 0
B | 1300 x 900 x 1200mm high overall size; to pump room | 2 | 0 | 2 | 0 | 10 | 0 | 2 | 0 | 6 | 0 | 2 | 0 | 24 | Nr. |  | 0 |  | 1 | 0
|  | 0 | 0 | 0 | 0 | 0 | 0 | 0 | 0 | 0 | 0 | 0 | 0 | 0
Aluminium fence; comprising 30x100mm powder coated aluminium box section spaced at 100mm, 150x50mm powder coated aluminium box section frame; including gate, all necessary fixings and ancillary works as Drawing Nr. LAC-591-A-911 Detail A5
|  | 0 | 0 | 0 | 0 | 0 | 0 | 0 | 0 | 0 | 0 | 0 | 0 | 0
C | 1800mm high | 6 | 0 | 6 | 0 | 30 | 0 | 6 | 0 | 18 | 0 | 6 | 0 | 72 | m |  | 0 |  | 3 | 0
|  | 0 | 0 | 0 | 0 | 0 | 0 | 0 | 0 | 0 | 0 | 0 | 0 | 0
D | Extra over to gate; 900 x 1800mm high | 2 | 0 | 2 | 0 | 10 | 0 | 2 | 0 | 6 | 0 | 2 | 0 | 24 | Nr. |  | 0 |  | 1 | 0
[13 empty] | 0 | 0
[13 empty] | 0 | 0
[13 empty] | 0 | 0
[13 empty] | 0 | 0
[15 empty] | To Collection | AED | 0
GENERALLY
A | Allow for any other works which are not included above and which are required to complete the Metalwork in accordance with the Specification and the Drawings (Tenderer to list below): | 0 | 0 | 0 | 0 | 0 | 0 | 0 | 0 | 0 | 0 | 0 | 0 | 0 | Item |  | 0
[15 empty] | To Collection | AED | 0
COLLECTION
[14 empty] | Page Nr. | 3/E/1 |  | 0
[14 empty] | Page Nr. | 3/E/2 |  | 0
[14 empty] | Page Nr. | 3/E/3 |  | 0
[14 empty] | Page Nr. | 3/E/4 |  | 0
TOTAL FOR METALWORK
[15 empty] | To Summary | AED | 0

## F.Woodwork
Item | Description | Quantity | [12 empty] | Unit | Rate AED | Amount AED
|  | TH-A 4-Cluster | Total | TH-A 5-Cluster | Total | TH-A 6-Cluster | Total | TH-A 7-Cluster | Total | TH-A 8-Cluster | Total | TH-A 9-Cluster | Total | TOTAL |  |  |  |  | End | Mid
|  | 1 |  | 1 |  | 5 |  | 1 |  | 3 |  | 1 | [5 empty] | 12
WOODWORK
Note: refer to
1. Architectural Specifications Section 061000, 062023, 099300 & 123530
2. Interior Design Drawings and Specifications
3. Architectural General Notes Drawing Nr. A-01 & A-02
FINISHINGS AND FITTINGS
| Kitchen cabinets; base units; comprising moisture resistant MDF panel in wood look laminate type WD-07 exterior finish; type WD-08 melamine laminate finish to interiors and 100mm high brushed stainless steel skirting type MT01; including all necessary wood framework and supports, doors, backing, shelves, drawers, carcass, finger pull, countertop (measured separately), fixings and ironmongery; Drawing No. ID-603 to ID-605 | 0 | 0 | 0 | 0 | 0 | 0 | 0 | 0 | 0 | 0 | 0 | 0 | 0
|  | 0 | 0 | 0 | 0 | 0 | 0 | 0 | 0 | 0 | 0 | 0 | 0 | 0
A | Base unit; (2470+1285)L x 600W x 900H mm; L-shaped | 2 | 0 | 2 | 0 | 10 | 0 | 2 | 0 | 6 | 0 | 2 | 0 | 24 | Nr. |  | 0 |  | 1
|  | 0 | 0 | 0 | 0 | 0 | 0 | 0 | 0 | 0 | 0 | 0 | 0 | 0
B | Base unit; (1220+1285)L x 600W x 900H mm; L-shaped | 2 | 0 | 2 | 0 | 10 | 0 | 2 | 0 | 6 | 0 | 2 | 0 | 24 | Nr. |  | 0 |  | 1
|  | 0 | 0 | 0 | 0 | 0 | 0 | 0 | 0 | 0 | 0 | 0 | 0 | 0
C | Base unit; (1145+1075)L x 600W x 900H mm; L-shaped | 2 | 0 | 3 | 0 | 20 | 0 | 5 | 0 | 18 | 0 | 7 | 0 | 55 | Nr. |  | 0 |  |  | 1
|  | 0 | 0 | 0 | 0 | 0 | 0 | 0 | 0 | 0 | 0 | 0 | 0 | 0
D | Base unit; 2395L x 600W x 900H mm | 2 | 0 | 3 | 0 | 20 | 0 | 5 | 0 | 18 | 0 | 7 | 0 | 55 | Nr. |  | 0 |  |  | 1
|  | 0 | 0 | 0 | 0 | 0 | 0 | 0 | 0 | 0 | 0 | 0 | 0 | 0
E | Base unit; 915L x 600W x 900H mm | 2 | 0 | 3 | 0 | 20 | 0 | 5 | 0 | 18 | 0 | 7 | 0 | 55 | Nr. |  | 0 |  |  | 1
| Kitchen cabinets; wall units; comprising moisture resistant MDF panel in wood look laminate type WD-07 exterior finish; type WD-08 melamine laminate finish to interiors; including all necessary wood framework and supports, doors, backing, shelves, WD-06 finish to open shelves, carcass, finger pull, fixings and ironmongery; Drawing No. ID-603 to ID-605 | 0 | 0 | 0 | 0 | 0 | 0 | 0 | 0 | 0 | 0 | 0 | 0 | 0 |  |  | 0
|  | 0 | 0 | 0 | 0 | 0 | 0 | 0 | 0 | 0 | 0 | 0 | 0 | 0 |  |  | 0
F | Wall unit; 1200L x 600W x 900H mm | 4 | 0 | 5 | 0 | 30 | 0 | 7 | 0 | 24 | 0 | 9 | 0 | 79 | Nr. |  | 0 |  | 1 | 1
|  | 0 | 0 | 0 | 0 | 0 | 0 | 0 | 0 | 0 | 0 | 0 | 0 | 0
G | Wall unit; 1820L x 300W x 1300H mm | 2 | 0 | 2 | 0 | 10 | 0 | 2 | 0 | 6 | 0 | 2 | 0 | 24 | Nr. |  | 0 |  | 1
|  | 0 | 0 | 0 | 0 | 0 | 0 | 0 | 0 | 0 | 0 | 0 | 0 | 0 |  |  | 0
H | Wall unit; 2300L x 300W x 1300H mm | 2 | 0 | 2 | 0 | 10 | 0 | 2 | 0 | 6 | 0 | 2 | 0 | 24 | Nr. |  | 0 |  | 1
|  | 0 | 0 | 0 | 0 | 0 | 0 | 0 | 0 | 0 | 0 | 0 | 0 | 0 |  |  | 0
J | Wall unit; (2590+1145)L x 300W x 1300H mm; L-shaped | 2 | 0 | 3 | 0 | 20 | 0 | 5 | 0 | 18 | 0 | 7 | 0 | 55 | Nr. |  | 0 |  |  | 1
[15 empty] | To Collection | AED | 0
FINISHINGS AND FITTINGS (CONT'D)
| Wardrobes; comprising wood laminate to exteriors type WD-04 finish and plain laminate MDF interiors type WD-05, back panel in 4mm thick white coated hard board; including all necessary wood framework and supports, doors, shelves, carcass, drawers, solid wood lipping, chrome S/S hanger rod, 100mm high skirtings laminated MDF, ironmongery, necessary fixings and accessories; as Drawing Nr.ID-620 to ID-625 inclusive and ID-640 | 0 | 0 | 0 | 0 | 0 | 0 | 0 | 0 | 0 | 0 | 0 | 0 | 0
|  | 0 | 0 | 0 | 0 | 0 | 0 | 0 | 0 | 0 | 0 | 0 | 0 | 0
A | L-shaped; (2800+1800)L x 600W x 2400H mm | 4 | 0 | 5 | 0 | 30 | 0 | 7 | 0 | 24 | 0 | 9 | 0 | 79 | Nr. |  | 0 |  | 1 | 1
|  | 0 | 0 | 0 | 0 | 0 | 0 | 0 | 0 | 0 | 0 | 0 | 0 | 0
B | 500L x 600W x 2400H mm | 4 | 0 | 5 | 0 | 30 | 0 | 7 | 0 | 24 | 0 | 9 | 0 | 79 | Nr. |  | 0 |  | 1 | 1
|  | 0 | 0 | 0 | 0 | 0 | 0 | 0 | 0 | 0 | 0 | 0 | 0 | 0
C | 1040L x 600W x 2400H mm | 4 | 0 | 5 | 0 | 30 | 0 | 7 | 0 | 24 | 0 | 9 | 0 | 79 | Nr. |  | Deleted |  | 0 | 0
|  | 0 | 0 | 0 | 0 | 0 | 0 | 0 | 0 | 0 | 0 | 0 | 0 | 0
D | 1200L x 600W x 2400H mm | 12 | 0 | 15 | 0 | 90 | 0 | 21 | 0 | 72 | 0 | 27 | 0 | 237 | Nr. |  | 0 |  | 3 | 3
|  | 0 | 0 | 0 | 0 | 0 | 0 | 0 | 0 | 0 | 0 | 0 | 0 | 0
E | 1500L x 600W x 2400H mm | 2 | 0 | 2 | 0 | 10 | 0 | 2 | 0 | 6 | 0 | 2 | 0 | 24 | Nr. |  | 0 |  | 1
|  | 0 | 0 | 0 | 0 | 0 | 0 | 0 | 0 | 0 | 0 | 0 | 0 | 0
F | 1810L x 600W x 2400H mm | 8 | 0 | 10 | 0 | 60 | 0 | 14 | 0 | 48 | 0 | 18 | 0 | 158 | Nr. |  | 0 |  | 2 | 2
|  | 0 | 0 | 0 | 0 | 0 | 0 | 0 | 0 | 0 | 0 | 0 | 0 | 0
G | 1900L x 600W x 2400H mm | 2 | 0 | 2 | 0 | 10 | 0 | 2 | 0 | 6 | 0 | 2 | 0 | 24 | Nr. |  | Deleted |  | 0
| Vanity cabinet; wood laminated type WD-07 exterior finish and type WD-08 melamine laminated interiors on moisture resistant MDF construction; including all necessary wood framework and supports, doors, backing, shelves, drawers, carcass, solid wood lipping, finger pull, fixings, countertop & fascia (measured separately) ironmongery, all necessary fixings and accessories | 0 | 0 | 0 | 0 | 0 | 0 | 0 | 0 | 0 | 0 | 0 | 0 | 0
|  | 0 | 0 | 0 | 0 | 0 | 0 | 0 | 0 | 0 | 0 | 0 | 0 | 0 |  |  | 0
H | 700L x 400W x 630H mm | 4 | 0 | 5 | 0 | 30 | 0 | 7 | 0 | 24 | 0 | 9 | 0 | 79 | Nr. |  | 0 |  | 1 | 1
|  | 0 | 0 | 0 | 0 | 0 | 0 | 0 | 0 | 0 | 0 | 0 | 0 | 0 |  |  | 0
J | 1100L x 400W x 630H mm | 8 | 0 | 10 | 0 | 60 | 0 | 14 | 0 | 48 | 0 | 18 | 0 | 158 | Nr. |  | 0 |  | 2 | 2
|  | 0 | 0 | 0 | 0 | 0 | 0 | 0 | 0 | 0 | 0 | 0 | 0 | 0 |  |  | 0
K | 1500L x 600W x 700H mm | 4 | 0 | 5 | 0 | 30 | 0 | 7 | 0 | 24 | 0 | 9 | 0 | 79 | Nr. |  | 0 |  | 1 | 1
| Solid wood frame type WD-03; with U channel type MT-02; fixed to walls; including all necessary fixings and accessories | 0 | 0 | 0 | 0 | 0 | 0 | 0 | 0 | 0 | 0 | 0 | 0 | 0 |  |  | 0
L | 130mm wide x 40mm thick; to kitchen opening | 20 | 0 | 25 | 0 | 150 | 0 | 35 | 0 | 120 | 0 | 45 | 0 | 395 | m |  | 0 |  | 5 | 5
[15 empty] | To Collection | AED | 0
GENERALLY
A | Allow for any other works which are not included above and which are required to complete the Woodwork in accordance with the Specification and the Drawings (Tenderer to list below): | 0 | 0 | 0 | 0 | 0 | 0 | 0 | 0 | 0 | 0 | 0 | 0 | 0 | Item |  | 0
[15 empty] | To Collection | AED | 0
COLLECTION
[14 empty] | Page Nr. | 3/F/1 |  | 0
[14 empty] | Page Nr. | 3/F/2 |  | 0
[14 empty] | Page Nr. | 3/F/3 |  | 0
TOTAL FOR WOODWORK
[15 empty] | To Summary | AED | 0

## G.TMP
Item | Description | Quantity | [12 empty] | Unit | Rate AED | Amount AED
|  | TH-A 4-Cluster | Total | TH-A 5-Cluster | Total | TH-A 6-Cluster | Total | TH-A 7-Cluster | Total | TH-A 8-Cluster | Total | TH-A 9-Cluster | Total | TOTAL |  |  |  |  | End | Mid
|  | 1 |  | 1 |  | 5 |  | 1 |  | 3 |  | 1 | [5 empty] | 12
THERMAL AND MOISTURE PROTECTION
Note: refer to
1. Structural General Notes & Details Drawing Nr. S-001 to S-002F inclusive
2. Architectural Specifications Division 07
3. Architectural General Notes Drawing Nr. A-01 & A-02
4. Drawing Nr. A-420, A-530
SUBSTRUCTURE WATERPROOFING
Polythene sheet; 1000 gauge; including surface preparation and all necessary ancillary works
A | To horizontal surfaces; to slab on grade | 448 | 0 | 550 | 0 | 3260 | 0 | 754 | 0 | 2568 | 0 | 958 | 0 | 8538 | m² |  | 0 |  | 122 | 102
|  | 0 | 0 | 0 | 0 | 0 | 0 | 0 | 0 | 0 | 0 | 0 | 0 | 0
| Waterproofing membrane; 2layer - 5mm thick polymer-bitumen modified with elastomers, plastomers and reinforced with 180g/m² non-woven fabric of continuously extruded spun bond rot-proof polyester; including surface preparation and all necessary ancillary works; as Specification Section 071352 | 0 | 0 | 0 | 0 | 0 | 0 | 0 | 0 | 0 | 0 | 0 | 0 | 0
|  | 0 | 0 | 0 | 0 | 0 | 0 | 0 | 0 | 0 | 0 | 0 | 0 | 0
B | To horizontal surfaces | 448 | 0 | 551 | 0 | 3274 | 0 | 758 | 0 | 2584 | 0 | 965 | 0 | 8580 | m² |  | 0 |  | 120.75 | 103.3091
|  | 0 | 0 | 0 | 0 | 0 | 0 | 0 | 0 | 0 | 0 | 0 | 0 | 0
C | To vertical surfaces | 576 | 0 | 711 | 0 | 4232 | 0 | 982 | 0 | 3351 | 0 | 1252 | 0 | 11104 | m² |  | 0 |  | 152.5833 | 135.3273
|  | 0 | 0 | 0 | 0 | 0 | 0 | 0 | 0 | 0 | 0 | 0 | 0 | 0
| WET AREA WATERPROOFING | 0 | 0 | 0 | 0 | 0 | 0 | 0 | 0 | 0 | 0 | 0 | 0 | 0
|  | 0 | 0 | 0 | 0 | 0 | 0 | 0 | 0 | 0 | 0 | 0 | 0 | 0
| Waterproofing to wet areas; prepackaged, polymer-modified cement waterproofing; including surface preparation and all necessary ancillary works; as Specification section 071613 | 0 | 0 | 0 | 0 | 0 | 0 | 0 | 0 | 0 | 0 | 0 | 0 | 0
|  | 0 | 0 | 0 | 0 | 0 | 0 | 0 | 0 | 0 | 0 | 0 | 0 | 0
D | To horizontal surfaces | 164 | 0 | 205 | 0 | 1230 | 0 | 287 | 0 | 984 | 0 | 369 | 0 | 3239 | m² |  | 0 |  | 41 | 41
|  | 0 | 0 | 0 | 0 | 0 | 0 | 0 | 0 | 0 | 0 | 0 | 0 | 0
E | To vertical surfaces; shower walls | 176 | 0 | 220 | 0 | 1320 | 0 | 308 | 0 | 1056 | 0 | 396 | 0 | 3476 | m² |  | 0 | assume 1200mm high | 44 | 44
|  | 0 | 0 | 0 | 0 | 0 | 0 | 0 | 0 | 0 | 0 | 0 | 0 | 0
F | To vertical surfaces; to turning up; 150mm high | 182 | 0 | 229 | 0 | 1380 | 0 | 323 | 0 | 1110 | 0 | 417 | 0 | 3641 | m |  | 0 |  | 44 | 47
|  | 0 | 0 | 0 | 0 | 0 | 0 | 0 | 0 | 0 | 0 | 0 | 0 | 0
[15 empty] | To Collection | AED | 0
|  | 0 | 0 | 0 | 0 | 0 | 0 | 0 | 0 | 0 | 0 | 0 | 0 | 0
| ROOF AREA WATERPROOFING | 0 | 0 | 0 | 0 | 0 | 0 | 0 | 0 | 0 | 0 | 0 | 0 | 0
|  | 0 | 0 | 0 | 0 | 0 | 0 | 0 | 0 | 0 | 0 | 0 | 0 | 0
| Lightweight concrete; 600 to 800kg/m3 density; laid to slope; thickness to achieve finished floor level | 0 | 0 | 0 | 0 | 0 | 0 | 0 | 0 | 0 | 0 | 0 | 0 | 0
|  | 0 | 0 | 0 | 0 | 0 | 0 | 0 | 0 | 0 | 0 | 0 | 0 | 0
A | To horizontal surfaces; accessible roof area | 218 | 0 | 277 | 0 | 1680 | 0 | 395 | 0 | 1362 | 0 | 513 | 0 | 4445 | m² |  | 0 |  | 50 | 59
|  | 0 | 0 | 0 | 0 | 0 | 0 | 0 | 0 | 0 | 0 | 0 | 0 | 0
B | To horizontal surfaces; non-accessible roof area | 182 | 0 | 222 | 0 | 1310 | 0 | 302 | 0 | 1026 | 0 | 382 | 0 | 3424 | m² |  | 0 |  | 51 | 40
|  | 0 | 0 | 0 | 0 | 0 | 0 | 0 | 0 | 0 | 0 | 0 | 0 | 0
| Waterproofing; 5mm thick torch applied modified bitumen waterproofing membrane, bituminous primer coat; including trims, skirting, flashings, linings to gutters and all necessary fixings and accessories | 0 | 0 | 0 | 0 | 0 | 0 | 0 | 0 | 0 | 0 | 0 | 0 | 0
|  | 0 | 0 | 0 | 0 | 0 | 0 | 0 | 0 | 0 | 0 | 0 | 0 | 0
C | To horizontal surfaces; accessible roof area | 218 | 0 | 277 | 0 | 1680 | 0 | 395 | 0 | 1362 | 0 | 513 | 0 | 4445 | m² |  | 0 |  | 50 | 59
|  | 0 | 0 | 0 | 0 | 0 | 0 | 0 | 0 | 0 | 0 | 0 | 0 | 0
D | To horizontal surfaces; non-accessible roof area | 182 | 0 | 222 | 0 | 1310 | 0 | 302 | 0 | 1026 | 0 | 382 | 0 | 3424 | m² |  | 0 |  | 51 | 40
|  | 0 | 0 | 0 | 0 | 0 | 0 | 0 | 0 | 0 | 0 | 0 | 0 | 0
| Polystyrene rigid insulation; 100mm thick board; 35 kg/m density | 0 | 0 | 0 | 0 | 0 | 0 | 0 | 0 | 0 | 0 | 0 | 0 | 0
|  | 0 | 0 | 0 | 0 | 0 | 0 | 0 | 0 | 0 | 0 | 0 | 0 | 0
E | To horizontal surfaces; accessible roof area | 218 | 0 | 277 | 0 | 1680 | 0 | 395 | 0 | 1362 | 0 | 513 | 0 | 4445 | m² |  | 0 |  | 50 | 59
|  | 0 | 0 | 0 | 0 | 0 | 0 | 0 | 0 | 0 | 0 | 0 | 0 | 0
F | To horizontal surfaces; non-accessible roof area | 182 | 0 | 222 | 0 | 1310 | 0 | 302 | 0 | 1026 | 0 | 382 | 0 | 3424 | m² |  | 0 |  | 51 | 40
|  | 0 | 0 | 0 | 0 | 0 | 0 | 0 | 0 | 0 | 0 | 0 | 0 | 0
| Filter membrane | 0 | 0 | 0 | 0 | 0 | 0 | 0 | 0 | 0 | 0 | 0 | 0 | 0
|  | 0 | 0 | 0 | 0 | 0 | 0 | 0 | 0 | 0 | 0 | 0 | 0 | 0
G | To horizontal surfaces; accessible roof area | 218 | 0 | 277 | 0 | 1680 | 0 | 395 | 0 | 1362 | 0 | 513 | 0 | 4445 | m² |  | 0 |  | 50 | 59
|  | 0 | 0 | 0 | 0 | 0 | 0 | 0 | 0 | 0 | 0 | 0 | 0 | 0
H | To horizontal surfaces; non-accessible roof area | 182 | 0 | 222 | 0 | 1310 | 0 | 302 | 0 | 1026 | 0 | 382 | 0 | 3424 | m² |  | 0 |  | 51 | 40
|  | 0 | 0 | 0 | 0 | 0 | 0 | 0 | 0 | 0 | 0 | 0 | 0 | 0
| Loose Gravel; 75mm thick | 0 | 0 | 0 | 0 | 0 | 0 | 0 | 0 | 0 | 0 | 0 | 0 | 0
|  | 0 | 0 | 0 | 0 | 0 | 0 | 0 | 0 | 0 | 0 | 0 | 0 | 0
J | To horizontal surfaces; accessible roof area | 218 | 0 | 277 | 0 | 1680 | 0 | 395 | 0 | 1362 | 0 | 513 | 0 | 4445 | m² |  | 0 |  | 50 | 59
|  | 0 | 0 | 0 | 0 | 0 | 0 | 0 | 0 | 0 | 0 | 0 | 0 | 0
K | To horizontal surfaces; non-accessible roof area | 182 | 0 | 222 | 0 | 1310 | 0 | 302 | 0 | 1026 | 0 | 382 | 0 | 3424 | m² |  | 0 |  | 51 | 40
|  | 0 | 0 | 0 | 0 | 0 | 0 | 0 | 0 | 0 | 0 | 0 | 0 | 0
| Cement tiles; 600 x 600 x 50mm thick (hydraulic type); loose laid over PVC pedestals, including grouting joints, paver bond, adhesive and necessary fixings | 0 | 0 | 0 | 0 | 0 | 0 | 0 | 0 | 0 | 0 | 0 | 0 | 0
|  | 0 | 0 | 0 | 0 | 0 | 0 | 0 | 0 | 0 | 0 | 0 | 0 | 0
L | To horizontal surfaces; accessible roof area | 218 | 0 | 277 | 0 | 1680 | 0 | 395 | 0 | 1362 | 0 | 513 | 0 | 4445 | m² |  | 0 |  | 50 | 59
|  | 0 | 0 | 0 | 0 | 0 | 0 | 0 | 0 | 0 | 0 | 0 | 0 | 0
|  | 0 | 0 | 0 | 0 | 0 | 0 | 0 | 0 | 0 | 0 | 0 | 0 | 0
|  | 0 | 0 | 0 | 0 | 0 | 0 | 0 | 0 | 0 | 0 | 0 | 0 | 0
|  | 0 | 0 | 0 | 0 | 0 | 0 | 0 | 0 | 0 | 0 | 0 | 0 | 0
[15 empty] | To Collection | AED | 0
ROOF AREA WATERPROOFING (CONT'D)
|  | 0 | 0 | 0 | 0 | 0 | 0 | 0 | 0 | 0 | 0 | 0 | 0 | 0
| Aluminium flashing; including filling, sealant and necessary fixings | 0 | 0 | 0 | 0 | 0 | 0 | 0 | 0 | 0 | 0 | 0 | 0 | 0
|  | 0 | 0 | 0 | 0 | 0 | 0 | 0 | 0 | 0 | 0 | 0 | 0 | 0
A | To parapet walls | 288 | 0 | 353 | 0 | 2090 | 0 | 483 | 0 | 1644 | 0 | 613 | 0 | 5471 | m |  | 0 |  | 79 | 65
|  | 0 | 0 | 0 | 0 | 0 | 0 | 0 | 0 | 0 | 0 | 0 | 0 | 0
| Bitumen impregnated protection board; including all necessary ancillary works | 0 | 0 | 0 | 0 | 0 | 0 | 0 | 0 | 0 | 0 | 0 | 0 | 0
|  | 0 | 0 | 0 | 0 | 0 | 0 | 0 | 0 | 0 | 0 | 0 | 0 | 0
B | To parapet walls | 288 | 0 | 353 | 0 | 2090 | 0 | 483 | 0 | 1644 | 0 | 613 | 0 | 5471 | m |  | 0 |  | 79 | 65
|  | 0 | 0 | 0 | 0 | 0 | 0 | 0 | 0 | 0 | 0 | 0 | 0 | 0
| EXTERNAL WATERPROOFING | 0 | 0 | 0 | 0 | 0 | 0 | 0 | 0 | 0 | 0 | 0 | 0 | 0
|  | 0 | 0 | 0 | 0 | 0 | 0 | 0 | 0 | 0 | 0 | 0 | 0 | 0
| Bituminous paint; 2 layer; including surface preparation and all ancillary works as necessary | 0 | 0 | 0 | 0 | 0 | 0 | 0 | 0 | 0 | 0 | 0 | 0 | 0
|  | 0 | 0 | 0 | 0 | 0 | 0 | 0 | 0 | 0 | 0 | 0 | 0 | 0
C | To ceiling; to receive EIFS cladding | 18 | 0 | 25 | 0 | 160 | 0 | 39 | 0 | 138 | 0 | 53 | 0 | 433 | m² |  | 0 |  | 2 | 7
|  | 0 | 0 | 0 | 0 | 0 | 0 | 0 | 0 | 0 | 0 | 0 | 0 | 0
| Waterproofing membrane; including surface preparation and all necessary ancillary works | 0 | 0 | 0 | 0 | 0 | 0 | 0 | 0 | 0 | 0 | 0 | 0 | 0
|  | 0 | 0 | 0 | 0 | 0 | 0 | 0 | 0 | 0 | 0 | 0 | 0 | 0
D | To horizontal surfaces; to balcony | 42 | 0 | 50 | 0 | 290 | 0 | 66 | 0 | 222 | 0 | 82 | 0 | 752 | m² |  | 0 |  | 13 | 8
|  | 0 | 0 | 0 | 0 | 0 | 0 | 0 | 0 | 0 | 0 | 0 | 0 | 0
E | To vertical surfaces; turn-up; 125mm; to balcony | 54 | 0 | 66 | 0 | 390 | 0 | 90 | 0 | 306 | 0 | 114 | 0 | 1020 | m |  | 0 |  | 15 | 12
|  | 0 | 0 | 0 | 0 | 0 | 0 | 0 | 0 | 0 | 0 | 0 | 0 | 0
| INSULATION | 0 | 0 | 0 | 0 | 0 | 0 | 0 | 0 | 0 | 0 | 0 | 0 | 0
|  | 0 | 0 | 0 | 0 | 0 | 0 | 0 | 0 | 0 | 0 | 0 | 0 | 0
| Thermal insulation; including all necessary ancillary works; as Specification Section 072100 | 0 | 0 | 0 | 0 | 0 | 0 | 0 | 0 | 0 | 0 | 0 | 0 | 0
|  | 0 | 0 | 0 | 0 | 0 | 0 | 0 | 0 | 0 | 0 | 0 | 0 | 0
F | To horizontal surface; 50mm thick; to entrance ceiling | 18 | 0 | 25 | 0 | 160 | 0 | 39 | 0 | 138 | 0 | 53 | 0 | 433 | m² |  | 0 |  | 2 | 7
|  | 0 | 0 | 0 | 0 | 0 | 0 | 0 | 0 | 0 | 0 | 0 | 0 | 0
G | To horizontal surface; 75mm thick; to balcony | 42 | 0 | 50 | 0 | 290 | 0 | 66 | 0 | 222 | 0 | 82 | 0 | 752 | m² |  | 0 |  | 13 | 8
|  | 0 | 0 | 0 | 0 | 0 | 0 | 0 | 0 | 0 | 0 | 0 | 0 | 0
| Exterior insulation and finish system (EIFS) cladding; comprising insulation board, priming coats and paint finish (measured separately); including stainless steel countersunk fixings with large washer and all necessary ancillary works; as Specification Section 072413 | 0 | 0 | 0 | 0 | 0 | 0 | 0 | 0 | 0 | 0 | 0 | 0 | 0
|  | 0 | 0 | 0 | 0 | 0 | 0 | 0 | 0 | 0 | 0 | 0 | 0 | 0
H | To ceiling; entrance | 18 | 0 | 25 | 0 | 160 | 0 | 39 | 0 | 138 | 0 | 53 | 0 | 433 | m² |  | 0 |  | 2 | 7
|  | 0 | 0 | 0 | 0 | 0 | 0 | 0 | 0 | 0 | 0 | 0 | 0 | 0
[15 empty] | To Collection | AED | 0
GENERALLY
A | Allow for any other works which are not included above and which are required to complete the Thermal and Moisture Protection in accordance with the Specification and the Drawings (Tenderer to list below): | 0 | 0 | 0 | 0 | 0 | 0 | 0 | 0 | 0 | 0 | 0 | 0 | 0 | Item |  | 0
[15 empty] | To Collection | AED | 0
COLLECTION
[14 empty] | Page Nr. | 3/G/1 |  | 0
[14 empty] | Page Nr. | 3/G/2 |  | 0
[14 empty] | Page Nr. | 3/G/3 |  | 0
[14 empty] | Page Nr. | 3/G/4 |  | 0
TOTAL FOR THERMAL AND MOISTURE PROTECTION
[15 empty] | To Summary | AED | 0

## H.D&W
Item | Description | Quantity | [12 empty] | Unit | Rate AED | Amount AED
|  | TH-A 4-Cluster | Total | TH-A 5-Cluster | Total | TH-A 6-Cluster | Total | TH-A 7-Cluster | Total | TH-A 8-Cluster | Total | TH-A 9-Cluster | Total | TOTAL |  |  |  |  | End | Mid
|  | 1 |  | 1 |  | 5 |  | 1 |  | 3 |  | 1 | [5 empty] | 12
DOORS AND WINDOWS
Note: refer to
1. Architectural Specifications Division 08
2. Architectural General Notes Drawing Nr. A-01 & A-02
3. Drawing Nr. A-610, ID-801 to 807 inclusive
DOORS
|  | 0 | 0 | 0 | 0 | 0 | 0 | 0 | 0 | 0 | 0 | 0 | 0 | 0
| Internal wood door and frame sets; solid flush door; including solid wood frames, jamb, trim, architrave, finishes, ironmongery (measured separately), rubber gasket and all necessary fixings and accessories; size to suit structural openings | 0 | 0 | 0 | 0 | 0 | 0 | 0 | 0 | 0 | 0 | 0 | 0 | 0 |  |  | 0
|  | 0 | 0 | 0 | 0 | 0 | 0 | 0 | 0 | 0 | 0 | 0 | 0 | 0 |  |  | 0
A | Type D1; single leaf door; 1000 x 2200mm; acoustic rating Rw 30+; to bedroom & general areas | 14 | 0 | 17 | 0 | 100 | 0 | 23 | 0 | 78 | 0 | 29 | 0 | 261 | Nr. |  | 0 |  | 4 | 3
|  | 0 | 0 | 0 | 0 | 0 | 0 | 0 | 0 | 0 | 0 | 0 | 0 | 0
B | Type D2; single leaf door; 900 x 2200mm; acoustic rating Rw 30+; to kitchen | 4 | 0 | 5 | 0 | 30 | 0 | 7 | 0 | 24 | 0 | 9 | 0 | 79 | Nr. |  | 0 |  | 1 | 1
|  | 0 | 0 | 0 | 0 | 0 | 0 | 0 | 0 | 0 | 0 | 0 | 0 | 0
| Internal wood door and frame sets; semi solid flush door; including solid wood frames, jamb, trim, architrave, finishes, ironmongery (measured separately), rubber gasket and all necessary fixings and accessories; size to suit structural openings | 0 | 0 | 0 | 0 | 0 | 0 | 0 | 0 | 0 | 0 | 0 | 0 | 0
|  | 0 | 0 | 0 | 0 | 0 | 0 | 0 | 0 | 0 | 0 | 0 | 0 | 0
C | Type D3; single leaf door; 800 x 2200mm; acoustic rating Rw 30+; to bath/toilet | 24 | 0 | 30 | 0 | 180 | 0 | 42 | 0 | 144 | 0 | 54 | 0 | 474 | Nr. |  | 0 |  | 6 | 6
|  | 0 | 0 | 0 | 0 | 0 | 0 | 0 | 0 | 0 | 0 | 0 | 0 | 0
D | Type D4; double leaf door; 900 x 2200mm; acoustic rating Rw 30+; to laundry/store/janitor/equipment | 4 | 0 | 5 | 0 | 30 | 0 | 7 | 0 | 24 | 0 | 9 | 0 | 79 | Nr. |  | 0 |  | 1 | 1
|  | 0 | 0 | 0 | 0 | 0 | 0 | 0 | 0 | 0 | 0 | 0 | 0 | 0
| External wood door and frame sets; solid panelled door type WD-01; including solid wood frames, jamb, trim, architrave, finishes, ironmongery (measured separately), rubber gasket and all necessary fixings and accessories; size to suit structural openings | 0 | 0 | 0 | 0 | 0 | 0 | 0 | 0 | 0 | 0 | 0 | 0 | 0
|  | 0 | 0 | 0 | 0 | 0 | 0 | 0 | 0 | 0 | 0 | 0 | 0 | 0
E | Type D5; single leaf door; 1100 x 2400mm; acoustic rating Rw 35+; FR: 60min; to main entrance | 2 | 0 | 3 | 0 | 20 | 0 | 5 | 0 | 18 | 0 | 7 | 0 | 55 | Nr. |  | 0 |  |  | 1
|  | 0 | 0 | 0 | 0 | 0 | 0 | 0 | 0 | 0 | 0 | 0 | 0 | 0
F | Type D6; double leaf door; 1600 x 2400mm; acoustic rating Rw 35+; FR: 60min; to main entrance | 2 | 0 | 2 | 0 | 10 | 0 | 2 | 0 | 6 | 0 | 2 | 0 | 24 | Nr. |  | 0 |  | 1
|  | 0 | 0
|  | 0 | 0
|  | 0 | 0
[15 empty] | To Collection | AED | 0
DOORS (CONT'D)
| Aluminium screen; 50x50mm screen and 50x100mm frame in powder coated finish; including ironmongery and all necessary fixings and accessories | 0 | 0 | 0 | 0 | 0 | 0 | 0 | 0 | 0 | 0 | 0 | 0 | 0
|  | 0 | 0 | 0 | 0 | 0 | 0 | 0 | 0 | 0 | 0 | 0 | 0 | 0
A | Type SR-01; 1200 x 1500mm high; to mechanical area (roof) | 4 | 0 | 5 | 0 | 30 | 0 | 7 | 0 | 24 | 0 | 9 | 0 | 79 | Nr. |  | 0 |  | 1 | 1
| Louvered door; powder coated aluminium shutter with lock; including ironmongery, all necessary fixings and accessories; as Drawing Nr. A-630 | 0 | 0 | 0 | 0 | 0 | 0 | 0 | 0 | 0 | 0 | 0 | 0 | 0
|  | 0 | 0 | 0 | 0 | 0 | 0 | 0 | 0 | 0 | 0 | 0 | 0 | 0
B | 1200 x 2200mm high; to store | 4 | 0 | 5 | 0 | 30 | 0 | 7 | 0 | 24 | 0 | 9 | 0 | 79 | Nr. |  | 0 |  | 1 | 1
|  | 0 | 0 | 0 | 0 | 0 | 0 | 0 | 0 | 0 | 0 | 0 | 0 | 0
| External glass door and frame sets; 24mm thick hermatically sealed double glazing unit (GLS-1) comprising 6mm thick tinted (high performance) tempered glass on outer space, 12mm thick cavity and 6mm thick clear tempered glass on inside face; with and including powder coated aluminium frame profile, gaskets, sealants, insulation, sill, jamb, ironmongery (measured separately) and all necessary fixings and accessories | 0 | 0 | 0 | 0 | 0 | 0 | 0 | 0 | 0 | 0 | 0 | 0 | 0
|  | 0 | 0 | 0 | 0 | 0 | 0 | 0 | 0 | 0 | 0 | 0 | 0 | 0
C | Door type GL06; double sliding door; overall size 2400 x 2400mm; Re+Ctr 35; to dining | 2 | 0 | 3 | 0 | 20 | 0 | 5 | 0 | 18 | 0 | 7 | 0 | 55 | Nr. |  | 0 |  |  | 1
|  | 0 | 0 | 0 | 0 | 0 | 0 | 0 | 0 | 0 | 0 | 0 | 0 | 0
D | Door type GL08; single leaf; overall size 900 x 2400mm; Rw+Ctr 35; to master bedroom terrace | 4 | 0 | 5 | 0 | 30 | 0 | 7 | 0 | 24 | 0 | 9 | 0 | 79 | Nr. |  | 0 |  | 1 | 1
| WINDOWS | 0 | 0 | 0 | 0 | 0 | 0 | 0 | 0 | 0 | 0 | 0 | 0 | 0
|  | 0 | 0 | 0 | 0 | 0 | 0 | 0 | 0 | 0 | 0 | 0 | 0 | 0
| Window and frame sets; 24mm thick hermatically sealed double glazing unit (GLS-3) comprising 6mm thick tinted (high performance) tempered glass on outer space, 12mm thick cavity and 6mm thick sand blasted tempered glass on inside face; with and including powder coated aluminium frame profile, gaskets, sealants, insulation, sill, jamb and ironmongery and all necessary fixings and accessories; as Drawing Nr. A-TH-A-630 | 0 | 0 | 0 | 0 | 0 | 0 | 0 | 0 | 0 | 0 | 0 | 0 | 0
|  | 0 | 0 | 0 | 0 | 0 | 0 | 0 | 0 | 0 | 0 | 0 | 0 | 0
E | Window type W2; overall size 600 x 1200mm; fixed panel | 8 | 0 | 9 | 0 | 50 | 0 | 11 | 0 | 36 | 0 | 13 | 0 | 127 | Nr. |  | 0 |  | 3 | 1
|  | 0 | 0 | 0 | 0 | 0 | 0 | 0 | 0 | 0 | 0 | 0 | 0 | 0
F | Window type W4; overall size 800 x 1200mm; fixed panel | 2 | 0 | 2 | 0 | 10 | 0 | 2 | 0 | 6 | 0 | 2 | 0 | 24 | Nr. |  | 0 |  | 1
|  | 0 | 0 | 0 | 0 | 0 | 0 | 0 | 0 | 0 | 0 | 0 | 0 | 0
[15 empty] | To Collection | AED | 0
| WINDOWS (CONT'D) | 0 | 0 | [9 empty] | 0 | 0
|  | 0 | 0 | [9 empty] | 0 | 0
| Window and frame sets; 24mm thick hermatically sealed double glazing unit (GLS-1) comprising 6mm thick tinted (high performance) tempered glass on outer space, 12mm thick cavity and 6mm thick clear tempered glass on inside face; with and including powder coated aluminium frame profile, gaskets, sealants, insulation, sill, jamb, ironmongery and all necessary fixings and accessories; as Drawing Nr. A-TH-A-630 | 0 | 0 | [9 empty] | 0 | 0
|  | 0 | 0 | 0 | 0 | 0 | 0 | 0 | 0 | 0 | 0 | 0 | 0 | 0
A | Window type GL01; overall size 1600 x 3490mm; fixed panel | 2 | 0 | 2 | 0 | 10 | 0 | 2 | 0 | 6 | 0 | 2 | 0 | 24 | Nr. |  | 0 |  | 1
|  | 0 | 0 | 0 | 0 | 0 | 0 | 0 | 0 | 0 | 0 | 0 | 0 | 0
B | Window type GL02; overall size 3000 x 3490mm; fixed panel with sliding door | 2 | 0 | 2 | 0 | 10 | 0 | 2 | 0 | 6 | 0 | 2 | 0 | 24 | Nr. |  | 0 |  | 1
|  | 0 | 0 | 0 | 0 | 0 | 0 | 0 | 0 | 0 | 0 | 0 | 0 | 0
C | Window type GL03; overall size 3550 x 3490mm; fixed panel with sliding door | 2 | 0 | 2 | 0 | 10 | 0 | 2 | 0 | 6 | 0 | 2 | 0 | 24 | Nr. |  | 0 |  | 1
|  | 0 | 0 | 0 | 0 | 0 | 0 | 0 | 0 | 0 | 0 | 0 | 0 | 0
D | Window type GL04; overall size 4000 x 3490mm; fixed panel with sliding door | 2 | 0 | 3 | 0 | 20 | 0 | 5 | 0 | 18 | 0 | 7 | 0 | 55 | Nr. |  | 0 |  |  | 1
|  | 0 | 0 | 0 | 0 | 0 | 0 | 0 | 0 | 0 | 0 | 0 | 0 | 0
E | Window type GL05; overall size 1600 x 2400mm; fixed panel | 2 | 0 | 3 | 0 | 20 | 0 | 5 | 0 | 18 | 0 | 7 | 0 | 55 | Nr. |  | 0 |  |  | 1
|  | 0 | 0 | 0 | 0 | 0 | 0 | 0 | 0 | 0 | 0 | 0 | 0 | 0
F | Window type GL07; overall size 1400 x 3330mm; fixed with top hung openable panel | 8 | 0 | 10 | 0 | 60 | 0 | 14 | 0 | 48 | 0 | 18 | 0 | 158 | Nr. |  | 0 |  | 2 | 2
|  | 0 | 0 | 0 | 0 | 0 | 0 | 0 | 0 | 0 | 0 | 0 | 0 | 0
G | Window type GL09; overall size 2000 x 3330mm; fixed with top hung openable panel | 2 | 0 | 2 | 0 | 10 | 0 | 2 | 0 | 6 | 0 | 2 | 0 | 24 | Nr. |  | 0 |  | 1
|  | 0 | 0 | 0 | 0 | 0 | 0 | 0 | 0 | 0 | 0 | 0 | 0 | 0
H | Window type GL10; overall size 2400 x 3330mm; fixed with top hung openable panel | 2 | 0 | 3 | 0 | 20 | 0 | 5 | 0 | 18 | 0 | 7 | 0 | 55 | Nr. |  | 0 |  |  | 1
|  | 0 | 0 | 0 | 0 | 0 | 0 | 0 | 0 | 0 | 0 | 0 | 0 | 0
J | Window type W1; overall size 1100 x 1400mm; top hung openable panel | 6 | 0 | 7 | 0 | 40 | 0 | 9 | 0 | 30 | 0 | 11 | 0 | 103 | Nr. |  | 0 |  | 2 | 1
|  | 0 | 0 | 0 | 0 | 0 | 0 | 0 | 0 | 0 | 0 | 0 | 0 | 0
K | Window type W3; overall size 800 x 1200mm;top hung openable panel | 2 | 0 | 2 | 0 | 10 | 0 | 2 | 0 | 6 | 0 | 2 | 0 | 24 | Nr. |  | 0 |  | 1
[13 empty] | 0 | 0
[13 empty] | 0 | 0
[13 empty] | 0 | 0
[15 empty] | To Collection | AED | 0
IRONMONGERY
|  | 0 | 0 | 0 | 0 | 0 | 0 | 0 | 0 | 0 | 0 | 0 | 0 | 0
| Ironmongery; fixed to wood doors and frames; including all matching screws and the like fixings; as ID Design Ironmongery Schedule | 0 | 0 | 0 | 0 | 0 | 0 | 0 | 0 | 0 | 0 | 0 | 0 | 0
|  | 0 | 0 | 0 | 0 | 0 | 0 | 0 | 0 | 0 | 0 | 0 | 0 | 0
A | Hardware set 01 to Door type D05 and D06; to Main entry door | 4 | 0 | 5 | 0 | 30 | 0 | 7 | 0 | 24 | 0 | 9 | 0 | 79 | Nr. |  | 0 |  | 1 | 1
|  | 0 | 0 | 0 | 0 | 0 | 0 | 0 | 0 | 0 | 0 | 0 | 0 | 0
B | Hardware set 02 to Door type D1; to all bedrooms doors including maid's room door | 18 | 0 | 22 | 0 | 130 | 0 | 30 | 0 | 102 | 0 | 38 | 0 | 340 | Nr. |  | 0 |  | 5 | 4
|  | 0 | 0 | 0 | 0 | 0 | 0 | 0 | 0 | 0 | 0 | 0 | 0 | 0
C | Hardware set 03 to Door type D3; to all bathrooms doors including maid's bath door | 20 | 0 | 25 | 0 | 150 | 0 | 35 | 0 | 120 | 0 | 45 | 0 | 395 | Nr. |  | 0 |  | 5 | 5
|  | 0 | 0 | 0 | 0 | 0 | 0 | 0 | 0 | 0 | 0 | 0 | 0 | 0
D | Hardware set 04 to Door type D2; to kitchen door | 4 | 0 | 5 | 0 | 30 | 0 | 7 | 0 | 24 | 0 | 9 | 0 | 79 | Nr. |  | 0 |  | 1 | 1
|  | 0 | 0 | 0 | 0 | 0 | 0 | 0 | 0 | 0 | 0 | 0 | 0 | 0
E | Hardware set 05 to Door type D4; to laundry/ store | 4 | 0 | 5 | 0 | 30 | 0 | 7 | 0 | 24 | 0 | 9 | 0 | 79 | Nr. |  | 0 |  | 1 | 1
|  | 0 | 0 | 0 | 0 | 0 | 0 | 0 | 0 | 0 | 0 | 0 | 0 | 0
F | HA-01; 3D concealed hinge | 0 | 0 | 0 | 0 | 0 | 0 | 0 | 0 | 0 | 0 | 0 | 0 | 0 | Nr. |  | Rate Only
|  | 0 | 0 | 0 | 0 | 0 | 0 | 0 | 0 | 0 | 0 | 0 | 0 | 0
G | HA-02; mortice lock | 0 | 0 | 0 | 0 | 0 | 0 | 0 | 0 | 0 | 0 | 0 | 0 | 0 | Nr. |  | Rate Only
|  | 0 | 0 | 0 | 0 | 0 | 0 | 0 | 0 | 0 | 0 | 0 | 0 | 0
H | HA-03; Cylinder | 0 | 0 | 0 | 0 | 0 | 0 | 0 | 0 | 0 | 0 | 0 | 0 | 0 | Nr. |  | Rate Only
|  | 0 | 0 | 0 | 0 | 0 | 0 | 0 | 0 | 0 | 0 | 0 | 0 | 0
J | HA-04; Lever handle rose | 0 | 0 | 0 | 0 | 0 | 0 | 0 | 0 | 0 | 0 | 0 | 0 | 0 | Nr. |  | Rate Only
|  | 0 | 0 | 0 | 0 | 0 | 0 | 0 | 0 | 0 | 0 | 0 | 0 | 0
K | HA-05; Lever action flush bolt | 0 | 0 | 0 | 0 | 0 | 0 | 0 | 0 | 0 | 0 | 0 | 0 | 0 | Nr. |  | Rate Only
|  | 0 | 0 | 0 | 0 | 0 | 0 | 0 | 0 | 0 | 0 | 0 | 0 | 0
L | HA-06; Dust socket | 0 | 0 | 0 | 0 | 0 | 0 | 0 | 0 | 0 | 0 | 0 | 0 | 0 | Nr. |  | Rate Only
|  | 0 | 0 | 0 | 0 | 0 | 0 | 0 | 0 | 0 | 0 | 0 | 0 | 0
M | HA-07; Concealed magnetic door stop | 0 | 0 | 0 | 0 | 0 | 0 | 0 | 0 | 0 | 0 | 0 | 0 | 0 | Nr. |  | Rate Only
|  | 0 | 0 | 0 | 0 | 0 | 0 | 0 | 0 | 0 | 0 | 0 | 0 | 0
N | HA-08; Door viewer | 0 | 0 | 0 | 0 | 0 | 0 | 0 | 0 | 0 | 0 | 0 | 0 | 0 | Nr. |  | Rate Only
|  | 0 | 0 | 0 | 0 | 0 | 0 | 0 | 0 | 0 | 0 | 0 | 0 | 0
P | HA-09; Ball bearing hinge | 0 | 0 | 0 | 0 | 0 | 0 | 0 | 0 | 0 | 0 | 0 | 0 | 0 | Nr. |  | Rate Only
|  | 0 | 0 | 0 | 0 | 0 | 0 | 0 | 0 | 0 | 0 | 0 | 0 | 0
Q | HA-10; Thumbturn cylinder | 0 | 0 | 0 | 0 | 0 | 0 | 0 | 0 | 0 | 0 | 0 | 0 | 0 | Nr. |  | Rate Only
|  | 0 | 0 | 0 | 0 | 0 | 0 | 0 | 0 | 0 | 0 | 0 | 0 | 0
[15 empty] | To Collection | AED | 0
IRONMONGERY (CONT'D)
| Ironmongery; fixed to wood doors and frames; including all matching screws and the like fixings; as ID Design Ironmongery Schedule (Cont'd) | 0 | 0 | 0 | 0 | 0 | 0 | 0 | 0 | 0 | 0 | 0 | 0 | 0
|  | 0 | 0 | 0 | 0 | 0 | 0 | 0 | 0 | 0 | 0 | 0 | 0 | 0
A | HA-11; Lever handle on rose | 0 | 0 | 0 | 0 | 0 | 0 | 0 | 0 | 0 | 0 | 0 | 0 | 0 | Nr. |  | Rate Only
|  | 0 | 0 | 0 | 0 | 0 | 0 | 0 | 0 | 0 | 0 | 0 | 0 | 0
B | HA-12; Door stopper | 0 | 0 | 0 | 0 | 0 | 0 | 0 | 0 | 0 | 0 | 0 | 0 | 0 | Nr. |  | Rate Only
|  | 0 | 0 | 0 | 0 | 0 | 0 | 0 | 0 | 0 | 0 | 0 | 0 | 0
C | HA-13; Mortice bathroom lock | 0 | 0 | 0 | 0 | 0 | 0 | 0 | 0 | 0 | 0 | 0 | 0 | 0 | Nr. |  | Rate Only
|  | 0 | 0 | 0 | 0 | 0 | 0 | 0 | 0 | 0 | 0 | 0 | 0 | 0
D | HA-14; Bathroom thumbturn lock with emergency release | 0 | 0 | 0 | 0 | 0 | 0 | 0 | 0 | 0 | 0 | 0 | 0 | 0 | Nr. |  | Rate Only
|  | 0 | 0 | 0 | 0 | 0 | 0 | 0 | 0 | 0 | 0 | 0 | 0 | 0
E | HA-15; concealed hinge | 0 | 0 | 0 | 0 | 0 | 0 | 0 | 0 | 0 | 0 | 0 | 0 | 0 | Nr. |  | Rate Only
|  | 0 | 0 | 0 | 0 | 0 | 0 | 0 | 0 | 0 | 0 | 0 | 0 | 0
F | HA-16; Spring loaded roller latch | 0 | 0 | 0 | 0 | 0 | 0 | 0 | 0 | 0 | 0 | 0 | 0 | 0 | Nr. |  | Rate Only
|  | 0 | 0 | 0 | 0 | 0 | 0 | 0 | 0 | 0 | 0 | 0 | 0 | 0
G | HA-17; Knife edge pull | 0 | 0 | 0 | 0 | 0 | 0 | 0 | 0 | 0 | 0 | 0 | 0 | 0 | Nr. |  | Rate Only
|  | 0 | 0 | 0 | 0 | 0 | 0 | 0 | 0 | 0 | 0 | 0 | 0 | 0
| GENERALLY | 0 | 0 | 0 | 0 | 0 | 0 | 0 | 0 | 0 | 0 | 0 | 0 | 0
|  | 0 | 0 | 0 | 0 | 0 | 0 | 0 | 0 | 0 | 0 | 0 | 0 | 0
H | Allow for any other works which are not included above and which are required to complete the Doors and Windows in accordance with the Specification and the Drawings (Tenderer to list below): | 0 | 0 | 0 | 0 | 0 | 0 | 0 | 0 | 0 | 0 | 0 | 0 | 0 | Item |  | 0
|  | 0 | 0 | 0 | 0 | 0 | 0 | 0 | 0 | 0 | 0 | 0 | 0 | 0
|  | 0 | 0 | 0 | 0 | 0 | 0 | 0 | 0 | 0 | 0 | 0 | 0 | 0
|  | 0 | 0
|  | 0 | 0
|  | 0 | 0
|  | 0 | 0
|  | 0 | 0
|  | 0 | 0
|  | 0 | 0
[15 empty] | To Collection | AED | 0
COLLECTION
[14 empty] | Page Nr. | 3/H/1 |  | 0
[14 empty] | Page Nr. | 3/H/2 |  | 0
[14 empty] | Page Nr. | 3/H/3 |  | 0
[14 empty] | Page Nr. | 3/H/4 |  | 0
[14 empty] | Page Nr. | 3/H/5 |  | 0
TOTAL FOR DOORS AND WINDOWS
[15 empty] | To Summary | AED | 0

## J. Finishes
Item | Description | Quantity | [12 empty] | Unit | Rate AED | Amount AED
|  | TH-A 4-Cluster | Total | TH-A 5-Cluster | Total | TH-A 6-Cluster | Total | TH-A 7-Cluster | Total | TH-A 8-Cluster | Total | TH-A 9-Cluster | Total | TOTAL |  |  |  |  | End | Mid
|  | 1 |  | 1 |  | 5 |  | 1 |  | 3 |  | 1 | [5 empty] | 12
FINISHES
Note: refer to
1. Architectural Specifications Division 09
2. Architectural General Notes Drawing Nr. A-01 & A-02
3. Interior Design Specification - Hard Finishes Schedule
BACKGROUNDS
Internal work
| Cement sand levelling screed; as Specification Section 035440 | 0 | 0
|  |  | 0 | [15 empty] | 168.6 | 151.25
A | To floors; 75mm thick; to receive tiles | 640 | 0 | 791 | 0 | 4710 | 0 | 1093 | 0 | 3732 | 0 | 1395 | 0 | 12361 | m² |  | 0 |  | 169 | 151 | including thresholds
0
B | To floors; thickness to vary based on finished floor level; to underside of built-in furnitures | 46 | 0 | 57 | 0 | 340 | 0 | 79 | 0 | 270 | 0 | 101 | 0 | 893 | m² |  | 0 |  | 12 | 11
|  | 0 | 0 | 0 | 0 | 0 | 0 | 0 | 0 | 0 | 0 | 0 | 0 | 0
C | To treads and risers; 20mm thick; to receive ceramic tiles | 40 | 0 | 50 | 0 | 300 | 0 | 70 | 0 | 240 | 0 | 90 | 0 | 790 | m² |  | 0 |  | 10 | 10
|  | 0 | 0 | 0 | 0 | 0 | 0 | 0 | 0 | 0 | 0 | 0 | 0 | 0
| Cement sand plaster; as Specification Section 092400 | 0 | 0 | 0 | 0 | 0 | 0 | 0 | 0 | 0 | 0 | 0 | 0 | 0 |  |  | 0
|  |  | 0 | [15 empty] | 77 | 78
D | To walls; to receive tiles | 310 | 0 | 388 | 0 | 2330 | 0 | 544 | 0 | 1866 | 0 | 700 | 0 | 6138 | m² |  | 0 |  | 77 | 78
|  |  | 0 | [15 empty] | 445 | 366
E | To walls; to receive paint | 1622 | 0 | 1988 | 0 | 11770 | 0 | 2720 | 0 | 9258 | 0 | 3452 | 0 | 30810 | m² |  | 0 |  | 445 | 366
[19 empty] | 83 | 91
F | To walls; to receive anti fungal paint | 348 | 0 | 439 | 0 | 2650 | 0 | 621 | 0 | 2136 | 0 | 803 | 0 | 6997 | m² |  | 0 |  | 83 | 91
0
G | To walls; behind built-in furnitures | 296 | 0 | 363 | 0 | 2150 | 0 | 497 | 0 | 1692 | 0 | 631 | 0 | 5629 | m² |  | 0 |  | 81 | 67
|  | 0 | 0 | 0 | 0 | 0 | 0 | 0 | 0 | 0 | 0 | 0 | 0 | 0
| External work | 0 | 0 | 0 | 0 | 0 | 0 | 0 | 0 | 0 | 0 | 0 | 0 | 0
0
| Cement sand levelling screed; slope to fall | 0 | 0 | 0 | 0 | 0 | 0 | 0 | 0 | 0 | 0 | 0 | 0 | 0
0
H | To floors; 50mm thick; to receive porcelain tiles; external terraces | 72 | 0 | 87 | 0 | 510 | 0 | 117 | 0 | 396 | 0 | 147 | 0 | 1329 | m² |  | 0 |  | 21 | 15
|  | 0 | 0 | 0 | 0 | 0 | 0 | 0 | 0 | 0 | 0 | 0 | 0 | 0
| Self-levelling compound screed hard trowel; 50mm thick | 0 | 0 | 0 | 0 | 0 | 0 | 0 | 0 | 0 | 0 | 0 | 0 | 0
0
J | To floors; to receive epoxy resin coating | 4 | 0 | 5 | 0 | 30 | 0 | 7 | 0 | 24 | 0 | 9 | 0 | 79 | m² |  | 0 |  | 1 | 1
|  | 0 | 0 | 0 | 0 | 0 | 0 | 0 | 0 | 0 | 0 | 0 | 0 | 0
| Cement sand plaster; as Specification Section 092400 | 0 | 0 | 0 | 0 | 0 | 0 | 0 | 0 | 0 | 0 | 0 | 0 | 0
|  |  | 0 | [15 empty] | 329 | 255
K | To walls; to receive paint | 1168 | 0 | 1423 | 0 | 8390 | 0 | 1933 | 0 | 6564 | 0 | 2443 | 0 | 21921 | m² |  | 0 |  | 329 | 255
[19 empty] | 15 | 24
L | To slab soffit; to receive paint | 74 | 0 | 97 | 0 | 600 | 0 | 143 | 0 | 498 | 0 | 189 | 0 | 1601 | m² |  | Deleted |  | 14 | 23
[15 empty] | To Collection | AED | 0
| FINISHINGS | 0 | 0 | 0 | 0 | 0 | 0 | 0 | 0 | 0 | 0 | 0 | 0 | 0
|  | 0 | 0 | 0 | 0 | 0 | 0 | 0 | 0 | 0 | 0 | 0 | 0 | 0
| Internal work | 0 | 0 | 0 | 0 | 0 | 0 | 0 | 0 | 0 | 0 | 0 | 0 | 0
|  | 0 | 0 | 0 | 0 | 0 | 0 | 0 | 0 | 0 | 0 | 0 | 0 | 0
| Concrete effect porcelain tiles type A; silk finish; laid on cement sand screed (measured elsewhere); including grouting, joints, dry set mortar or adhesive and all necessary ancillary works | 0 | 0 | 0 | 0 | 0 | 0 | 0 | 0 | 0 | 0 | 0 | 0 | 0
|  | 0 | 0 | 0 | 0 | 0 | 0 | 0 | 0 | 0 | 0 | 0 | 0 | 0
A | To floors; 600 x 600 x 9mm thick; type TL-01 | 224 | 0 | 279 | 0 | 1670 | 0 | 389 | 0 | 1332 | 0 | 499 | 0 | 4393 | m² |  | 0 |  | 57 | 55
|  | 0 | 0 | 0 | 0 | 0 | 0 | 0 | 0 | 0 | 0 | 0 | 0 | 0
B | Skirting; 100 x 600 x 9mm thick; type TL-02 | 222 | 0 | 275 | 0 | 1640 | 0 | 381 | 0 | 1302 | 0 | 487 | 0 | 4307 | m |  | 0 |  | 58 | 53
|  | 0 | 0 | 0 | 0 | 0 | 0 | 0 | 0 | 0 | 0 | 0 | 0 | 0
| Wood look porcelain tiles; matte finish; laid on cement sand screed (measured elsewhere); including grouting, joints, dry set mortar or adhesive and all necessary ancillary works | 0 | 0 | 0 | 0 | 0 | 0 | 0 | 0 | 0 | 0 | 0 | 0 | 0
|  | 0 | 0 | 0 | 0 | 0 | 0 | 0 | 0 | 0 | 0 | 0 | 0 | 0
C | To floors; 1200 x 200 x 10mm thick; type TL-03 | 254 | 0 | 312 | 0 | 1850 | 0 | 428 | 0 | 1458 | 0 | 544 | 0 | 4846 | m² |  | 0 |  | 69 | 58
|  | 0 | 0 | 0 | 0 | 0 | 0 | 0 | 0 | 0 | 0 | 0 | 0 | 0 |  |  | 0
D | Skirting; 100 x 10mm thick; type TL-04 | 212 | 0 | 260 | 0 | 1540 | 0 | 356 | 0 | 1212 | 0 | 452 | 0 | 4032 | m |  | 0 |  | 58 | 48
|  | 0 | 0 | 0 | 0 | 0 | 0 | 0 | 0 | 0 | 0 | 0 | 0 | 0
| Concrete effect porcelain tiles type B; in matte finish; laid on cement sand plaster (measured elsewhere); including grouting, joints, dry set mortar or adhesive and all necessary ancillary works | 0 | 0 | 0 | 0 | 0 | 0 | 0 | 0 | 0 | 0 | 0 | 0 | 0
|  | 0 | 0 | 0 | 0 | 0 | 0 | 0 | 0 | 0 | 0 | 0 | 0 | 0
E | To floors; 300 x 600 x 9m thick; type TL-07 | 18 | 0 | 18 | 0 | 90 | 0 | 18 | 0 | 54 | 0 | 18 | 0 | 216 | m² |  | Deleted | change to TL-08 | 9 | 0
|  | 0 | 0 | 0 | 0 | 0 | 0 | 0 | 0 | 0 | 0 | 0 | 0 | 0 |  |  | 0
| Concrete effect porcelain tiles type C; matte finish; laid on cement sand screed (measured elsewhere); including grouting, joints, dry set mortar or adhesive and all necessary ancillary works | 0 | 0 | 0 | 0 | 0 | 0 | 0 | 0 | 0 | 0 | 0 | 0 | 0 |  |  | 0
|  | 0 | 0 | 0 | 0 | 0 | 0 | 0 | 0 | 0 | 0 | 0 | 0 | 0
F | To floors; 600 x 600 x 9m thick; type TL-08 | 148 | 0 | 183 | 0 | 1090 | 0 | 253 | 0 | 864 | 0 | 323 | 0 | 2861 | m² |  | 0 |  | 39 | 35
|  | 0 | 0 | 0 | 0 | 0 | 0 | 0 | 0 | 0 | 0 | 0 | 0 | 0 |  |  | 0
|  | 0 | 0 | 0 | 0 | 0 | 0 | 0 | 0 | 0 | 0 | 0 | 0 | 0 |  |  | 0
|  | 0 | 0 | 0 | 0 | 0 | 0 | 0 | 0 | 0 | 0 | 0 | 0 | 0 |  |  | 0
|  | 0 | 0 | 0 | 0 | 0 | 0 | 0 | 0 | 0 | 0 | 0 | 0 | 0 |  |  | 0
|  | 0 | 0 | 0 | 0 | 0 | 0 | 0 | 0 | 0 | 0 | 0 | 0 | 0 |  |  | 0
|  | 0 | 0 | 0 | 0 | 0 | 0 | 0 | 0 | 0 | 0 | 0 | 0 | 0 |  |  | 0
|  | 0 | 0 | 0 | 0 | 0 | 0 | 0 | 0 | 0 | 0 | 0 | 0 | 0 |  |  | 0
|  | 0 | 0 | 0 | 0 | 0 | 0 | 0 | 0 | 0 | 0 | 0 | 0 | 0 |  |  | 0
|  | 0 | 0 | 0 | 0 | 0 | 0 | 0 | 0 | 0 | 0 | 0 | 0 | 0 |  |  | 0
|  | 0 | 0 | 0 | 0 | 0 | 0 | 0 | 0 | 0 | 0 | 0 | 0 | 0
[15 empty] | To Collection | AED | 0
FINISHINGS (CONT'D)
Internal work (Cont'd)
|  | 0 | 0 | 0 | 0 | 0 | 0 | 0 | 0 | 0 | 0 | 0 | 0 | 0 |  |  | 0
| Groove staircase porcelain tile; laid on cement sand screed (measured separately); including grouting, joints, dry set mortar or adhesive and all necessary ancillary works | 0 | 0 | 0 | 0 | 0 | 0 | 0 | 0 | 0 | 0 | 0 | 0 | 0 |  |  | 0
|  | 0 | 0 | 0 | 0 | 0 | 0 | 0 | 0 | 0 | 0 | 0 | 0 | 0
A | To floors; 1200 x 600 x 9mm thick; type TL10 | 4 | 0 | 5 | 0 | 30 | 0 | 7 | 0 | 24 | 0 | 9 | 0 | 79 | m² |  | 0 |  | 1 | 1
|  | 0 | 0 | 0 | 0 | 0 | 0 | 0 | 0 | 0 | 0 | 0 | 0 | 0
B | To treads; 9mm thick; type TL10 | 92 | 0 | 115 | 0 | 690 | 0 | 161 | 0 | 552 | 0 | 207 | 0 | 1817 | m |  | 0 |  | 23 | 23
|  | 0 | 0 | 0 | 0 | 0 | 0 | 0 | 0 | 0 | 0 | 0 | 0 | 0
C | To riser; 152mm high x 9mm thick; type TL10 | 96 | 0 | 120 | 0 | 720 | 0 | 168 | 0 | 576 | 0 | 216 | 0 | 1896 | m |  | 0 |  | 24 | 24
|  | 0 | 0 | 0 | 0 | 0 | 0 | 0 | 0 | 0 | 0 | 0 | 0 | 0
| Mosaic porcelain tiles; matte finish; laid on cement sand screed (measured elsewhere); including grouting, joints, dry set mortar or adhesive and all necessary ancillary works | 0 | 0 | 0 | 0 | 0 | 0 | 0 | 0 | 0 | 0 | 0 | 0 | 0
|  | 0 | 0 | 0 | 0 | 0 | 0 | 0 | 0 | 0 | 0 | 0 | 0 | 0
D | To walls; 300 x 300 x 8mm thick; 20 x 50mm chip size; type TL-05; to backsplash | 20 | 0 | 25 | 0 | 150 | 0 | 35 | 0 | 120 | 0 | 45 | 0 | 395 | m² |  | 0 |  | 5 | 5
|  | 0 | 0 | 0 | 0 | 0 | 0 | 0 | 0 | 0 | 0 | 0 | 0 | 0 |  |  | 0
| Chevron porcelain tiles; matte finish; laid on cement sand screed (measured elsewhere); including grouting, joints, dry set mortar or adhesive and all necessary ancillary works | 0 | 0 | 0 | 0 | 0 | 0 | 0 | 0 | 0 | 0 | 0 | 0 | 0 |  |  | 0
|  | 0 | 0 | 0 | 0 | 0 | 0 | 0 | 0 | 0 | 0 | 0 | 0 | 0 |  |  | 0
E | To walls; 300 x 600 x 9m thick; type TL-06 | 136 | 0 | 171 | 0 | 1030 | 0 | 241 | 0 | 828 | 0 | 311 | 0 | 2717 | m² |  | 0 |  | 33 | 35
|  | 0 | 0 | 0 | 0 | 0 | 0 | 0 | 0 | 0 | 0 | 0 | 0 | 0
| Concrete effect porcelain tiles type B; in matte finish; laid on cement sand plaster (measured elsewhere); including grouting, joints, dry set mortar or adhesive and all necessary ancillary works | 0 | 0 | 0 | 0 | 0 | 0 | 0 | 0 | 0 | 0 | 0 | 0 | 0
|  | 0 | 0 | 0 | 0 | 0 | 0 | 0 | 0 | 0 | 0 | 0 | 0 | 0
F | To walls; 300 x 600 x 9m thick; type TL-07 | 154 | 0 | 192 | 0 | 1150 | 0 | 268 | 0 | 918 | 0 | 344 | 0 | 3026 | m² |  | 0 |  | 39 | 38
|  | 0 | 0 | 0 | 0 | 0 | 0 | 0 | 0 | 0 | 0 | 0 | 0 | 0
| Marble threshold; polished finish; laid on cement sand screed (measured elsewhere); including grouting, joints, dry set mortar or adhesive and all necessary ancillary works | 0 | 0 | 0 | 0 | 0 | 0 | 0 | 0 | 0 | 0 | 0 | 0 | 0
|  | 0 | 0 | 0 | 0 | 0 | 0 | 0 | 0 | 0 | 0 | 0 | 0 | 0
G | 100mm wide x 20mm thick; type ST-01 | 42 | 0 | 52 | 0 | 310 | 0 | 72 | 0 | 246 | 0 | 92 | 0 | 814 | m |  | 0 |  | 11 | 10
|  | 0 | 0 | 0 | 0 | 0 | 0 | 0 | 0 | 0 | 0 | 0 | 0 | 0
H | 250mm wide x 20mm thick; type ST-01 | 38 | 0 | 47 | 0 | 280 | 0 | 65 | 0 | 222 | 0 | 83 | 0 | 735 | m |  | 0 |  | 10 | 9
[15 empty] | To Collection | AED | 0
FINISHINGS (CONT'D)
|  | 0 | 0 | 0 | 0 | 0 | 0 | 0 | 0 | 0 | 0 | 0 | 0 | 0
| External work | 0 | 0 | 0 | 0 | 0 | 0 | 0 | 0 | 0 | 0 | 0 | 0 | 0
|  | 0 | 0 | 0 | 0 | 0 | 0 | 0 | 0 | 0 | 0 | 0 | 0 | 0 |  |  | 0
| Porcelain tiles; laid on cement sand screed (measured separately); including grouting, joints, dry set mortar or adhesive and all necessary ancillary works | 0 | 0 | 0 | 0 | 0 | 0 | 0 | 0 | 0 | 0 | 0 | 0 | 0 |  |  | 0
|  | 0 | 0 | 0 | 0 | 0 | 0 | 0 | 0 | 0 | 0 | 0 | 0 | 0 |  |  | 0
A | To floors; 600 x 600mm; type CT-1 to balcony, ramp & entrance | 72 | 0 | 87 | 0 | 510 | 0 | 117 | 0 | 396 | 0 | 147 | 0 | 1329 | m² |  | 0 |  | 21 | 15
|  | 0 | 0 | 0 | 0 | 0 | 0 | 0 | 0 | 0 | 0 | 0 | 0 | 0
B | Skirting to match floor; 100mm high; type CT-2 to balcony | 54 | 0 | 67 | 0 | 400 | 0 | 93 | 0 | 318 | 0 | 119 | 0 | 1051 | m |  | 0 |  | 14 | 13
|  | 0 | 0 | 0 | 0 | 0 | 0 | 0 | 0 | 0 | 0 | 0 | 0 | 0
C | Tread 300mm wide; type CT-1 to entrance steps | 5 | 0 | 7 | 0 | 40 | 0 | 9 | 0 | 32 | 0 | 12 | 0 | 105 | m |  | 0 |  | 1.35 | 1.3
|  | 0 | 0 | 0 | 0 | 0 | 0 | 0 | 0 | 0 | 0 | 0 | 0 | 0
D | Riser 150mm high; type CT-1 to entrance steps | 11 | 0 | 13 | 0 | 79 | 0 | 18 | 0 | 63 | 0 | 24 | 0 | 208 | m |  | 0 |  | 2.7 | 2.6
SUSPENDED CEILINGS
|  | 0 | 0 | 0 | 0 | 0 | 0 | 0 | 0 | 0 | 0 | 0 | 0 | 0
| Internal work | 0 | 0 | 0 | 0 | 0 | 0 | 0 | 0 | 0 | 0 | 0 | 0 | 0
|  | 0 | 0 | 0 | 0 | 0 | 0 | 0 | 0 | 0 | 0 | 0 | 0 | 0
| Suspended ceilings; gypsum plasterboard; including proprietary ceiling suspension system, corner bead, accessories, shadow gaps, access panels and all necessary fixings and accessories | 0 | 0 | 0 | 0 | 0 | 0 | 0 | 0 | 0 | 0 | 0 | 0 | 0
|  | 0 | 0 | 0 | 0 | 0 | 0 | 0 | 0 | 0 | 0 | 0 | 0 | 0
E | Ceilings; drop over 150mm not exceeding 500mm | 52 | 0 | 53 | 0 | 270 | 0 | 55 | 0 | 168 | 0 | 57 | 0 | 655 | m² |  | 0 |  | 25 | 1
|  | 0 | 0 | 0 | 0 | 0 | 0 | 0 | 0 | 0 | 0 | 0 | 0 | 0
F | Ceilings; drop over 500mm not exceeding 1000mm | 182 | 0 | 244 | 0 | 1530 | 0 | 368 | 0 | 1290 | 0 | 492 | 0 | 4106 | m² |  | 0 |  | 29 | 62
|  | 0 | 0 | 0 | 0 | 0 | 0 | 0 | 0 | 0 | 0 | 0 | 0 | 0
G | Ceilings; drop over 1000mm not exceeding 1500mm | 12 | 0 | 13 | 0 | 70 | 0 | 15 | 0 | 48 | 0 | 17 | 0 | 175 | m² |  | 0 |  | 5 | 1
|  | 0 | 0 | 0 | 0 | 0 | 0 | 0 | 0 | 0 | 0 | 0 | 0 | 0
H | Bulkheads; depth over 500 mm but not exceeding 1000mm | 62 | 0 | 81 | 0 | 500 | 0 | 119 | 0 | 414 | 0 | 157 | 0 | 1333 | m² |  | 0 |  | 12 | 19
|  | 0 | 0 | 0 | 0 | 0 | 0 | 0 | 0 | 0 | 0 | 0 | 0 | 0
J | Bulkheads; depth over 1000 mm but not exceeding 1500mm | 8 | 0 | 9 | 0 | 50 | 0 | 11 | 0 | 36 | 0 | 13 | 0 | 127 | m² |  | 0 |  | 3 | 1
|  | 0 | 0 | 0 | 0 | 0 | 0 | 0 | 0 | 0 | 0 | 0 | 0 | 0
K | Bulkheads; depth over 100 mm but not exceeding 500mm | 36 | 0 | 36 | 0 | 180 | 0 | 36 | 0 | 108 | 0 | 36 | 0 | 432 | m |  | 0 |  | 18 | 0
|  | 0 | 0 | 0 | 0 | 0 | 0 | 0 | 0 | 0 | 0 | 0 | 0 | 0
L | Lightcoves; 140mm girth | 16 | 0 | 18 | 0 | 100 | 0 | 22 | 0 | 72 | 0 | 26 | 0 | 254 | m |  | 0 |  | 6 | 2
|  | 0 | 0 | 0 | 0 | 0 | 0 | 0 | 0 | 0 | 0 | 0 | 0 | 0
|  | 0 | 0 | 0 | 0 | 0 | 0 | 0 | 0 | 0 | 0 | 0 | 0 | 0
|  | 0 | 0 | 0 | 0 | 0 | 0 | 0 | 0 | 0 | 0 | 0 | 0 | 0
[15 empty] | To Collection | AED | 0
SUSPENDED CEILINGS (CONT'D)
|  | 0 | 0 | 0 | 0 | 0 | 0 | 0 | 0 | 0 | 0 | 0 | 0 | 0
| Internal work (Cont'd) | 0 | 0 | 0 | 0 | 0 | 0 | 0 | 0 | 0 | 0 | 0 | 0 | 0
|  | 0 | 0 | 0 | 0 | 0 | 0 | 0 | 0 | 0 | 0 | 0 | 0 | 0
| Suspended ceilings; moisture resistant gypsum plasterboard; including proprietary ceiling suspension system, corner bead, accessories, shadow gaps, access panels and all necessary fixings and accessories | 0 | 0 | 0 | 0 | 0 | 0 | 0 | 0 | 0 | 0 | 0 | 0 | 0
|  | 0 | 0 | 0 | 0 | 0 | 0 | 0 | 0 | 0 | 0 | 0 | 0 | 0
A | Ceilings; drop over 500mm not exceeding 1000mm | 90 | 0 | 112 | 0 | 670 | 0 | 156 | 0 | 534 | 0 | 200 | 0 | 1762 | m² |  | 0 |  | 23 | 22
|  | 0 | 0 | 0 | 0 | 0 | 0 | 0 | 0 | 0 | 0 | 0 | 0 | 0
B | Ceilings; drop over 1000mm not exceeding 1500mm | 16 | 0 | 21 | 0 | 130 | 0 | 31 | 0 | 108 | 0 | 41 | 0 | 347 | m² |  | 0 |  | 3 | 5
|  | 0 | 0 | 0 | 0 | 0 | 0 | 0 | 0 | 0 | 0 | 0 | 0 | 0
C | Bulkheads; depth over 100 mm but not exceeding 500mm | 16 | 0 | 19 | 0 | 110 | 0 | 25 | 0 | 84 | 0 | 31 | 0 | 285 | m |  | 0 |  | 5 | 3
|  | 0 | 0 | 0 | 0 | 0 | 0 | 0 | 0 | 0 | 0 | 0 | 0 | 0
D | Bulkheads; depth not exceeding 100mm | 78 | 0 | 94 | 0 | 550 | 0 | 126 | 0 | 426 | 0 | 158 | 0 | 1432 | m |  | 0 |  | 23 | 16
|  | 0 | 0 | 0 | 0 | 0 | 0 | 0 | 0 | 0 | 0 | 0 | 0 | 0
| Ceiling tile; moisture resistant; 600 x 600 x 12.5mm thick; type TL-09; non perforated plasterboard; in gloss 5, RAL 9003; including proprietary ceiling suspension system, corner bead, accessories, shadow gaps and the like | 0 | 0 | 0 | 0 | 0 | 0 | 0 | 0 | 0 | 0 | 0 | 0 | 0
|  | 0 | 0 | 0 | 0 | 0 | 0 | 0 | 0 | 0 | 0 | 0 | 0 | 0
E | Ceilings; drop over 500mm not exceeding 1000mm | 34 | 0 | 40 | 0 | 230 | 0 | 52 | 0 | 174 | 0 | 64 | 0 | 594 | m² |  | 0 |  | 11 | 6
|  | 0 | 0 | 0 | 0 | 0 | 0 | 0 | 0 | 0 | 0 | 0 | 0 | 0
F | Ceilings; drop over 1000mm not exceeding 1500mm | 12 | 0 | 15 | 0 | 90 | 0 | 21 | 0 | 72 | 0 | 27 | 0 | 237 | m² |  | 0 |  | 3 | 3
|  | 0 | 0 | 0 | 0 | 0 | 0 | 0 | 0 | 0 | 0 | 0 | 0 | 0
| External work | 0 | 0 | 0 | 0 | 0 | 0 | 0 | 0 | 0 | 0 | 0 | 0 | 0
|  | 0 | 0 | 0 | 0 | 0 | 0 | 0 | 0 | 0 | 0 | 0 | 0 | 0
| Suspended ceiling; calcium silicate board; including proprietary ceiling suspension system, corner bead, accessories, shadow gaps and all necessary fixings and accessories | 0 | 0 | 0 | 0 | 0 | 0 | 0 | 0 | 0 | 0 | 0 | 0 | 0
|  | 0 | 0 | 0 | 0 | 0 | 0 | 0 | 0 | 0 | 0 | 0 | 0 | 0
G | Ceilings; drop over 150mm not exceeding 500mm | 4 | 0 | 4 | 0 | 20 | 0 | 4 | 0 | 12 | 0 | 4 | 0 | 48 | m² |  | 0 |  | 2 | 0
|  | 0 | 0 | 0 | 0 | 0 | 0 | 0 | 0 | 0 | 0 | 0 | 0 | 0
H | Bulkheads; depth over 100 mm not exceeding 500mm | 4 | 0 | 4 | 0 | 20 | 0 | 4 | 0 | 12 | 0 | 4 | 0 | 48 | m² |  | 0 |  | 2 | 0
|  | 0 | 0 | 0 | 0 | 0 | 0 | 0 | 0 | 0 | 0 | 0 | 0 | 0
[15 empty] | To Collection | AED | 0
DECORATIONS
| Internal work | 0 | 0 | 0 | 0 | 0 | 0 | 0 | 0 | 0 | 0 | 0 | 0 | 0
|  | 0 | 0 | 0 | 0 | 0 | 0 | 0 | 0 | 0 | 0 | 0 | 0 | 0
| Prepare and apply fenomastic emulsion paint; including preparation, base, final coat and all necessary ancillary works | 0 | 0 | 0 | 0 | 0 | 0 | 0 | 0 | 0 | 0 | 0 | 0 | 0
|  | 0 | 0 | 0 | 0 | 0 | 0 | 0 | 0 | 0 | 0 | 0 | 0 | 0
A | To smooth surface of soffit of slab; type PT-01 | 304 | 0 | 371 | 0 | 2190 | 0 | 505 | 0 | 1716 | 0 | 639 | 0 | 5725 | m² |  | 0 |  | 85 | 67
|  | 0 | 0 | 0 | 0 | 0 | 0 | 0 | 0 | 0 | 0 | 0 | 0 | 0
B | To suspended plasterboard ceilings; type PT-01 | 246 | 0 | 310 | 0 | 1870 | 0 | 438 | 0 | 1506 | 0 | 566 | 0 | 4936 | m² |  | 0 |  | 59 | 64
|  | 0 | 0 | 0 | 0 | 0 | 0 | 0 | 0 | 0 | 0 | 0 | 0 | 0
C | To suspended plasterboard ceilings; vertical; type PT-01 | 88 | 0 | 108 | 0 | 640 | 0 | 148 | 0 | 504 | 0 | 188 | 0 | 1676 | m² |  | 0 |  | 24 | 20
|  | 0 | 0 | 0 | 0 | 0 | 0 | 0 | 0 | 0 | 0 | 0 | 0 | 0
D | To plastered walls; type PT-02 | 1286 | 0 | 1576 | 0 | 9330 | 0 | 2156 | 0 | 7338 | 0 | 2736 | 0 | 24422 | m² |  | 0 |  | 353 | 290
|  | 0 | 0 | 0 | 0 | 0 | 0 | 0 | 0 | 0 | 0 | 0 | 0 | 0
| Prepare and apply fenomastic hygiene emulsion paint; including preparation, base, final coat and all necessary ancillary works | 0 | 0 | 0 | 0 | 0 | 0 | 0 | 0 | 0 | 0 | 0 | 0 | 0 |  |  | 0
|  | 0 | 0 | 0 | 0 | 0 | 0 | 0 | 0 | 0 | 0 | 0 | 0 | 0
E | To suspended plasterboard ceilings; type PT-03; to wet areas | 106 | 0 | 133 | 0 | 800 | 0 | 187 | 0 | 642 | 0 | 241 | 0 | 2109 | m² |  | 0 |  | 26 | 27
|  | 0 | 0 | 0 | 0 | 0 | 0 | 0 | 0 | 0 | 0 | 0 | 0 | 0
F | To suspended plasterboard ceilings; vertical; type PT-03 | 12 | 0 | 16 | 0 | 100 | 0 | 24 | 0 | 84 | 0 | 32 | 0 | 268 | m² |  | 0 |  | 2 | 4
|  | 0 | 0 | 0 | 0 | 0 | 0 | 0 | 0 | 0 | 0 | 0 | 0 | 0
G | To plastered walls; to wet areas; type PT-04 | 336 | 0 | 412 | 0 | 2440 | 0 | 564 | 0 | 1920 | 0 | 716 | 0 | 6388 | m² |  | 0 |  | 92 | 76
|  | 0 | 0 | 0 | 0 | 0 | 0 | 0 | 0 | 0 | 0 | 0 | 0 | 0
| Prepare and apply polyurethane coatings (PU paints); including preparation, base, final coat and all necessary ancillary works | 0 | 0 | 0 | 0 | 0 | 0 | 0 | 0 | 0 | 0 | 0 | 0 | 0 |  |  | 0
|  | 0 | 0 | 0 | 0 | 0 | 0 | 0 | 0 | 0 | 0 | 0 | 0 | 0
H | To suspended plasterboard ceilings; type PT-05; 150mm wide | 2 | 0 | 3 | 0 | 20 | 0 | 5 | 0 | 18 | 0 | 7 | 0 | 55 | m |  | 0 |  |  | 1
|  | 0 | 0 | 0 | 0 | 0 | 0 | 0 | 0 | 0 | 0 | 0 | 0 | 0
| Anti-fungal paint; including preparation, base and final coats and all ancillary works | 0 | 0 | 0 | 0 | 0 | 0 | 0 | 0 | 0 | 0 | 0 | 0 | 0 |  |  | 0
|  | 0 | 0 | 0 | 0 | 0 | 0 | 0 | 0 | 0 | 0 | 0 | 0 | 0
J | To walls above suspended ceiling | 348 | 0 | 439 | 0 | 2650 | 0 | 621 | 0 | 2136 | 0 | 803 | 0 | 6997 | m² |  | 0 |  | 83 | 91
[19 empty] | 99 | 100
K | To smooth surface of soffit of slab above suspended ceiling | 398 | 0 | 498 | 0 | 2990 | 0 | 698 | 0 | 2394 | 0 | 898 | 0 | 7876 | m² |  | 0 |  | 99 | 100
|  | 0 | 0 | 0 | 0 | 0 | 0 | 0 | 0 | 0 | 0 | 0 | 0 | 0
|  | 0 | 0 | 0 | 0 | 0 | 0 | 0 | 0 | 0 | 0 | 0 | 0 | 0
|  | 0 | 0 | 0 | 0 | 0 | 0 | 0 | 0 | 0 | 0 | 0 | 0 | 0
[15 empty] | To Collection | AED | 0
DECORATIONS (CONT'D)
| External work | 0 | 0 | 0 | 0 | 0 | 0 | 0 | 0 | 0 | 0 | 0 | 0 | 0
|  | 0 | 0 | 0 | 0 | 0 | 0 | 0 | 0 | 0 | 0 | 0 | 0 | 0
| Alkyd enamel paint; matt finish; including preparation, base and final coats and all ancillary works as necessary | 0 | 0 | 0 | 0 | 0 | 0 | 0 | 0 | 0 | 0 | 0 | 0 | 0
|  | 0 | 0 | 0 | 0 | 0 | 0 | 0 | 0 | 0 | 0 | 0 | 0 | 0
A | To walls; type CP-1 | 52 | 0 | 65 | 0 | 390 | 0 | 91 | 0 | 312 | 0 | 117 | 0 | 1027 | m² |  | 0 |  | 13 | 13
|  | 0 | 0 | 0 | 0 | 0 | 0 | 0 | 0 | 0 | 0 | 0 | 0 | 0
B | To ceiling; type ECP-1 | 4 | 0 | 5 | 0 | 30 | 0 | 7 | 0 | 24 | 0 | 9 | 0 | 79 | m² |  | 0 |  | 1 | 1
|  | 0 | 0 | 0 | 0 | 0 | 0 | 0 | 0 | 0 | 0 | 0 | 0 | 0
| Decorative paint finish; including preparation, base and final coats and all ancillary works as necessary | 0 | 0 | 0 | 0 | 0 | 0 | 0 | 0 | 0 | 0 | 0 | 0 | 0
|  | 0 | 0 | 0 | 0 | 0 | 0 | 0 | 0 | 0 | 0 | 0 | 0 | 0
C | To walls; type CP-3 | 766 | 0 | 927 | 0 | 5440 | 0 | 1249 | 0 | 4230 | 0 | 1571 | 0 | 14183 | m² |  | 0 |  | 222 | 161
|  | 0 | 0 | 0 | 0 | 0 | 0 | 0 | 0 | 0 | 0 | 0 | 0 | 0
D | To ceiling; type CP-3 | 74 | 0 | 97 | 0 | 600 | 0 | 143 | 0 | 498 | 0 | 189 | 0 | 1601 | m² |  | 0 |  | 14 | 23
|  | 0 | 0 | 0 | 0 | 0 | 0 | 0 | 0 | 0 | 0 | 0 | 0 | 0
| Epoxy resin coating; including preparation, base and final coats and all ancillary works as necessary | 0 | 0 | 0 | 0 | 0 | 0 | 0 | 0 | 0 | 0 | 0 | 0 | 0
|  | 0 | 0 | 0 | 0 | 0 | 0 | 0 | 0 | 0 | 0 | 0 | 0 | 0
E | To walls; type CP-2 | 350 | 0 | 431 | 0 | 2560 | 0 | 593 | 0 | 2022 | 0 | 755 | 0 | 6711 | m² |  | 0 |  | 94 | 81
|  | 0 | 0 | 0 | 0 | 0 | 0 | 0 | 0 | 0 | 0 | 0 | 0 | 0
F | To floors; type CSF-1 | 4 | 0 | 5 | 0 | 30 | 0 | 7 | 0 | 24 | 0 | 9 | 0 | 79 | m² |  | 0 |  | 1 | 1
|  | 0 | 0 | 0 | 0 | 0 | 0 | 0 | 0 | 0 | 0 | 0 | 0 | 0
G | Skirting; 100mm high; type PS-01 | 12 | 0 | 15 | 0 | 90 | 0 | 21 | 0 | 72 | 0 | 27 | 0 | 237 | m |  | 0 |  | 3 | 3
|  | 0 | 0 | 0 | 0 | 0 | 0 | 0 | 0 | 0 | 0 | 0 | 0 | 0
| SUNDRIES | 0 | 0 | 0 | 0 | 0 | 0 | 0 | 0 | 0 | 0 | 0 | 0 | 0
|  | 0 | 0 | 0 | 0 | 0 | 0 | 0 | 0 | 0 | 0 | 0 | 0 | 0
| Powder coated aluminium channel groove; including all ancillary works as necessary | 0 | 0 | 0 | 0 | 0 | 0 | 0 | 0 | 0 | 0 | 0 | 0 | 0 |  |  | 0
|  | 0 | 0 | 0 | 0 | 0 | 0 | 0 | 0 | 0 | 0 | 0 | 0 | 0
H | 20 x 10mm | 90 | 0 | 105 | 0 | 600 | 0 | 135 | 0 | 450 | 0 | 165 | 0 | 1545 | m |  | 0 |  | 30 | 15
|  | 0 | 0 | 0 | 0 | 0 | 0 | 0 | 0 | 0 | 0 | 0 | 0 | 0
J | 40 x 10mm | 218 | 0 | 267 | 0 | 1580 | 0 | 365 | 0 | 1242 | 0 | 463 | 0 | 4135 | m |  | 0 |  | 60 | 49
Wall trim/ Strip angle profile; including all ancillary works as necessary
K | Wall trim; to top of wall tiles; as detail ID-601 detail 22 | 136 | 0 | 170 | 0 | 1020 | 0 | 238 | 0 | 816 | 0 | 306 | 0 | 2686 | m |  |  |  | 34 | 34
[15 empty] | To Collection | AED | 0
| GENERALLY | 0 | 0 | 0 | 0 | 0 | 0 | 0 | 0 | 0 | 0 | 0 | 0 | 0
|  | 0 | 0 | 0 | 0 | 0 | 0 | 0 | 0 | 0 | 0 | 0 | 0 | 0
A | Allow for any other works which are not included above and which are required to complete the Finishes Work in accordance with the Specification and the Drawings (Tenderer to list below): | 0 | 0 | 0 | 0 | 0 | 0 | 0 | 0 | 0 | 0 | 0 | 0 | 0 | Item |  | 0
|  | 0 | 0 | 0 | 0 | 0 | 0 | 0 | 0 | 0 | 0 | 0 | 0 | 0
|  | 0 | 0 | 0 | 0 | 0 | 0 | 0 | 0 | 0 | 0 | 0 | 0 | 0
|  | 0 | 0 | 0 | 0 | 0 | 0 | 0 | 0 | 0 | 0 | 0 | 0 | 0
|  | 0 | 0 | 0 | 0 | 0 | 0 | 0 | 0 | 0 | 0 | 0 | 0 | 0
|  | 0 | 0 | 0 | 0 | 0 | 0 | 0 | 0 | 0 | 0 | 0 | 0 | 0
|  | 0 | 0 | 0 | 0 | 0 | 0 | 0 | 0 | 0 | 0 | 0 | 0 | 0
|  | 0 | 0 | 0 | 0 | 0 | 0 | 0 | 0 | 0 | 0 | 0 | 0 | 0
|  | 0 | 0 | 0 | 0 | 0 | 0 | 0 | 0 | 0 | 0 | 0 | 0 | 0
|  | 0 | 0 | 0 | 0 | 0 | 0 | 0 | 0 | 0 | 0 | 0 | 0 | 0
|  | 0 | 0 | 0 | 0 | 0 | 0 | 0 | 0 | 0 | 0 | 0 | 0 | 0
|  | 0 | 0 | 0 | 0 | 0 | 0 | 0 | 0 | 0 | 0 | 0 | 0 | 0
|  | 0 | 0 | 0 | 0 | 0 | 0 | 0 | 0 | 0 | 0 | 0 | 0 | 0
|  | 0 | 0 | 0 | 0 | 0 | 0 | 0 | 0 | 0 | 0 | 0 | 0 | 0
[15 empty] | To Collection | AED | 0
COLLECTION
[14 empty] | Page Nr. | 3/J/1 |  | 0
[14 empty] | Page Nr. | 3/J/2 |  | 0
[14 empty] | Page Nr. | 3/J/3 |  | 0
[14 empty] | Page Nr. | 3/J/4 |  | 0
[14 empty] | Page Nr. | 3/J/5 |  | 0
[14 empty] | Page Nr. | 3/J/6 |  | 0
[14 empty] | Page Nr. | 3/J/7 |  | 0
[14 empty] | Page Nr. | 3/J/8 |  | 0
TOTAL FOR FINISHES
[15 empty] | To Summary | AED | 0

## K. Accessories
Item | Description | Quantity | [12 empty] | Unit | Rate AED | Amount AED
|  | TH-A 4-Cluster | Total | TH-A 5-Cluster | Total | TH-A 6-Cluster | Total | TH-A 7-Cluster | Total | TH-A 8-Cluster | Total | TH-A 9-Cluster | Total | TOTAL |  |  |  |  | End | Mid
|  | 1 |  | 1 |  | 5 |  | 1 |  | 3 |  | 1 | [5 empty] | 12
ACCESSORIES
Note: refer to Architectural Specifications Section 08800, 088300, 102800, 102819, 123640 and Interior Design Hard Finishes Schedule
BATHROOM PARTITIONS AND DOORS
| Shower divider; 12mm thick transparent glass; type GL-02; fixed glass and doors; including stainless steel frame type MT-04, ironmongery and all necessary fixings and accessories; as Material Specification | 0 | 0 | 0 | 0 | 0 | 0 | 0 | 0 | 0 | 0 | 0 | 0 | 0
|  | 0 | 0 | 0 | 0 | 0 | 0 | 0 | 0 | 0 | 0 | 0 | 0 | 0
A | 900L x 1650H mm | 4 | 0 | 5 | 0 | 30 | 0 | 7 | 0 | 24 | 0 | 9 | 0 | 79 | Nr. |  | 0 |  | 1 | 1
|  | 0 | 0 | 0 | 0 | 0 | 0 | 0 | 0 | 0 | 0 | 0 | 0 | 0
B | 1800L x 2100H mm with 1 no. of door opening 700 x 2100mm | 4 | 0 | 5 | 0 | 30 | 0 | 7 | 0 | 24 | 0 | 9 | 0 | 79 | Nr. |  | 0 |  | 1 | 1
|  | 0 | 0 | 0 | 0 | 0 | 0 | 0 | 0 | 0 | 0 | 0 | 0 | 0
C | 1400L x 2100H mm with 1 no. of door opening 700 x 2100mm | 8 | 0 | 10 | 0 | 60 | 0 | 14 | 0 | 48 | 0 | 18 | 0 | 158 | Nr. |  | 0 |  | 2 | 2
|  | 0 | 0 | 0 | 0 | 0 | 0 | 0 | 0 | 0 | 0 | 0 | 0 | 0
D | 1415L x 2100H mm with 1 no. of door opening 700 x 2100mm | 4 | 0 | 5 | 0 | 30 | 0 | 7 | 0 | 24 | 0 | 9 | 0 | 79 | Nr. |  | 0 |  | 1 | 1
|  | 0 | 0 | 0 | 0 | 0 | 0 | 0 | 0 | 0 | 0 | 0 | 0 | 0
E | Extra over door size 700 x 2100mm | 16 | 0 | 20 | 0 | 120 | 0 | 28 | 0 | 96 | 0 | 36 | 0 | 316 | Nr. |  | 0 |  | 4 | 4
| COUNTERTOPS | 0 | 0 | 0 | 0 | 0 | 0 | 0 | 0 | 0 | 0 | 0 | 0 | 0
|  | 0 | 0 | 0 | 0 | 0 | 0 | 0 | 0 | 0 | 0 | 0 | 0 | 0
| Vanity countertop; 12mm thick engineered stone type 2; type SF-02; cut to size; with and including 150mm high fascia and all necessary fixings and accessories | 0 | 0 | 0 | 0 | 0 | 0 | 0 | 0 | 0 | 0 | 0 | 0 | 0
|  | 0 | 0 | 0 | 0 | 0 | 0 | 0 | 0 | 0 | 0 | 0 | 0 | 0
F | 700L x 400W mm overall | 4 | 0 | 5 | 0 | 30 | 0 | 7 | 0 | 24 | 0 | 9 | 0 | 79 | Nr. |  | 0 |  | 1 | 1
|  | 0 | 0 | 0 | 0 | 0 | 0 | 0 | 0 | 0 | 0 | 0 | 0 | 0 |  |  | 0
G | 1100L x 400W mm overall | 8 | 0 | 10 | 0 | 60 | 0 | 14 | 0 | 48 | 0 | 18 | 0 | 158 | Nr. |  | 0 |  | 2 | 2
|  | 0 | 0 | 0 | 0 | 0 | 0 | 0 | 0 | 0 | 0 | 0 | 0 | 0
H | 1500L x 600W mm overall | 4 | 0 | 5 | 0 | 30 | 0 | 7 | 0 | 24 | 0 | 9 | 0 | 79 | Nr. |  | 0 |  | 1 | 1
|  | 0 | 0 | 0 | 0 | 0 | 0 | 0 | 0 | 0 | 0 | 0 | 0 | 0
J | Extra over for cutting hole for basin unit | 16 | 0 | 20 | 0 | 120 | 0 | 28 | 0 | 96 | 0 | 36 | 0 | 316 | Nr. |  | 0 |  | 4 | 4
|  | 0 | 0 | [9 empty] | 0 | 0
|  | 0 | 0 | [9 empty] | 0 | 0
|  | 0 | 0 | [9 empty] | 0 | 0
|  | 0 | 0 | [9 empty] | 0 | 0
|  | 0 | 0 | [9 empty] | 0 | 0
[15 empty] | To Collection | AED | 0
COUNTERTOPS (CONT'D)
| Kitchen countertop; 12mm thick engineered stone type 1; type SF-01; cut to size; including all necessary fixings and accessories | 0 | 0 | 0 | 0 | 0 | 0 | 0 | 0 | 0 | 0 | 0 | 0 | 0
|  | 0 | 0 | 0 | 0 | 0 | 0 | 0 | 0 | 0 | 0 | 0 | 0 | 0
A | (2470+1285)L x 600/880W mm overall; L-shaped including 1800L x 280W mm ledge; as ID-604 detail 47 | 2 | 0 | 2 | 0 | 10 | 0 | 2 | 0 | 6 | 0 | 2 | 0 | 24 | Nr. |  | 0 |  | 1
|  | 0 | 0 | 0 | 0 | 0 | 0 | 0 | 0 | 0 | 0 | 0 | 0 | 0
B | 2395L x 600/880W mm; including 1800L x 280W mm ledge; as ID-604 detail 47 | 2 | 0 | 3 | 0 | 20 | 0 | 5 | 0 | 18 | 0 | 7 | 0 | 55 | Nr. |  | 0 |  |  | 1
|  | 0 | 0 | 0 | 0 | 0 | 0 | 0 | 0 | 0 | 0 | 0 | 0 | 0
C | (1220+1285)L x 600W mm overall; L-shaped | 2 | 0 | 2 | 0 | 10 | 0 | 2 | 0 | 6 | 0 | 2 | 0 | 24 | Nr. |  | 0 |  | 1
|  | 0 | 0 | 0 | 0 | 0 | 0 | 0 | 0 | 0 | 0 | 0 | 0 | 0
D | (1145+1075)L x 600W mm overall; L-shaped | 2 | 0 | 3 | 0 | 20 | 0 | 5 | 0 | 18 | 0 | 7 | 0 | 55 | Nr. |  | 0 |  |  | 1
|  | 0 | 0 | 0 | 0 | 0 | 0 | 0 | 0 | 0 | 0 | 0 | 0 | 0
E | 915L x 600W mm | 2 | 0 | 3 | 0 | 20 | 0 | 5 | 0 | 18 | 0 | 7 | 0 | 55 | Nr. |  | 0 |  |  | 1
|  | 0 | 0 | 0 | 0 | 0 | 0 | 0 | 0 | 0 | 0 | 0 | 0 | 0
F | Extra over for cutting hole for sink unit | 4 | 0 | 5 | 0 | 30 | 0 | 7 | 0 | 24 | 0 | 9 | 0 | 79 | Nr. |  | 0 |  | 1 | 1
MISCELLANEOUS
| Niche; 12mm thick engineered stone type 2; type SF-02; including all necessary fixings and accessories | 0 | 0 | 0 | 0 | 0 | 0 | 0 | 0 | 0 | 0 | 0 | 0 | 0
|  | 0 | 0 | 0 | 0 | 0 | 0 | 0 | 0 | 0 | 0 | 0 | 0 | 0
G | 300L x 150W x 1550H mm | 4 | 0 | 5 | 0 | 30 | 0 | 7 | 0 | 24 | 0 | 9 | 0 | 79 | Nr. |  | 0 |  | 1 | 1
|  | 0 | 0 | 0 | 0 | 0 | 0 | 0 | 0 | 0 | 0 | 0 | 0 | 0
H | 510L x 200W x 900H mm | 2 | 0 | 2 | 0 | 10 | 0 | 2 | 0 | 6 | 0 | 2 | 0 | 24 | Nr. |  | 0 |  | 1
|  | 0 | 0 | 0 | 0 | 0 | 0 | 0 | 0 | 0 | 0 | 0 | 0 | 0
J | 560L x 150W x 1550H mm | 2 | 0 | 2 | 0 | 10 | 0 | 2 | 0 | 6 | 0 | 2 | 0 | 24 | Nr. |  | 0 |  | 1
|  | 0 | 0 | 0 | 0 | 0 | 0 | 0 | 0 | 0 | 0 | 0 | 0 | 0
| Cistern enclosure top cover; 12mm thick engineered stone type 2, type SF-02; including all necessary framework and fixings | 0 | 0 | 0 | 0 | 0 | 0 | 0 | 0 | 0 | 0 | 0 | 0 | 0
|  | 0 | 0 | 0 | 0 | 0 | 0 | 0 | 0 | 0 | 0 | 0 | 0 | 0
K | 150mm wide | 16 | 0 | 20 | 0 | 120 | 0 | 28 | 0 | 96 | 0 | 36 | 0 | 316 | m |  | 0 |  | 4 | 4
|  | 0 | 0 | 0 | 0 | 0 | 0 | 0 | 0 | 0 | 0 | 0 | 0 | 0
|  | 0 | 0 | 0 | 0 | 0 | 0 | 0 | 0 | 0 | 0 | 0 | 0 | 0
|  | 0 | 0 | 0 | 0 | 0 | 0 | 0 | 0 | 0 | 0 | 0 | 0 | 0
|  | 0 | 0 | 0 | 0 | 0 | 0 | 0 | 0 | 0 | 0 | 0 | 0 | 0
|  | 0 | 0 | 0 | 0 | 0 | 0 | 0 | 0 | 0 | 0 | 0 | 0 | 0
[15 empty] | To Collection | AED | 0
MISCELLANEOUS (CONT'D)
|  | 0 | 0 | 0 | 0 | 0 | 0 | 0 | 0 | 0 | 0 | 0 | 0 | 0 |  |  | 0
| Bathtub ledge; 12mm thick engineered stone type 2 to tops; type SF-02; including all necessary galvanized mid steel frameworks, marine plywood backing, supports, waterproofing, fill, silicon sealant, fixings and accessories; as Drawing Nr. ID-602 Detail 8 | 0 | 0 | 0 | 0 | 0 | 0 | 0 | 0 | 0 | 0 | 0 | 0 | 0 |  |  | 0
|  | 0 | 0 | 0 | 0 | 0 | 0 | 0 | 0 | 0 | 0 | 0 | 0 | 0 |  |  | 0
A | 2100L x 880W mm; with 1 Nr. of opening for bathtub | 4 | 0 | 5 | 0 | 30 | 0 | 7 | 0 | 24 | 0 | 9 | 0 | 79 | Nr. |  | 0 |  | 1 | 1
|  | 0 | 0 | 0 | 0 | 0 | 0 | 0 | 0 | 0 | 0 | 0 | 0 | 0 |  |  | 0
| Bathtub fascia; in concrete effect porcelain tile type TL-07; including MDF backing, wooden / metal frame and all necessary fixings and accessories; as Drawing Nr. ID-602 Detail 8 | 0 | 0 | 0 | 0 | 0 | 0 | 0 | 0 | 0 | 0 | 0 | 0 | 0 |  |  | 0
|  | 0 | 0 | 0 | 0 | 0 | 0 | 0 | 0 | 0 | 0 | 0 | 0 | 0 |  |  | 0
B | 550mm high | 12 | 0 | 15 | 0 | 90 | 0 | 21 | 0 | 72 | 0 | 27 | 0 | 237 | m |  | 0 |  | 3 | 3
VANITY MIRRORS
| Vanity mirror; 6mm thick; low iron clear glass type GL-01; including backing, frames and all necessary fixings and accessories | 0 | 0 | 0 | 0 | 0 | 0 | 0 | 0 | 0 | 0 | 0 | 0 | 0
|  | 0 | 0 | 0 | 0 | 0 | 0 | 0 | 0 | 0 | 0 | 0 | 0 | 0
C | 500L x 1000H mm; maid's bath | 4 | 0 | 5 | 0 | 30 | 0 | 7 | 0 | 24 | 0 | 9 | 0 | 79 | Nr. |  | 0 |  | 1 | 1
|  | 0 | 0 | 0 | 0 | 0 | 0 | 0 | 0 | 0 | 0 | 0 | 0 | 0
D | 700L x 1200H mm | 4 | 0 | 5 | 0 | 30 | 0 | 7 | 0 | 24 | 0 | 9 | 0 | 79 | Nr. |  | 0 |  | 1 | 1
|  | 0 | 0 | 0 | 0 | 0 | 0 | 0 | 0 | 0 | 0 | 0 | 0 | 0
E | 1100L x 1200H mm | 8 | 0 | 10 | 0 | 60 | 0 | 14 | 0 | 48 | 0 | 18 | 0 | 158 | Nr. |  | 0 |  | 2 | 2
|  | 0 | 0 | 0 | 0 | 0 | 0 | 0 | 0 | 0 | 0 | 0 | 0 | 0
F | 1500L x 1200H mm | 4 | 0 | 5 | 0 | 30 | 0 | 7 | 0 | 24 | 0 | 9 | 0 | 79 | Nr. |  | 0 |  | 1 | 1
|  | 0 | 0 | 0 | 0 | 0 | 0 | 0 | 0 | 0 | 0 | 0 | 0 | 0
|  | 0 | 0 | 0 | 0 | 0 | 0 | 0 | 0 | 0 | 0 | 0 | 0 | 0
|  | 0 | 0 | 0 | 0 | 0 | 0 | 0 | 0 | 0 | 0 | 0 | 0 | 0
|  | 0 | 0 | 0 | 0 | 0 | 0 | 0 | 0 | 0 | 0 | 0 | 0 | 0
|  | 0 | 0 | 0 | 0 | 0 | 0 | 0 | 0 | 0 | 0 | 0 | 0 | 0
[15 empty] | To Collection | AED | 0
|  | 0 | 0 | 0 | 0 | 0 | 0 | 0 | 0 | 0 | 0 | 0 | 0 | 0
| BATHROOM ACCESSORIES | 0 | 0 | 0 | 0 | 0 | 0 | 0 | 0 | 0 | 0 | 0 | 0 | 0
|  | 0 | 0 | 0 | 0 | 0 | 0 | 0 | 0 | 0 | 0 | 0 | 0 | 0
| Bathroom accessories; fixed to tiles or plastered concrete or blockwork; including all ancillary works as necessary | 0 | 0 | 0 | 0 | 0 | 0 | 0 | 0 | 0 | 0 | 0 | 0 | 0
|  | 0 | 0 | 0 | 0 | 0 | 0 | 0 | 0 | 0 | 0 | 0 | 0 | 0
A | BA-20; Tissue roll holder with cover | 20 | 0 | 25 | 0 | 150 | 0 | 35 | 0 | 120 | 0 | 45 | 0 | 395 | Nr. |  | 0 |  | 5 | 5
|  | 0 | 0 | 0 | 0 | 0 | 0 | 0 | 0 | 0 | 0 | 0 | 0 | 0
B | BA-21; Robe hook | 20 | 0 | 25 | 0 | 150 | 0 | 35 | 0 | 120 | 0 | 45 | 0 | 395 | Nr. |  | 0 |  | 5 | 5
|  | 0 | 0 | 0 | 0 | 0 | 0 | 0 | 0 | 0 | 0 | 0 | 0 | 0 |  |  | 0
C | BA-22; Soap and shampoo tray | 16 | 0 | 20 | 0 | 120 | 0 | 28 | 0 | 96 | 0 | 36 | 0 | 316 | Nr. |  | 0 |  | 4 | 4
|  | 0 | 0 | 0 | 0 | 0 | 0 | 0 | 0 | 0 | 0 | 0 | 0 | 0 |  |  | 0
D | BA-23; Towel rail | 16 | 0 | 20 | 0 | 120 | 0 | 28 | 0 | 96 | 0 | 36 | 0 | 316 | Nr. |  | 0 |  | 4 | 4
|  | 0 | 0 | 0 | 0 | 0 | 0 | 0 | 0 | 0 | 0 | 0 | 0 | 0 |  |  | 0
E | BA-24; Glass shower door handle with towel rail | 16 | 0 | 20 | 0 | 120 | 0 | 28 | 0 | 96 | 0 | 36 | 0 | 316 | Nr. |  | 0 |  | 4 | 4
|  | 0 | 0 | 0 | 0 | 0 | 0 | 0 | 0 | 0 | 0 | 0 | 0 | 0
F | BA-25; Floor drain type 1 | 16 | 0 | 20 | 0 | 120 | 0 | 28 | 0 | 96 | 0 | 36 | 0 | 316 | Nr. |  | 0 |  | 4 | 4
|  | 0 | 0 | 0 | 0 | 0 | 0 | 0 | 0 | 0 | 0 | 0 | 0 | 0 |  |  | 0
G | BA-26; Linear drain | 16 | 0 | 20 | 0 | 120 | 0 | 28 | 0 | 96 | 0 | 36 | 0 | 316 | Nr. |  | 0 |  | 4 | 4
|  | 0 | 0 | 0 | 0 | 0 | 0 | 0 | 0 | 0 | 0 | 0 | 0 | 0
H | BA-27; Floor drain type 2 | 12 | 0 | 15 | 0 | 90 | 0 | 21 | 0 | 72 | 0 | 27 | 0 | 237 | Nr. |  | 0 |  | 3 | 3
|  | 0 | 0 | 0 | 0 | 0 | 0 | 0 | 0 | 0 | 0 | 0 | 0 | 0
| KITCHEN EQUIPMENT | 0 | 0 | 0 | 0 | 0 | 0 | 0 | 0 | 0 | 0 | 0 | 0 | 0
|  | 0 | 0 | 0 | 0 | 0 | 0 | 0 | 0 | 0 | 0 | 0 | 0 | 0
| Kitchen equipment; including all necessary ancillary works | 0 | 0 | 0 | 0 | 0 | 0 | 0 | 0 | 0 | 0 | 0 | 0 | 0
|  | 0 | 0 | 0 | 0 | 0 | 0 | 0 | 0 | 0 | 0 | 0 | 0 | 0
J | KA-03: Built-in kitchen hood | 4 | 0 | 5 | 0 | 30 | 0 | 7 | 0 | 24 | 0 | 9 | 0 | 79 | Nr. |  | 0 |  | 1 | 1
|  | 0 | 0 | 0 | 0 | 0 | 0 | 0 | 0 | 0 | 0 | 0 | 0 | 0
|  | 0 | 0 | 0 | 0 | 0 | 0 | 0 | 0 | 0 | 0 | 0 | 0 | 0
|  | 0 | 0 | 0 | 0 | 0 | 0 | 0 | 0 | 0 | 0 | 0 | 0 | 0
|  | 0 | 0 | 0 | 0 | 0 | 0 | 0 | 0 | 0 | 0 | 0 | 0 | 0
|  | 0 | 0 | 0 | 0 | 0 | 0 | 0 | 0 | 0 | 0 | 0 | 0 | 0
|  | 0 | 0 | 0 | 0 | 0 | 0 | 0 | 0 | 0 | 0 | 0 | 0 | 0
|  | 0 | 0 | 0 | 0 | 0 | 0 | 0 | 0 | 0 | 0 | 0 | 0 | 0
|  | 0 | 0 | 0 | 0 | 0 | 0 | 0 | 0 | 0 | 0 | 0 | 0 | 0
|  | 0 | 0 | 0 | 0 | 0 | 0 | 0 | 0 | 0 | 0 | 0 | 0 | 0
|  | 0 | 0 | 0 | 0 | 0 | 0 | 0 | 0 | 0 | 0 | 0 | 0 | 0
|  | 0 | 0 | 0 | 0 | 0 | 0 | 0 | 0 | 0 | 0 | 0 | 0 | 0
|  | 0 | 0 | 0 | 0 | 0 | 0 | 0 | 0 | 0 | 0 | 0 | 0 | 0
|  | 0 | 0 | 0 | 0 | 0 | 0 | 0 | 0 | 0 | 0 | 0 | 0 | 0
|  | 0 | 0 | 0 | 0 | 0 | 0 | 0 | 0 | 0 | 0 | 0 | 0 | 0
|  | 0 | 0 | 0 | 0 | 0 | 0 | 0 | 0 | 0 | 0 | 0 | 0 | 0
|  | 0 | 0 | 0 | 0 | 0 | 0 | 0 | 0 | 0 | 0 | 0 | 0 | 0
|  | 0 | 0 | 0 | 0 | 0 | 0 | 0 | 0 | 0 | 0 | 0 | 0 | 0
|  | 0 | 0 | 0 | 0 | 0 | 0 | 0 | 0 | 0 | 0 | 0 | 0 | 0
[15 empty] | To Collection | AED | 0
|  | 0 | 0 | 0 | 0 | 0 | 0 | 0 | 0 | 0 | 0 | 0 | 0 | 0
| GENERALLY | 0 | 0 | 0 | 0 | 0 | 0 | 0 | 0 | 0 | 0 | 0 | 0 | 0
|  | 0 | 0 | 0 | 0 | 0 | 0 | 0 | 0 | 0 | 0 | 0 | 0 | 0
A | Allow for any other works which are not included above and which are required to complete the Accessories in accordance with the Specification and the Drawings (Tenderer to list below): | 0 | 0 | 0 | 0 | 0 | 0 | 0 | 0 | 0 | 0 | 0 | 0 | 0 | Item |  | 0
|  | 0 | 0 | 0 | 0 | 0 | 0 | 0 | 0 | 0 | 0 | 0 | 0 | 0
|  | 0 | 0 | 0 | 0 | 0 | 0 | 0 | 0 | 0 | 0 | 0 | 0 | 0
|  | 0 | 0 | 0 | 0 | 0 | 0 | 0 | 0 | 0 | 0 | 0 | 0 | 0
|  | 0 | 0 | 0 | 0 | 0 | 0 | 0 | 0 | 0 | 0 | 0 | 0 | 0
[15 empty] | To Collection | AED | 0
COLLECTION
[14 empty] | Page Nr. | 3/K/1 |  | 0
[14 empty] | Page Nr. | 3/K/2 |  | 0
[14 empty] | Page Nr. | 3/K/3 |  | 0
[14 empty] | Page Nr. | 3/K/4 |  | 0
[14 empty] | Page Nr. | 3/K/5 |  | 0
0
TOTAL FOR ACCESSORIES
[15 empty] | To Summary | AED | 0

## Q. Mech
Item | Description | Quantity | [12 empty] | Unit | Rate AED | Amount AED
|  | TH-A 4-Cluster | Total | TH-A 5-Cluster | Total | TH-A 6-Cluster | Total | TH-A 7-Cluster | Total | TH-A 8-Cluster | Total | TH-A 9-Cluster | Total | TOTAL |  |  |  |  | Corner | Mid | 4-Cluster Corner | 4-Cluster Mid | 5-Cluster Corner | 5-Cluster Mid | 6-Cluster Corner | 6-Cluster Mid | 7-Cluster Corner | 7-Cluster Mid | 8-Cluster Corner | 8-Cluster Mid | 9-Cluster Corner | 9-Cluster Mid
|  | 1 |  | 1 |  | 5 |  | 1 |  | 3 |  | 1 | [5 empty] | 12 |  |  | 2 | 2 | 2 | 3 | 2 | 4 | 2 | 5 | 2 | 6 | 2 | 7
MECHANICAL ENGINEERING INSTALLATIONS
Note: Refer to the following.
a. The Mechanical Engineering Installations are deemed to include for all work at all levels as shown on the drawings
b. Refer to Specifications and Drawings for Mechanical installations
DRAINAGE INSTALLATION
Storm Water Drainage Installation; complete, as Drawings No. D-TH-A-100 to 101 inclusive
Below ground uPVC pipes and fittings; including excavation, beds and surrounds, backfill, compaction, and disposal
A | 50mm diameter | 4 | 0 | 5 | 0 | 30 | 0 | 7 | 0 | 24 | 0 | 9 | 0 | 79 | m |  | 0 |  | 1 | 1 | 2 | 2 | 2 | 3 | 2 | 4 | 2 | 5 | 2 | 6 | 2 | 7
Above ground uPVC pipes and fittings
B | 50mm diameter | 20 | 0 | 25 | 0 | 150 | 0 | 35 | 0 | 120 | 0 | 45 | 0 | 395 | m |  | 0 |  | 5 | 5 | 10 | 10 | 10 | 15 | 10 | 20 | 10 | 25 | 10 | 30 | 10 | 35
C | 110mm diameter | 64 | 0 | 80 | 0 | 480 | 0 | 112 | 0 | 384 | 0 | 144 | 0 | 1264 | m |  | 0 |  | 16 | 16 | 32 | 32 | 32 | 48 | 32 | 64 | 32 | 80 | 32 | 96 | 32 | 112
| Accessories, including ancillary work as necessary |  | 0
D | Balcony drain; 50mm diameter | 4 | 0 | 5 | 0 | 30 | 0 | 7 | 0 | 24 | 0 | 9 | 0 | 79 | Nr. |  | 0 |  | 1 | 1 | 2 | 2 | 2 | 3 | 2 | 4 | 2 | 5 | 2 | 6 | 2 | 7
E | Rainwater outlet; 110mm diameter | 8 | 0 | 10 | 0 | 60 | 0 | 14 | 0 | 48 | 0 | 18 | 0 | 158 | Nr. |  | 0 |  | 2 | 2 | 4 | 4 | 4 | 6 | 4 | 8 | 4 | 10 | 4 | 12 | 4 | 14
[16 empty] | AED | 0
DRAINAGE INSTALLATION (CONT'D)
Foul and Waste Water and Condensate Drainage and Vent Installation; complete, as Drawings No. D-TH-A-100 to 101 inclusive
Below ground uPVC pipes and fittings; including excavation, beds and surrounds, backfill, compaction, and disposal
A | 25mm diameter | 12 | 0 | 15 | 0 | 90 | 0 | 21 | 0 | 72 | 0 | 27 | 0 | 237 | m |  | 0 |  | 3 | 3 | 6 | 6 | 6 | 9 | 6 | 12 | 6 | 15 | 6 | 18 | 6 | 21
B | 32mm diameter | 8 | 0 | 10 | 0 | 60 | 0 | 14 | 0 | 48 | 0 | 18 | 0 | 158 | m |  | 0 |  | 2 | 2 | 4 | 4 | 4 | 6 | 4 | 8 | 4 | 10 | 4 | 12 | 4 | 14
C | 40mm diameter | 32 | 0 | 40 | 0 | 240 | 0 | 56 | 0 | 192 | 0 | 72 | 0 | 632 | m |  | 0 |  | 8 | 8 | 16 | 16 | 16 | 24 | 16 | 32 | 16 | 40 | 16 | 48 | 16 | 56
D | 82mm diameter | 68 | 0 | 85 | 0 | 510 | 0 | 119 | 0 | 408 | 0 | 153 | 0 | 1343 | m |  | 0 |  | 17 | 17 | 34 | 34 | 34 | 51 | 34 | 68 | 34 | 85 | 34 | 102 | 34 | 119
0
E | 110mm diameter | 302 | 0 | 375 | 0 | 2240 | 0 | 521 | 0 | 1782 | 0 | 667 | 0 | 5887 | m |  | 0 |  | 78 | 73 | 156 | 146 | 156 | 219 | 156 | 292 | 156 | 365 | 156 | 438 | 156 | 511
F | 160mm diameter | 20 | 0 | 25 | 0 | 150 | 0 | 35 | 0 | 120 | 0 | 45 | 0 | 395 | m |  | 0 |  | 5 | 5 | 10 | 10 | 10 | 15 | 10 | 20 | 10 | 25 | 10 | 30 | 10 | 35
Above ground uPVC pipes and fittings
G | 25mm diameter | 136 | 0 | 170 | 0 | 1020 | 0 | 238 | 0 | 816 | 0 | 306 | 0 | 2686 | m |  | 0 |  | 34 | 34 | 68 | 68 | 68 | 102 | 68 | 136 | 68 | 170 | 68 | 204 | 68 | 238
H | 32mm diameter | 36 | 0 | 45 | 0 | 270 | 0 | 63 | 0 | 216 | 0 | 81 | 0 | 711 | m |  | 0 |  | 9 | 9 | 18 | 18 | 18 | 27 | 18 | 36 | 18 | 45 | 18 | 54 | 18 | 63
J | 40mm diameter | 76 | 0 | 95 | 0 | 570 | 0 | 133 | 0 | 456 | 0 | 171 | 0 | 1501 | m |  | 0 |  | 19 | 19 | 38 | 38 | 38 | 57 | 38 | 76 | 38 | 95 | 38 | 114 | 38 | 133
K | 50mm diameter | 28 | 0 | 35 | 0 | 210 | 0 | 49 | 0 | 168 | 0 | 63 | 0 | 553 | m |  | 0 |  | 7 | 7 | 14 | 14 | 14 | 21 | 14 | 28 | 14 | 35 | 14 | 42 | 14 | 49
L | 82mm diameter | 140 | 0 | 175 | 0 | 1050 | 0 | 245 | 0 | 840 | 0 | 315 | 0 | 2765 | m |  | 0 |  | 35 | 35 | 70 | 70 | 70 | 105 | 70 | 140 | 70 | 175 | 70 | 210 | 70 | 245
0
M | 110mm diameter | 160 | 0 | 200 | 0 | 1200 | 0 | 280 | 0 | 960 | 0 | 360 | 0 | 3160 | m |  | 0 |  | 40 | 40 | 80 | 80 | 80 | 120 | 80 | 160 | 80 | 200 | 80 | 240 | 80 | 280
Thermal insulation; flexible elastomeric insulation, 13mm thick, to following condensate drain pipes and fittings
N | 25mm diameter | 136 | 0 | 170 | 0 | 1020 | 0 | 238 | 0 | 816 | 0 | 306 | 0 | 2686 | m |  | 0 |  | 34 | 34 | 68 | 68 | 68 | 102 | 68 | 136 | 68 | 170 | 68 | 204 | 68 | 238
P | 40mm diameter | 28 | 0 | 35 | 0 | 210 | 0 | 49 | 0 | 168 | 0 | 63 | 0 | 553 | m |  | 0 |  | 7 | 7 | 14 | 14 | 14 | 21 | 14 | 28 | 14 | 35 | 14 | 42 | 14 | 49
[15 empty] | To Collection | AED |  |  | 0 | 0
DRAINAGE INSTALLATION (CONT'D)
Accessories, including ancillary work as necessary
A | Shower drain; 40mm diameter | 20 | 0 | 25 | 0 | 150 | 0 | 35 | 0 | 120 | 0 | 45 | 0 | 395 | Nr. |  | 0 |  | 5 | 5 | 10 | 10 | 10 | 15 | 10 | 20 | 10 | 25 | 10 | 30 | 10 | 35
B | Floor drain; 82mm diameter | 28 | 0 | 35 | 0 | 210 | 0 | 49 | 0 | 168 | 0 | 63 | 0 | 553 | Nr. |  | 0 |  | 7 | 7 | 14 | 14 | 14 | 21 | 14 | 28 | 14 | 35 | 14 | 42 | 14 | 49
C | Vent cowl; 82mm diameter | 4 | 0 | 5 | 0 | 30 | 0 | 7 | 0 | 24 | 0 | 9 | 0 | 79 | Nr. |  | 0 |  | 1 | 1 | 2 | 2 | 2 | 3 | 2 | 4 | 2 | 5 | 2 | 6 | 2 | 7
D | Vent cowl; 100mm diameter | 4 | 0 | 5 | 0 | 30 | 0 | 7 | 0 | 24 | 0 | 9 | 0 | 79 | Nr. |  | 0 |  | 1 | 1 | 2 | 2 | 2 | 3 | 2 | 4 | 2 | 5 | 2 | 6 | 2 | 7
E | Cleanout; 25mm diameter | 2 | 0 | 2 | 0 | 10 | 0 | 2 | 0 | 6 | 0 | 2 | 0 | 24 | Nr. |  | 0 |  | 1 | 0 | 2 | 0 | 2 | 0 | 2 | 0 | 2 | 0 | 2 | 0 | 2 | 0
F | Cleanout; 40mm diameter | 4 | 0 | 5 | 0 | 30 | 0 | 7 | 0 | 24 | 0 | 9 | 0 | 79 | Nr. |  | 0 |  | 1 | 1 | 2 | 2 | 2 | 3 | 2 | 4 | 2 | 5 | 2 | 6 | 2 | 7
G | Cleanout; 110mm diameter | 24 | 0 | 30 | 0 | 180 | 0 | 42 | 0 | 144 | 0 | 54 | 0 | 474 | Nr. |  | 0 |  | 6 | 6 | 12 | 12 | 12 | 18 | 12 | 24 | 12 | 30 | 12 | 36 | 12 | 42
H | Floor cleanout; 82mm diameter | 4 | 0 | 5 | 0 | 30 | 0 | 7 | 0 | 24 | 0 | 9 | 0 | 79 | Nr. |  | 0 |  | 1 | 1 | 2 | 2 | 2 | 3 | 2 | 4 | 2 | 5 | 2 | 6 | 2 | 7
J | Floor cleanout; 110mm diameter | 46 | 0 | 57 | 0 | 340 | 0 | 79 | 0 | 270 | 0 | 101 | 0 | 893 | Nr. |  | 0 |  | 12 | 11 | 24 | 22 | 24 | 33 | 24 | 44 | 24 | 55 | 24 | 66 | 24 | 77
Dry gully trap; commencing excavation at finished grade line level; including cover and frames and all necessary backfilling, disposal of surplus excavated materials and formwork, all necessary accessories and connections
K | 300 x 300mm Size | 4 | 0 | 5 | 0 | 30 | 0 | 7 | 0 | 24 | 0 | 9 | 0 | 79 | Nr. |  | 0 |  | 1 | 1 | 2 | 2 | 2 | 3 | 2 | 4 | 2 | 5 | 2 | 6 | 2 | 7
Drainage manhole; commencing excavation at finished grade line level; including cover and frames and all necessary backfilling, disposal of surplus excavated materials and formwork, all necessary accessories and connections
L | 600 x 600 x 600mm Size | 8 | 0 | 10 | 0 | 60 | 0 | 14 | 0 | 48 | 0 | 18 | 0 | 158 | Nr. |  | 0 |  | 2 | 2 | 4 | 4 | 4 | 6 | 4 | 8 | 4 | 10 | 4 | 12 | 4 | 14
Allow for all necessary pipework connection, fittings, ancillaries, pipe supports and protection, and all necessary accessories
M | Connection to sewerage network; 160 mm diameter pipe | [12 empty] | 0 | Item |  | 0 |  | 1 | 1 | 2 | 2 | 2 | 3 | 2 | 4 | 2 | 5 | 2 | 6 | 2 | 7
[16 empty] | AED | 0
SANITARY FITTINGS
Sanitary fittings; fixed to tiled or plastered concrete or blockwork floors and walls; including all waste and overflow outlets, all connections and supports and sealing around with silicone-based sealant; as ID Specification - Sanitary Ware Specification
A | BA-01: Wall mounted water closet | 16 | 0 | 20 | 0 | 120 | 0 | 28 | 0 | 96 | 0 | 36 | 0 | 316 | Nr. |  | 0 |  | 4 | 4 | 8 | 8 | 8 | 12 | 8 | 16 | 8 | 20 | 8 | 24 | 8 | 28
B | BA-02: Concealed cistern to water closet | 16 | 0 | 20 | 0 | 120 | 0 | 28 | 0 | 96 | 0 | 36 | 0 | 316 | Nr. |  | 0 |  | 4 | 4 | 8 | 8 | 8 | 12 | 8 | 16 | 8 | 20 | 8 | 24 | 8 | 28
C | BA-03: Flush plate to water closet | 16 | 0 | 20 | 0 | 120 | 0 | 28 | 0 | 96 | 0 | 36 | 0 | 316 | Nr. |  | 0 |  | 4 | 4 | 8 | 8 | 8 | 12 | 8 | 16 | 8 | 20 | 8 | 24 | 8 | 28
D | BA-04: Shattaf/ Trigger spray | 16 | 0 | 20 | 0 | 120 | 0 | 28 | 0 | 96 | 0 | 36 | 0 | 316 | Nr. |  | 0 |  | 4 | 4 | 8 | 8 | 8 | 12 | 8 | 16 | 8 | 20 | 8 | 24 | 8 | 28
E | BA-05: Undercounter wash basin | 4 | 0 | 5 | 0 | 30 | 0 | 7 | 0 | 24 | 0 | 9 | 0 | 79 | Nr. |  | 0 |  | 1 | 1 | 2 | 2 | 2 | 3 | 2 | 4 | 2 | 5 | 2 | 6 | 2 | 7
F | BA-06: Wall mounted basin mixer | 4 | 0 | 5 | 0 | 30 | 0 | 7 | 0 | 24 | 0 | 9 | 0 | 79 | Nr. |  | 0 |  | 1 | 1 | 2 | 2 | 2 | 3 | 2 | 4 | 2 | 5 | 2 | 6 | 2 | 7
G | BA-07: Semi-recessed wash basin | 12 | 0 | 15 | 0 | 90 | 0 | 21 | 0 | 72 | 0 | 27 | 0 | 237 | Nr. |  | 0 |  | 3 | 3 | 6 | 6 | 6 | 9 | 6 | 12 | 6 | 15 | 6 | 18 | 6 | 21
H | BA-08: Basin mixer | 12 | 0 | 15 | 0 | 90 | 0 | 21 | 0 | 72 | 0 | 27 | 0 | 237 | Nr. |  | 0 |  | 3 | 3 | 6 | 6 | 6 | 9 | 6 | 12 | 6 | 15 | 6 | 18 | 6 | 21
J | BA-09: Wall mounted rain shower | 16 | 0 | 20 | 0 | 120 | 0 | 28 | 0 | 96 | 0 | 36 | 0 | 316 | Nr. |  | 0 |  | 4 | 4 | 8 | 8 | 8 | 12 | 8 | 16 | 8 | 20 | 8 | 24 | 8 | 28
K | BA-10: Concealed shower mixer | 16 | 0 | 20 | 0 | 120 | 0 | 28 | 0 | 96 | 0 | 36 | 0 | 316 | Nr. |  | 0 |  | 4 | 4 | 8 | 8 | 8 | 12 | 8 | 16 | 8 | 20 | 8 | 24 | 8 | 28
L | BA-11: Hand shower | 16 | 0 | 20 | 0 | 120 | 0 | 28 | 0 | 96 | 0 | 36 | 0 | 316 | Nr. |  | 0 |  | 4 | 4 | 8 | 8 | 8 | 12 | 8 | 16 | 8 | 20 | 8 | 24 | 8 | 28
M | BA-12: Bath tub | 4 | 0 | 5 | 0 | 30 | 0 | 7 | 0 | 24 | 0 | 9 | 0 | 79 | Nr. |  | 0 |  | 1 | 1 | 2 | 2 | 2 | 3 | 2 | 4 | 2 | 5 | 2 | 6 | 2 | 7
N | BA-13: Wall mounted bathtub mixer with handshower | 4 | 0 | 5 | 0 | 30 | 0 | 7 | 0 | 24 | 0 | 9 | 0 | 79 | Nr. |  | 0 |  | 1 | 1 | 2 | 2 | 2 | 3 | 2 | 4 | 2 | 5 | 2 | 6 | 2 | 7
P | BA-14: Floor standing close coupled water closet | 4 | 0 | 5 | 0 | 30 | 0 | 7 | 0 | 24 | 0 | 9 | 0 | 79 | Nr. |  | 0 |  | 1 | 1 | 2 | 2 | 2 | 3 | 2 | 4 | 2 | 5 | 2 | 6 | 2 | 7
Q | BA-15: Shattaf/Trigger spray | 4 | 0 | 5 | 0 | 30 | 0 | 7 | 0 | 24 | 0 | 9 | 0 | 79 | Nr. |  | 0 |  | 1 | 1 | 2 | 2 | 2 | 3 | 2 | 4 | 2 | 5 | 2 | 6 | 2 | 7
R | BA-16: Wall mounted wash basin | 4 | 0 | 5 | 0 | 30 | 0 | 7 | 0 | 24 | 0 | 9 | 0 | 79 | Nr. |  | 0 |  | 1 | 1 | 2 | 2 | 2 | 3 | 2 | 4 | 2 | 5 | 2 | 6 | 2 | 7
S | BA-17: Basin mixer | 4 | 0 | 5 | 0 | 30 | 0 | 7 | 0 | 24 | 0 | 9 | 0 | 79 | Nr. |  | 0 |  | 1 | 1 | 2 | 2 | 2 | 3 | 2 | 4 | 2 | 5 | 2 | 6 | 2 | 7
|  | To Collection | [13 empty] | AED | 0
SANITARY FITTINGS (CONT'D)
Sanitary fittings; fixed to tiled or plastered concrete or blockwork floors and walls; including all waste and overflow outlets, all connections and supports and sealing around with silicone-based sealant; as ID Specification - Sanitary Ware Specification (cont'd)
A | BA-18: Shower rail kit | 4 | 0 | 5 | 0 | 30 | 0 | 7 | 0 | 24 | 0 | 9 | 0 | 79 | Nr. |  | 0 |  | 1 | 1 | 2 | 2 | 2 | 3 | 2 | 4 | 2 | 5 | 2 | 6 | 2 | 7
B | BA-19: Shower Mixer | 4 | 0 | 5 | 0 | 30 | 0 | 7 | 0 | 24 | 0 | 9 | 0 | 79 | Nr. |  | 0 |  | 1 | 1 | 2 | 2 | 2 | 3 | 2 | 4 | 2 | 5 | 2 | 6 | 2 | 7
C | KA-01: Double undercounter sink | 4 | 0 | 5 | 0 | 30 | 0 | 7 | 0 | 24 | 0 | 9 | 0 | 79 | Nr. |  | 0 |  | 1 | 1 | 2 | 2 | 2 | 3 | 2 | 4 | 2 | 5 | 2 | 6 | 2 | 7
D | KA-02: Sink mixer | 4 | 0 | 5 | 0 | 30 | 0 | 7 | 0 | 24 | 0 | 9 | 0 | 79 | Nr. |  | 0 |  | 1 | 1 | 2 | 2 | 2 | 3 | 2 | 4 | 2 | 5 | 2 | 6 | 2 | 7
|  | To Collection | [13 empty] | AED | 0
WATER INSTALLATION
Cold and Hot Water Installation; complete, Drawings No. WS-TH-A-100 to 101 inclusive
Below ground PPR incoming main pipes and fittings; including excavation, beds and surrounds, backfill, compaction, and disposal
A | 32mm diameter | 44 | 0 | 50 | 0 | 280 | 0 | 62 | 0 | 204 | 0 | 74 | 0 | 714 | m |  | 0 |  | 16 | 6 | 32 | 12 | 32 | 18 | 32 | 24 | 32 | 30 | 32 | 36 | 32 | 42
Below ground uPVC boosted cold water pipes and fittings; including excavation, beds and surrounds, backfill, compaction, and disposal
B | 32mm diameter | 10 | 0 | 10 | 0 | 50 | 0 | 10 | 0 | 30 | 0 | 10 | 0 | 120 | m |  | 0 |  | 5 | 0 | 10 | 0 | 10 | 0 | 10 | 0 | 10 | 0 | 10 | 0 | 10 | 0
C | 40mm diameter | 14 | 0 | 21 | 0 | 140 | 0 | 35 | 0 | 126 | 0 | 49 | 0 | 385 | m |  | 0 |  |  | 7 | 0 | 14 | 0 | 21 | 0 | 28 | 0 | 35 | 0 | 42 | 0 | 49
Above ground PPR incoming main pipes and fittings
D | 32mm diameter | 20 | 0 | 25 | 0 | 150 | 0 | 35 | 0 | 120 | 0 | 45 | 0 | 395 | m |  | 0 |  | 5 | 5 | 10 | 10 | 10 | 15 | 10 | 20 | 10 | 25 | 10 | 30 | 10 | 35
Above ground uPVC boosted cold water pipes and fittings
0
E | 15mm diameter | 196 | 0 | 243 | 0 | 1450 | 0 | 337 | 0 | 1152 | 0 | 431 | 0 | 3809 | m |  | 0 |  | 51 | 47 | 102 | 94 | 102 | 141 | 102 | 188 | 102 | 235 | 102 | 282 | 102 | 329
0
F | 20mm diameter | 30 | 0 | 38 | 0 | 230 | 0 | 54 | 0 | 186 | 0 | 70 | 0 | 608 | m |  | 0 |  | 7 | 8 | 14 | 16 | 14 | 24 | 14 | 32 | 14 | 40 | 14 | 48 | 14 | 56
0
G | 25mm diameter | 24 | 0 | 32 | 0 | 200 | 0 | 48 | 0 | 168 | 0 | 64 | 0 | 536 | m |  | 0 |  | 4 | 8 | 8 | 16 | 8 | 24 | 8 | 32 | 8 | 40 | 8 | 48 | 8 | 56
0
H | 32mm diameter | 66 | 0 | 82 | 0 | 490 | 0 | 114 | 0 | 390 | 0 | 146 | 0 | 1288 | m |  | 0 |  | 17 | 16 | 34 | 32 | 34 | 48 | 34 | 64 | 34 | 80 | 34 | 96 | 34 | 112
0
J | 40mm diameter | 4 | 0 | 4 | 0 | 20 | 0 | 4 | 0 | 12 | 0 | 4 | 0 | 48 | m |  | 0 |  | 2 | 0 | 4 | 0 | 4 | 0 | 4 | 0 | 4 | 0 | 4 | 0 | 4 | 0
Above ground PPR hot water pipes and fittings
0
K | 15mm diameter | 260 | 0 | 323 | 0 | 1930 | 0 | 449 | 0 | 1536 | 0 | 575 | 0 | 5073 | m |  | 0 |  | 67 | 63 | 134 | 126 | 134 | 189 | 134 | 252 | 134 | 315 | 134 | 378 | 134 | 441
0
L | 20mm diameter | 56 | 0 | 70 | 0 | 420 | 0 | 98 | 0 | 336 | 0 | 126 | 0 | 1106 | m |  | 0 |  | 14 | 14 | 28 | 28 | 28 | 42 | 28 | 56 | 28 | 70 | 28 | 84 | 28 | 98
0
M | 25mm diameter | 24 | 0 | 30 | 0 | 180 | 0 | 42 | 0 | 144 | 0 | 54 | 0 | 474 | m |  | 0 |  | 6 | 6 | 12 | 12 | 12 | 18 | 12 | 24 | 12 | 30 | 12 | 36 | 12 | 42
0
[16 empty] | AED | 0
WATER INSTALLATION (CONT'D)
Above ground high density PEX boosted cold water pipes and fittings; including conduits
0
A | 15mm diameter | 212 | 0 | 265 | 0 | 1590 | 0 | 371 | 0 | 1272 | 0 | 477 | 0 | 4187 | m |  | 0 |  | 53 | 53 | 106 | 106 | 106 | 159 | 106 | 212 | 106 | 265 | 106 | 318 | 106 | 371
0
Above ground high density PEX hot water pipes and fittings; including conduits
0
B | 15mm diameter | 124 | 0 | 155 | 0 | 930 | 0 | 217 | 0 | 744 | 0 | 279 | 0 | 2449 | m |  | 0 |  | 31 | 31 | 62 | 62 | 62 | 93 | 62 | 124 | 62 | 155 | 62 | 186 | 62 | 217
0
Thermal insulation; flexible elastomeric insulation to hot water pipes and fittings
C | 15mm diameter | 344 | 0 | 428 | 0 | 2560 | 0 | 596 | 0 | 2040 | 0 | 764 | 0 | 6732 | m |  | 0 |  | 88 | 84 | 176 | 168 | 176 | 252 | 176 | 336 | 176 | 420 | 176 | 504 | 176 | 588
0
D | 20mm diameter | 4 | 0 | 5 | 0 | 30 | 0 | 7 | 0 | 24 | 0 | 9 | 0 | 79 | m |  | 0 |  | 1 | 1 | 2 | 2 | 2 | 3 | 2 | 4 | 2 | 5 | 2 | 6 | 2 | 7
0
Thermal insulation; flexible elastomeric insulation with aluminum cladding to exterior cold water pipes and fittings
E | 15mm diameter | 4 | 0 | 5 | 0 | 30 | 0 | 7 | 0 | 24 | 0 | 9 | 0 | 79 | m |  | 0 |  | 1 | 1 | 2 | 2 | 2 | 3 | 2 | 4 | 2 | 5 | 2 | 6 | 2 | 7
F | 20mm diameter | 4 | 0 | 5 | 0 | 30 | 0 | 7 | 0 | 24 | 0 | 9 | 0 | 79 | m |  | 0 |  | 1 | 1 | 2 | 2 | 2 | 3 | 2 | 4 | 2 | 5 | 2 | 6 | 2 | 7
G | 25mm diameter | 24 | 0 | 32 | 0 | 200 | 0 | 48 | 0 | 168 | 0 | 64 | 0 | 536 | m |  | 0 |  | 4 | 8 | 8 | 16 | 8 | 24 | 8 | 32 | 8 | 40 | 8 | 48 | 8 | 56
H | 32mm diameter | 26 | 0 | 30 | 0 | 170 | 0 | 38 | 0 | 126 | 0 | 46 | 0 | 436 | m |  | 0 |  | 9 | 4 | 18 | 8 | 18 | 12 | 18 | 16 | 18 | 20 | 18 | 24 | 18 | 28
Thermal insulation; flexible elastomeric insulation with aluminum cladding to exterior hot water pipes and fittings
J | 15mm diameter | 40 | 0 | 50 | 0 | 300 | 0 | 70 | 0 | 240 | 0 | 90 | 0 | 790 | m |  | 0 |  | 10 | 10 | 20 | 20 | 20 | 30 | 20 | 40 | 20 | 50 | 20 | 60 | 20 | 70
K | 20mm diameter | 52 | 0 | 65 | 0 | 390 | 0 | 91 | 0 | 312 | 0 | 117 | 0 | 1027 | m |  | 0 |  | 13 | 13 | 26 | 26 | 26 | 39 | 26 | 52 | 26 | 65 | 26 | 78 | 26 | 91
L | 25mm diameter | 24 | 0 | 30 | 0 | 180 | 0 | 42 | 0 | 144 | 0 | 54 | 0 | 474 | m |  | 0 |  | 6 | 6 | 12 | 12 | 12 | 18 | 12 | 24 | 12 | 30 | 12 | 36 | 12 | 42
|  | To Collection | [13 empty] | AED | 0
WATER INSTALLATION (CONT'D)
Accessories, including ancillary work as necessary
Isolation valve
A | 15mm diameter | 80 | 0 | 100 | 0 | 600 | 0 | 140 | 0 | 480 | 0 | 180 | 0 | 1580 | Nr. |  | 0 |  | 20 | 20 | 40 | 40 | 40 | 60 | 40 | 80 | 40 | 100 | 40 | 120 | 40 | 140
B | 20mm diameter | 20 | 0 | 25 | 0 | 150 | 0 | 35 | 0 | 120 | 0 | 45 | 0 | 395 | Nr. |  | 0 |  | 5 | 5 | 10 | 10 | 10 | 15 | 10 | 20 | 10 | 25 | 10 | 30 | 10 | 35
C | 25mm diameter | 8 | 0 | 10 | 0 | 60 | 0 | 14 | 0 | 48 | 0 | 18 | 0 | 158 | Nr. |  | 0 |  | 2 | 2 | 4 | 4 | 4 | 6 | 4 | 8 | 4 | 10 | 4 | 12 | 4 | 14
D | 40mm diameter | 8 | 0 | 10 | 0 | 60 | 0 | 14 | 0 | 48 | 0 | 18 | 0 | 158 | Nr. |  | 0 |  | 2 | 2 | 4 | 4 | 4 | 6 | 4 | 8 | 4 | 10 | 4 | 12 | 4 | 14
Double regulating valve
E | 15mm diameter | 24 | 0 | 30 | 0 | 180 | 0 | 42 | 0 | 144 | 0 | 54 | 0 | 474 | Nr. |  | 0 |  | 6 | 6 | 12 | 12 | 12 | 18 | 12 | 24 | 12 | 30 | 12 | 36 | 12 | 42
Float valve
F | 32mm diameter | 4 | 0 | 5 | 0 | 30 | 0 | 7 | 0 | 24 | 0 | 9 | 0 | 79 | Nr. |  | 0 |  | 1 | 1 | 2 | 2 | 2 | 3 | 2 | 4 | 2 | 5 | 2 | 6 | 2 | 7
Hose bib with lock
G | Fixed to 15mm diameter pipe | 12 | 0 | 15 | 0 | 90 | 0 | 21 | 0 | 72 | 0 | 27 | 0 | 237 | Nr. |  | 0 |  | 3 | 3 | 6 | 6 | 6 | 9 | 6 | 12 | 6 | 15 | 6 | 18 | 6 | 21
Advance metering infrastructure; comprised of water meter (provided by DEWA), valve assembly, water meter cabinet, inlet & outlet nozzles, fittings, pipe sleeve, supports and all necessary accessories and connections
H | Fixed to 32mm diameter pipe | 4 | 0 | 5 | 0 | 30 | 0 | 7 | 0 | 24 | 0 | 9 | 0 | 79 | Nr. |  | 0 |  | 1 | 1 | 2 | 2 | 2 | 3 | 2 | 4 | 2 | 5 | 2 | 6 | 2 | 7
Allow for the following accessories
J | Automatic air vent at high point of every boosted water system and drain at low point | [12 empty] | 0 | item |  | 0 |  | 1 | 1 | 2 | 2 | 2 | 3 | 2 | 4 | 2 | 5 | 2 | 6 | 2 | 7
K | Thermostatic mixing valve at main hot water supply line | [12 empty] | 0 | item |  | 0 |  | 1 | 1 | 2 | 2 | 2 | 3 | 2 | 4 | 2 | 5 | 2 | 6 | 2 | 7
|  | To Collection | [13 empty] | AED | 0
WATER INSTALLATION (CONT'D)
Equipment; complete with all necessary accessories and connections
Solar water heater, including hot water storage tank, solar panel, electrical backup of 2kW, supports and accessories as necessary
A | 300 Litres tank capacity | 4 | 0 | 5 | 0 | 30 | 0 | 7 | 0 | 24 | 0 | 9 | 0 | 79 | Nr. |  | 0 |  | 1 | 1 | 2 | 2 | 2 | 3 | 2 | 4 | 2 | 5 | 2 | 6 | 2 | 7
Hot water recirculating pump; including control panel, valve assembly, base frame, anti-vibration mounting, electrical wirings, supports and accessories as necessary
B | 0.25 L/s Water flow rate at 0.8 bar; ref. HWRCP-1 | 4 | 0 | 5 | 0 | 30 | 0 | 7 | 0 | 24 | 0 | 9 | 0 | 79 | Nr. |  | 0 |  | 1 | 1 | 2 | 2 | 2 | 3 | 2 | 4 | 2 | 5 | 2 | 6 | 2 | 7
Cold water booster pumps; including pressure vessel, control panel, valve assembly, base frame, anti-vibration mounting, electrical wirings, supports, connections and accessories as necessary
C | 0.70 L/s Water flow rate at 4.0 bar (1 No.duty/1 No. assist); ref. BP-01 | 4 | 0 | 5 | 0 | 30 | 0 | 7 | 0 | 24 | 0 | 9 | 0 | 79 | Set |  | 0 |  | 1 | 1 | 2 | 2 | 2 | 3 | 2 | 4 | 2 | 5 | 2 | 6 | 2 | 7
Polyethylene underground water tank buried without chamber and concrete foundation; including 600 x 600 mm manhole cover, excavation, protection slab, backfill, and all necessary accessories and connections
D | 5.7 m3 Capacity | 4 | 0 | 5 | 0 | 30 | 0 | 7 | 0 | 24 | 0 | 9 | 0 | 79 | Nr. |  | 0 |  | 1 | 1 | 2 | 2 | 2 | 3 | 2 | 4 | 2 | 5 | 2 | 6 | 2 | 7
Allow for all necessary pipework connection, fittings, ancillaries, pipe supports and protection, and all necessary accessories
E | Connection to cold water main network; 32 mm diameter pipe | [12 empty] | 0 | Item |  | 0 |  | 1 | 1 | 2 | 2 | 2 | 3 | 2 | 4 | 2 | 5 | 2 | 6 | 2 | 7
[16 empty] | AED | 0
FIRE PROTECTION INSTALLATION
Fire protection system installation complete; as Specification and Drawings No. FF-TH-A-100
Fire Extinguishers
A | 5.0 Kg CO2 portable fire extinguisher | 4 | 0 | 5 | 0 | 30 | 0 | 7 | 0 | 24 | 0 | 9 | 0 | 79 | Nr. |  | 0 |  | 1 | 1 | 2 | 2 | 2 | 3 | 2 | 4 | 2 | 5 | 2 | 6 | 2 | 7
B | Fire blanket | 4 | 0 | 5 | 0 | 30 | 0 | 7 | 0 | 24 | 0 | 9 | 0 | 79 | Nr. |  | 0 |  | 1 | 1 | 2 | 2 | 2 | 3 | 2 | 4 | 2 | 5 | 2 | 6 | 2 | 7
GAS INSTALLATION
Gas installation complete; as Specification and Drawings as Drawings No. G-TH-A-100
Below ground high density polyethylene (HDPE) pipes and fittings; including excavation, beds and surrounds, warning tape, backfill, compaction, and disposal
C | 20mm diameter | 66 | 0 | 77 | 0 | 440 | 0 | 99 | 0 | 330 | 0 | 121 | 0 | 1133 | m |  | 0 |  | 22 | 11 | 44 | 22 | 44 | 33 | 44 | 44 | 44 | 55 | 44 | 66 | 44 | 77
Above ground high density polyethylene (HDPE) pipes and fittings within GRP sleeve
D | 20mm diameter | 8 | 0 | 10 | 0 | 60 | 0 | 14 | 0 | 48 | 0 | 18 | 0 | 158 | m |  | 0 |  | 2 | 2 | 4 | 4 | 4 | 6 | 4 | 8 | 4 | 10 | 4 | 12 | 4 | 14
Above ground carbon steel pipes and fittings within PVC sleeve (pipe in pipe) running above false ceiling
E | 15mm diameter | 6 | 0 | 8 | 0 | 50 | 0 | 12 | 0 | 42 | 0 | 16 | 0 | 134 | m |  | 0 |  | 1 | 2 | 2 | 4 | 2 | 6 | 2 | 8 | 2 | 10 | 2 | 12 | 2 | 14
Above ground carbon steel pipes and fittings
F | 15mm diameter | 24 | 0 | 30 | 0 | 180 | 0 | 42 | 0 | 144 | 0 | 54 | 0 | 474 | m |  | 0 |  | 6 | 6 | 12 | 12 | 12 | 18 | 12 | 24 | 12 | 30 | 12 | 36 | 12 | 42
|  | To Collection | [13 empty] | AED | 0
GAS INSTALLATION (CONT'D)
Accessories, including ancillary work as necessary
A | 1/2" Diameter auto shut off valve | 4 | 0 | 5 | 0 | 30 | 0 | 7 | 0 | 24 | 0 | 9 | 0 | 79 | Nr. |  | 0 |  | 1 | 1 | 2 | 2 | 2 | 3 | 2 | 4 | 2 | 5 | 2 | 6 | 2 | 7
B | Emergency shut off switch | 4 | 0 | 5 | 0 | 30 | 0 | 7 | 0 | 24 | 0 | 9 | 0 | 79 | Nr. |  | 0 |  | 1 | 1 | 2 | 2 | 2 | 3 | 2 | 4 | 2 | 5 | 2 | 6 | 2 | 7
C | Gas leak detector | 4 | 0 | 5 | 0 | 30 | 0 | 7 | 0 | 24 | 0 | 9 | 0 | 79 | Nr. |  | 0 |  | 1 | 1 | 2 | 2 | 2 | 3 | 2 | 4 | 2 | 5 | 2 | 6 | 2 | 7
D | Flexible hose | 4 | 0 | 5 | 0 | 30 | 0 | 7 | 0 | 24 | 0 | 9 | 0 | 79 | Nr. |  | 0 |  | 1 | 1 | 2 | 2 | 2 | 3 | 2 | 4 | 2 | 5 | 2 | 6 | 2 | 7
Gas meter; including valves, regulator, 500x500x300 mm protection box, supports and all necessary accessories and connections
E | Fixed to 22mm diameter copper pipe | 4 | 0 | 5 | 0 | 30 | 0 | 7 | 0 | 24 | 0 | 9 | 0 | 79 | Nr. |  | 0 |  | 1 | 1 | 2 | 2 | 2 | 3 | 2 | 4 | 2 | 5 | 2 | 6 | 2 | 7
Allow for all necessary pipework connection, fittings, ancillaries, pipe supports and protection, and all necessary accessories
F | Connection to gas main network; 20 mm diameter pipe | [12 empty] | 0 | Item |  | 0 |  | 1 | 1 | 2 | 2 | 2 | 3 | 2 | 4 | 2 | 5 | 2 | 6 | 2 | 7
[16 empty] | AED | 0
HVAC INSTALLATION
REFRIGERANT PIPING INSTALLATION
Refrigerant piping installation complete; as Specifications Section 232300 and Drawings No. AC-001, M-101 to M-105 inclusive
Refrigerant pipework between indoor and outdoor units, including fittings, valves, supports, and all necessary accessories (pipe measured one way only)
A | Copper refrigerant pipe and fittings | 140 | 0 | 172 | 0 | 1020 | 0 | 236 | 0 | 804 | 0 | 300 | 0 | 2672 | m |  | 0 |  | 38 | 32 | 76 | 64 | 76 | 96 | 76 | 128 | 76 | 160 | 76 | 192 | 76 | 224
B | Copper refrigerant pipes and fittings to roof floor | 60 | 0 | 75 | 0 | 450 | 0 | 105 | 0 | 360 | 0 | 135 | 0 | 1185 | m |  | 0 |  | 15 | 15 | 30 | 30 | 30 | 45 | 30 | 60 | 30 | 75 | 30 | 90 | 30 | 105
Thermal insulation to internal refrigerant pipes; 25mm thick closed cell rubber insulation with protective coating to refrigerant liquid and suction pipes and fittings
C | To copper refrigerant pipes and fittings | 140 | 0 | 172 | 0 | 1020 | 0 | 236 | 0 | 804 | 0 | 300 | 0 | 2672 | m |  | 0 |  | 38 | 32 | 76 | 64 | 76 | 96 | 76 | 128 | 76 | 160 | 76 | 192 | 76 | 224
D | To copper refrigerant pipes and fittings to roof floor | 60 | 0 | 75 | 0 | 450 | 0 | 105 | 0 | 360 | 0 | 135 | 0 | 1185 | m |  | 0 |  | 15 | 15 | 30 | 30 | 30 | 45 | 30 | 60 | 30 | 75 | 30 | 90 | 30 | 105
Covered galvanized steel cable trays, including all ancillary works as necessary
E | To copper refrigerant pipes and fittings to roof floor | 60 | 0 | 75 | 0 | 450 | 0 | 105 | 0 | 360 | 0 | 135 | 0 | 1185 | m |  | 0 |  | 15 | 15 | 30 | 30 | 30 | 45 | 30 | 60 | 30 | 75 | 30 | 90 | 30 | 105
Aluminium cladding, including all ancillary works as necessary
F | To copper refrigerant pipes and fittings to roof floor | 60 | 0 | 75 | 0 | 450 | 0 | 105 | 0 | 360 | 0 | 135 | 0 | 1185 | m |  | 0 |  | 15 | 15 | 30 | 30 | 30 | 45 | 30 | 60 | 30 | 75 | 30 | 90 | 30 | 105
|  | 0 |  | 0 |  | 0
[15 empty] | To Collection | AED | 0
HVAC INSTALLATION (CONT'D)
HVAC installation complete; as Specifications and Drawings No. AC-001, M-101 to M-105 inclusive of series B2S1, B2S2, B2S3, B3S1, B3S2 and B3S3
Phenolic pre insulated galvanized steel ductwork; including all access panels, supports, fittings and accessories to internal works
A | Supply and return air ductwork | 192 | 0 | 239 | 0 | 1430 | 0 | 333 | 0 | 1140 | 0 | 427 | 0 | 3761 | m² |  | 0 |  | 49 | 47 | 98 | 94 | 98 | 141 | 98 | 188 | 98 | 235 | 98 | 282 | 98 | 329
Galvanized steel ductwork; including all access panels, supports, fittings and accessories necessary
B | Exhaust air ductwork | 100 | 0 | 124 | 0 | 740 | 0 | 172 | 0 | 588 | 0 | 220 | 0 | 1944 | m² |  | 0 |  | 26 | 24 | 52 | 48 | 52 | 72 | 52 | 96 | 52 | 120 | 52 | 144 | 52 | 168
C | Fresh air ductwork | 66 | 0 | 84 | 0 | 510 | 0 | 120 | 0 | 414 | 0 | 156 | 0 | 1350 | m² |  | 0 |  | 15 | 18 | 30 | 36 | 30 | 54 | 30 | 72 | 30 | 90 | 30 | 108 | 30 | 126
D | Kitchen exhaust ductwork | 32 | 0 | 39 | 0 | 230 | 0 | 53 | 0 | 180 | 0 | 67 | 0 | 601 | m² |  | 0 |  | 9 | 7 | 18 | 14 | 18 | 21 | 18 | 28 | 18 | 35 | 18 | 42 | 18 | 49
Duct insulation, including all ancillary works as necessary to external air ductwork
E | Exhaust air ductwork | 100 | 0 | 124 | 0 | 740 | 0 | 172 | 0 | 588 | 0 | 220 | 0 | 1944 | m² |  | 0 |  | 26 | 24 | 52 | 48 | 52 | 72 | 52 | 96 | 52 | 120 | 52 | 144 | 52 | 168
F | Fresh air ductwork | 66 | 0 | 84 | 0 | 510 | 0 | 120 | 0 | 414 | 0 | 156 | 0 | 1350 | m² |  | 0 |  | 15 | 18 | 30 | 36 | 30 | 54 | 30 | 72 | 30 | 90 | 30 | 108 | 30 | 126
G | Kitchen exhaust ductwork | 32 | 0 | 39 | 0 | 230 | 0 | 53 | 0 | 180 | 0 | 67 | 0 | 601 | m² |  | 0 |  | 9 | 7 | 18 | 14 | 18 | 21 | 18 | 28 | 18 | 35 | 18 | 42 | 18 | 49
Acoustic lining insulation, 25mm thick; including all ancillary works as necessary to internal air ductwork
H | To supply and return air ductwork | 82 | 0 | 103 | 0 | 620 | 0 | 145 | 0 | 498 | 0 | 187 | 0 | 1635 | m² |  | 0 |  | 20 | 21 | 40 | 42 | 40 | 63 | 40 | 84 | 40 | 105 | 40 | 126 | 40 | 147
Aluminum cladding 0.9mm thick; including all ancillary works as necessary to supply / return air ductwork
J | To external ductwork | [12 empty] | 0 | Item |  | 0 |  | 20 | 19 | 40 | 38 | 40 | 57 | 40 | 76 | 40 | 95 | 40 | 114 | 40 | 133
[15 empty] | To Collection | AED | 0
HVAC INSTALLATION (CONT'D)
Ductwork accessories, including ancillary work as necessary
Flexible ductwork with volume damper
A | 150mm diameter | 20 | 0 | 24 | 0 | 140 | 0 | 32 | 0 | 108 | 0 | 40 | 0 | 364 | Nr. |  | 0 |  | 6 | 4 | 12 | 8 | 12 | 12 | 12 | 16 | 12 | 20 | 12 | 24 | 12 | 28
B | 200mm diameter | 50 | 0 | 64 | 0 | 390 | 0 | 92 | 0 | 318 | 0 | 120 | 0 | 1034 | Nr. |  | 0 |  | 11 | 14 | 22 | 28 | 22 | 42 | 22 | 56 | 22 | 70 | 22 | 84 | 22 | 98
C | 250mm diameter | 4 | 0 | 5 | 0 | 30 | 0 | 7 | 0 | 24 | 0 | 9 | 0 | 79 | Nr. |  | 0 |  | 1 | 1 | 2 | 2 | 2 | 3 | 2 | 4 | 2 | 5 | 2 | 6 | 2 | 7
| Volume damper (VD) |  |  | 0 |  | 0
0
D | 100 x 100mm | 24 | 0 | 30 | 0 | 180 | 0 | 42 | 0 | 144 | 0 | 54 | 0 | 474 | Nr. |  | 0 |  | 6 | 6 | 12 | 12 | 12 | 18 | 12 | 24 | 12 | 30 | 12 | 36 | 12 | 42
E | 150 x 100mm | 18 | 0 | 22 | 0 | 130 | 0 | 30 | 0 | 102 | 0 | 38 | 0 | 340 | Nr. |  | 0 |  | 5 | 4 | 10 | 8 | 10 | 12 | 10 | 16 | 10 | 20 | 10 | 24 | 10 | 28
F | 150 x 150mm | 8 | 0 | 10 | 0 | 60 | 0 | 14 | 0 | 48 | 0 | 18 | 0 | 158 | Nr. |  |  |  | 2 | 2 | 4 | 4 | 4 | 6 | 4 | 8 | 4 | 10 | 4 | 12 | 4 | 14
G | 150 x 200mm | 32 | 0 | 40 | 0 | 240 | 0 | 56 | 0 | 192 | 0 | 72 | 0 | 632 | Nr. |  | 0 |  | 8 | 8 | 16 | 16 | 16 | 24 | 16 | 32 | 16 | 40 | 16 | 48 | 16 | 56
H | 200 x 150mm | 2 | 0 | 3 | 0 | 20 | 0 | 5 | 0 | 18 | 0 | 7 | 0 | 55 | Nr. |  | Deleted |  |  | 0 | 0 | 0 | 0 | 0 | 0 | 0 | 0 | 0 | 0 | 0 | 0 | 0
J | 200 x 200mm | 2 | 0 | 2 | 0 | 10 | 0 | 2 | 0 | 6 | 0 | 2 | 0 | 24 | Nr. |  | 0 |  | 1 | 0 | 2 | 0 | 2 | 0 | 2 | 0 | 2 | 0 | 2 | 0 | 2 | 0
K | 250 x 200mm | 2 | 0 | 3 | 0 | 20 | 0 | 5 | 0 | 18 | 0 | 7 | 0 | 55 | Nr. |  | 0 |  |  | 1 | 0 | 2 | 0 | 3 | 0 | 4 | 0 | 5 | 0 | 6 | 0 | 7
L | 300 x 200mm | 20 | 0 | 23 | 0 | 130 | 0 | 29 | 0 | 96 | 0 | 35 | 0 | 333 | Nr. |  | 0 |  | 7 | 3 | 14 | 6 | 14 | 9 | 14 | 12 | 14 | 15 | 14 | 18 | 14 | 21
M | 300 x 250mm | 2 | 0 | 3 | 0 | 20 | 0 | 5 | 0 | 18 | 0 | 7 | 0 | 55 | Nr. |  | 0 |  |  | 1 | 0 | 2 | 0 | 3 | 0 | 4 | 0 | 5 | 0 | 6 | 0 | 7
N | 350 x 250mm | 2 | 0 | 2 | 0 | 10 | 0 | 2 | 0 | 6 | 0 | 2 | 0 | 24 | Nr. |  | 0 |  | 1 |  | 2 | 0 | 2 | 0 | 2 | 0 | 2 | 0 | 2 | 0 | 2 | 0
P | 800 x 200mm | 4 | 0 | 4 | 0 | 20 | 0 | 4 | 0 | 12 | 0 | 4 | 0 | 48 | Nr. |  | 0 |  | 2 |  | 4 | 0 | 4 | 0 | 4 | 0 | 4 | 0 | 4 | 0 | 4 | 0
Non-return damper
Q | 250 x 150mm | 4 | 0 | 5 | 0 | 30 | 0 | 7 | 0 | 24 | 0 | 9 | 0 | 79 | Nr. |  | 0 |  | 1 | 1 | 2 | 2 | 2 | 3 | 2 | 4 | 2 | 5 | 2 | 6 | 2 | 7
R | 250 x 200mm | 4 | 0 | 5 | 0 | 30 | 0 | 7 | 0 | 24 | 0 | 9 | 0 | 79 | Nr. |  | 0 |  | 1 | 1 | 2 | 2 | 2 | 3 | 2 | 4 | 2 | 5 | 2 | 6 | 2 | 7
S | 300 x 200mm | 10 | 0 | 12 | 0 | 70 | 0 | 16 | 0 | 54 | 0 | 20 | 0 | 182 | Nr. |  | 0 |  | 3 | 2 | 6 | 4 | 6 | 6 | 6 | 8 | 6 | 10 | 6 | 12 | 6 | 14
[15 empty] | To Collection | AED | 0
HVAC INSTALLATION (CONT'D)
Ductwork accessories, including ancillary work as necessary (Cont'd)
|  | 0 | 0 | 0 | 0 | 0 | 0
Plenum box (PB)
A | 500 x 200 x 250mm | 4 | 0 | 5 | 0 | 30 | 0 | 7 | 0 | 24 | 0 | 9 | 0 | 79 | Nr. |  | 0 |  | 1 | 1 | 2 | 2 | 2 | 3 | 2 | 4 | 2 | 5 | 2 | 6 | 2 | 7
Grilles, diffusers, registers and louvers complete including fixings and all necessary works
Exhaust air diffuser (EAD)
B | ED-1 | 10 | 0 | 13 | 0 | 80 | 0 | 19 | 0 | 66 | 0 | 25 | 0 | 213 | Nr. |  | 0 |  | 2 | 3 | 4 | 6 | 4 | 9 | 4 | 12 | 4 | 15 | 4 | 18 | 4 | 21
C | ED-2 | 18 | 0 | 22 | 0 | 130 | 0 | 30 | 0 | 102 | 0 | 38 | 0 | 340 | Nr. |  | 0 |  | 5 | 4 | 10 | 8 | 10 | 12 | 10 | 16 | 10 | 20 | 10 | 24 | 10 | 28
Supply air diffuser (SAD)
D | 300 x 300mm | 4 | 0 | 5 | 0 | 30 | 0 | 7 | 0 | 24 | 0 | 9 | 0 | 79 | Nr. |  | 0 |  | 1 | 1 | 2 | 2 | 2 | 3 | 2 | 4 | 2 | 5 | 2 | 6 | 2 | 7
Return air diffuser (RAD)
E | 300 x 300mm | 4 | 0 | 5 | 0 | 30 | 0 | 7 | 0 | 24 | 0 | 9 | 0 | 79 | Nr. |  | 0 |  | 1 | 1 | 2 | 2 | 2 | 3 | 2 | 4 | 2 | 5 | 2 | 6 | 2 | 7
Supply air grille (SAG)
|  | 0 | 0 | 0 | 0 | 0 | 0
F | 300 x 150mm | 2 | 0 | 2 | 0 | 10 | 0 | 2 | 0 | 6 | 0 | 2 | 0 | 24 | Nr. |  | 0 |  | 1 |  | 2 | 0 | 2 | 0 | 2 | 0 | 2 | 0 | 2 | 0 | 2 | 0
|  | 0 | 0 | 0 | 0 | 0 | 0
G | 450 x 150mm | 2 | 0 | 3 | 0 | 20 | 0 | 5 | 0 | 18 | 0 | 7 | 0 | 55 | Nr. |  | Deleted |  |  | 0 | 0 | 0 | 0 | 0 | 0 | 0 | 0 | 0 | 0 | 0 | 0 | 0
|  | 0 | 0 | 0 | 0 | 0 | 0
H | 500 x 150mm | 4 | 0 | 5 | 0 | 30 | 0 | 7 | 0 | 24 | 0 | 9 | 0 | 79 | Nr. |  | 0 |  | 1 | 1 | 2 | 2 | 2 | 3 | 2 | 4 | 2 | 5 | 2 | 6 | 2 | 7
|  | 0 | 0 | 0 | 0 | 0 | 0
J | 550 x 150mm | 2 | 0 | 3 | 0 | 20 | 0 | 5 | 0 | 18 | 0 | 7 | 0 | 55 | Nr. |  | 0 |  |  | 1 | 0 | 2 | 0 | 3 | 0 | 4 | 0 | 5 | 0 | 6 | 0 | 7
|  | 0 | 0 | 0 | 0 | 0 | 0
K | 600 x 150mm | 8 | 0 | 9 | 0 | 50 | 0 | 11 | 0 | 36 | 0 | 13 | 0 | 127 | Nr. |  |  |  | 3 | 1 | 6 | 2 | 6 | 3 | 6 | 4 | 6 | 5 | 6 | 6 | 6 | 7
L | 950 x 150mm | 4 | 0 | 5 | 0 | 30 | 0 | 7 | 0 | 24 | 0 | 9 | 0 | 79 | Nr. |  |  |  | 1 | 1 | 2 | 2 | 2 | 3 | 2 | 4 | 2 | 5 | 2 | 6 | 2 | 7
[15 empty] | To Collection | AED | 0
HVAC INSTALLATION (CONT'D)
Grilles, diffusers, registers and louvers complete including fixings and all necessary works (Cont'd)
| Return air grille (RAG) | 0 | 0 | 0 | 0 | 0 | 0
|  | 0 | 0 | 0 | 0 | 0 | 0
A | 300 x 150mm | 2 | 0 | 2 | 0 | 10 | 0 | 2 | 0 | 6 | 0 | 2 | 0 | 24 | Nr. |  | 0 |  | 1 |  | 2 | 0 | 2 | 0 | 2 | 0 | 2 | 0 | 2 | 0 | 2 | 0
|  | 0 | 0 | 0 | 0 | 0 | 0
B | 450 x 150mm | 2 | 0 | 3 | 0 | 20 | 0 | 5 | 0 | 18 | 0 | 7 | 0 | 55 | Nr. |  | Deleted |  |  | 0 | 0 | 0 | 0 | 0 | 0 | 0 | 0 | 0 | 0 | 0 | 0 | 0
|  | 0 | 0 | 0 | 0 | 0 | 0
C | 500 x 150mm | 4 | 0 | 5 | 0 | 30 | 0 | 7 | 0 | 24 | 0 | 9 | 0 | 79 | Nr. |  | 0 |  | 1 | 1 | 2 | 2 | 2 | 3 | 2 | 4 | 2 | 5 | 2 | 6 | 2 | 7
|  | 0 | 0 | 0 | 0 | 0 | 0
D | 550 x 150mm | 2 | 0 | 3 | 0 | 20 | 0 | 5 | 0 | 18 | 0 | 7 | 0 | 55 | Nr. |  | 0 |  |  | 1 | 0 | 2 | 0 | 3 | 0 | 4 | 0 | 5 | 0 | 6 | 0 | 7
|  | 0 | 0 | 0 | 0 | 0 | 0
E | 600 x 150mm | 8 | 0 | 9 | 0 | 50 | 0 | 11 | 0 | 36 | 0 | 13 | 0 | 127 | Nr. |  |  |  | 3 | 1 | 6 | 2 | 6 | 3 | 6 | 4 | 6 | 5 | 6 | 6 | 6 | 7
F | 950 x 150mm | 4 | 0 | 5 | 0 | 30 | 0 | 7 | 0 | 24 | 0 | 9 | 0 | 79 | Nr. |  |  |  | 1 | 1 | 2 | 2 | 2 | 3 | 2 | 4 | 2 | 5 | 2 | 6 | 2 | 7
Supply linear diffuser (SLD)
F | 2 slots x 850mm long, 25mm per slot | 2 | 0 | 3 | 0 | 20 | 0 | 5 | 0 | 18 | 0 | 7 | 0 | 55 | m |  | Deleted |  |  | 0 | 0 | 0 | 0 | 0 | 0 | 0 | 0 | 0 | 0 | 0 | 0 | 0
G | 2 slots x 1000mm long, 20mm per slot | 4 | 0 | 5 | 0 | 30 | 0 | 7 | 0 | 24 | 0 | 9 | 0 | 79 | m |  | 0 |  | 1 | 1 | 2 | 2 | 2 | 3 | 2 | 4 | 2 | 5 | 2 | 6 | 2 | 7
H | 1 slots x 1500mm long, 25mm per slot | 4 | 0 | 5 | 0 | 30 | 0 | 7 | 0 | 24 | 0 | 9 | 0 | 79 | m |  |  |  | 1 | 1 | 2 | 2 | 2 | 3 | 2 | 4 | 2 | 5 | 2 | 6 | 2 | 7
J | 2 slots x 1400mm long, 25mm per slot | 2 | 0 | 2 | 0 | 10 | 0 | 2 | 0 | 6 | 0 | 2 | 0 | 24 | m |  |  |  | 1 |  | 2 | 0 | 2 | 0 | 2 | 0 | 2 | 0 | 2 | 0 | 2 | 0
K | 2 slots x 1500mm long, 25mm per slot | 4 | 0 | 5 | 0 | 30 | 0 | 7 | 0 | 24 | 0 | 9 | 0 | 79 | m |  |  |  | 1 | 1 | 2 | 2 | 2 | 3 | 2 | 4 | 2 | 5 | 2 | 6 | 2 | 7
L | 3 slots x 1600mm long, 25mm per slot | 2 | 0 | 3 | 0 | 20 | 0 | 5 | 0 | 18 | 0 | 7 | 0 | 55 | m |  |  |  |  | 1 | 0 | 2 | 0 | 3 | 0 | 4 | 0 | 5 | 0 | 6 | 0 | 7
M | 3 slots x 2000mm long, 20mm per slot | 2 | 0 | 3 | 0 | 20 | 0 | 5 | 0 | 18 | 0 | 7 | 0 | 55 | m |  | 0 |  |  | 1 | 0 | 2 | 0 | 3 | 0 | 4 | 0 | 5 | 0 | 6 | 0 | 7
N | 3 slots x 2100mm long, 25mm per slot | 2 | 0 | 2 | 0 | 10 | 0 | 2 | 0 | 6 | 0 | 2 | 0 | 24 | m |  | 0 |  | 1 |  | 2 | 0 | 2 | 0 | 2 | 0 | 2 | 0 | 2 | 0 | 2 | 0
[15 empty] | To Collection | AED | 0
HVAC INSTALLATION (CONT'D)
Grilles, diffusers, registers and louvers complete including fixings and all necessary works (Cont'd)
Return linear diffuser (RLD)
A | 2 slots x 1000mm long, 20mm per slot | 2 | 0 | 3 | 0 | 20 | 0 | 5 | 0 | 18 | 0 | 7 | 0 | 55 | m |  | 0 |  | 0 | 1 | 0 | 2 | 0 | 3 | 0 | 4 | 0 | 5 | 0 | 6 | 0 | 7
B | 2 slots x 1400mm long, 25mm per slot | 2 | 0 | 2 | 0 | 10 | 0 | 2 | 0 | 6 | 0 | 2 | 0 | 24 | m |  |  |  | 1 |  | 2 | 0 | 2 | 0 | 2 | 0 | 2 | 0 | 2 | 0 | 2 | 0
C | 2 slots x 1500mm long, 25mm per slot | 4 | 0 | 5 | 0 | 30 | 0 | 7 | 0 | 24 | 0 | 9 | 0 | 79 | m |  |  |  | 1 | 1 | 2 | 2 | 2 | 3 | 2 | 4 | 2 | 5 | 2 | 6 | 2 | 7
D | 2 slots x 2000mm long, 25mm per slot | 2 | 0 | 2 | 0 | 10 | 0 | 2 | 0 | 6 | 0 | 2 | 0 | 24 | m |  |  |  | 0 |  | 0 | 0 | 0 | 0 | 0 | 0 | 0 | 0 | 0 | 0 | 0 | 0
E | 3 slots x 800mm long, 20mm per slot | 4 | 0 | 5 | 0 | 30 | 0 | 7 | 0 | 24 | 0 | 9 | 0 | 79 | m |  |  |  | 0 | 0 | 0 | 0 | 0 | 0 | 0 | 0 | 0 | 0 | 0 | 0 | 0 | 0
F | 3 slots x 1600mm long, 25mm per slot | 2 | 0 | 3 | 0 | 20 | 0 | 5 | 0 | 18 | 0 | 7 | 0 | 55 | m |  |  |  |  | 1 | 0 | 2 | 0 | 3 | 0 | 4 | 0 | 5 | 0 | 6 | 0 | 7
G | 3 slots x 2000mm long, 20mm per slot | 2 | 0 | 3 | 0 | 20 | 0 | 5 | 0 | 18 | 0 | 7 | 0 | 55 | m |  | 0 |  |  | 1 | 0 | 2 | 0 | 3 | 0 | 4 | 0 | 5 | 0 | 6 | 0 | 7
H | 3 slots x 2100mm long, 25mm per slot | 2 | 0 | 2 | 0 | 10 | 0 | 2 | 0 | 6 | 0 | 2 | 0 | 24 | m |  | 0 |  | 1 |  | 2 | 0 | 2 | 0 | 2 | 0 | 2 | 0 | 2 | 0 | 2 | 0
Bellmouth with wire mesh screen/duct terminal
J | 150 x 100mm | 14 | 0 | 17 | 0 | 100 | 0 | 23 | 0 | 78 | 0 | 29 | 0 | 261 | m |  | 0 |  | 4 | 3 | 8 | 6 | 8 | 9 | 8 | 12 | 8 | 15 | 8 | 18 | 8 | 21
|  | 0 |  | 0 |  | 0
K | 200 x 200mm | 4 | 0 | 5 | 0 | 30 | 0 | 7 | 0 | 24 | 0 | 9 | 0 | 79 | m |  | 0 |  | 1 | 1 | 2 | 2 | 2 | 3 | 2 | 4 | 2 | 5 | 2 | 6 | 2 | 7
Gooseneck with insect wire mesh screen
L | Opening size 400 x 250 x 350mm | 4 | 0 | 5 | 0 | 30 | 0 | 7 | 0 | 24 | 0 | 9 | 0 | 79 | Nr. |  | 0 |  | 1 | 1 | 2 | 2 | 2 | 3 | 2 | 4 | 2 | 5 | 2 | 6 | 2 | 7
M | Opening size 250 x 200 x 300mm | 4 | 0 | 5 | 0 | 30 | 0 | 7 | 0 | 24 | 0 | 9 | 0 | 79 | Nr. |  | 0 |  | 1 | 1 | 2 | 2 | 2 | 3 | 2 | 4 | 2 | 5 | 2 | 6 | 2 | 7
0
Fresh air intake louvre with sand trap
N | 250 x 200mm | 4 | 0 | 5 | 0 | 30 | 0 | 7 | 0 | 24 | 0 | 9 | 0 | 79 | Nr. |  | 0 |  | 1 | 1 | 2 | 2 | 2 | 3 | 2 | 4 | 2 | 5 | 2 | 6 | 2 | 7
[15 empty] | To Collection | AED | 0
HVAC INSTALLATION (CONT'D)
Equipment
Ducted split indoor units, including cooling coils, fan, motor, drain pan, thermostat, all necessary electrical wirings, supports, filters, flexible connections, fittings and special features.
A | FCU/GF/1, Ceiling concealed type, air flow 741 lps, cooling load 10.4 kW | 2 | 0 | 2 | 0 | 10 | 0 | 2 | 0 | 6 | 0 | 2 | 0 | 24 | Nr. |  |  |  | 1 |  | 2 | 0 | 2 | 0 | 2 | 0 | 2 | 0 | 2 | 0 | 2 | 0
B | FCU/GF/3, Ceiling concealed type, air flow 138 lps, total cooling load 2.1 kW | 2 | 0 | 2 | 0 | 10 | 0 | 2 | 0 | 6 | 0 | 2 | 0 | 24 | Nr. |  |  |  | 1 |  | 2 | 0 | 2 | 0 | 2 | 0 | 2 | 0 | 2 | 0 | 2 | 0
C | FCU/GF/4, Ceiling concealed type, air flow 88 lps, total cooling load 1.3 kW | 2 | 0 | 2 | 0 | 10 | 0 | 2 | 0 | 6 | 0 | 2 | 0 | 24 | Nr. |  |  |  | 1 |  | 2 | 0 | 2 | 0 | 2 | 0 | 2 | 0 | 2 | 0 | 2 | 0
D | FCU/FF/1, Ceiling concealed type, air flow 310 lps, total cooling load 4.5 kW | 2 | 0 | 2 | 0 | 10 | 0 | 2 | 0 | 6 | 0 | 2 | 0 | 24 | Nr. |  |  |  | 1 |  | 2 | 0 | 2 | 0 | 2 | 0 | 2 | 0 | 2 | 0 | 2 | 0
E | FCU/FF/2, Ceiling concealed type, air flow 175 lps, total cooling load 2.5 kW | 2 | 0 | 2 | 0 | 10 | 0 | 2 | 0 | 6 | 0 | 2 | 0 | 24 | Nr. |  |  |  | 1 |  | 2 | 0 | 2 | 0 | 2 | 0 | 2 | 0 | 2 | 0 | 2 | 0
F | FCU/FF/3, Ceiling concealed type, air flow 249 lps, total cooling load 3.7 kW | 2 | 0 | 2 | 0 | 10 | 0 | 2 | 0 | 6 | 0 | 2 | 0 | 24 | Nr. |  |  |  | 1 |  | 2 | 0 | 2 | 0 | 2 | 0 | 2 | 0 | 2 | 0 | 2 | 0
G | FCU/GF/1, Ceiling concealed type, air flow 629 lps, total cooling load 7.7 kW | 2 | 0 | 3 | 0 | 20 | 0 | 5 | 0 | 18 | 0 | 7 | 0 | 55 | Nr. |  |  |  |  | 1 | 0 | 2 | 0 | 3 | 0 | 4 | 0 | 5 | 0 | 6 | 0 | 7
H | FCU/GF/3, Ceiling concealed type, air flow 156 lps, total cooling load 2.1 kW | 2 | 0 | 3 | 0 | 20 | 0 | 5 | 0 | 18 | 0 | 7 | 0 | 55 | Nr. |  |  |  |  | 1 | 0 | 2 | 0 | 3 | 0 | 4 | 0 | 5 | 0 | 6 | 0 | 7
J | FCU/FF/1, Ceiling concealed type, air flow 307 lps, total cooling load 3.8 kW | 2 | 0 | 3 | 0 | 20 | 0 | 5 | 0 | 18 | 0 | 7 | 0 | 55 | Nr. |  |  |  |  | 1 | 0 | 2 | 0 | 3 | 0 | 4 | 0 | 5 | 0 | 6 | 0 | 7
K | FCU/FF/2, Ceiling concealed type, air flow 177 lps, total cooling load 2.2 kW | 2 | 0 | 3 | 0 | 20 | 0 | 5 | 0 | 18 | 0 | 7 | 0 | 55 | Nr. |  |  |  |  | 1 | 0 | 2 | 0 | 3 | 0 | 4 | 0 | 5 | 0 | 6 | 0 | 7
L | FCU/FF/3, Ceiling concealed type, air flow 235 lps, total cooling load 3.5 kW | 2 | 0 | 3 | 0 | 20 | 0 | 5 | 0 | 18 | 0 | 7 | 0 | 55 | Nr. |  |  |  |  | 1 | 0 | 2 | 0 | 3 | 0 | 4 | 0 | 5 | 0 | 6 | 0 | 7
Condensing outdoor unit (VRF), including cooling coils, fan, motor, drain pan, control panel and all necessary electrical wirings, supports, vibration isolators, filters, flexible connections, fittings and special features.
M | VRF-1 (Corner) | 2 | 0 | 2 | 0 | 10 | 0 | 2 | 0 | 6 | 0 | 2 | 0 | 24 | Nr. |  |  |  | 1 |  | 2 | 0 | 2 | 0 | 2 | 0 | 2 | 0 | 2 | 0 | 2 | 0
N | VRF-1 (Mid) | 2 | 0 | 3 | 0 | 20 | 0 | 5 | 0 | 18 | 0 | 7 | 0 | 55 | Nr. |  |  |  |  | 1 | 0 | 2 | 0 | 3 | 0 | 4 | 0 | 5 | 0 | 6 | 0 | 7
[15 empty] | To Collection | AED
HVAC INSTALLATION (CONT'D)
Equipment (Cont'd)
Split type fan coil units (DX type), including indoor and outdoor units, cooling coil, fan, motor, drain pan, control panel, thermostat, all necessary electrical wirings, supports, vibration isolators, filters, flexible connections, fittings and special features.
A | FCU/GF/2 & CU-01, Wall mounted type, air flow 89 lps with total cooling load 1.2 kW (Corner) | 2 | 0 | 2 | 0 | 10 | 0 | 2 | 0 | 6 | 0 | 2 | 0 | 24 | Nr. |  |  |  | 1 |  | 2 | 0 | 2 | 0 | 2 | 0 | 2 | 0 | 2 | 0 | 2 | 0
B | FCU/GF/2 & CU-01, Wall mounted type, air flow 85 lps with total cooling load 1.1 kW (Mid) | 2 | 0 | 3 | 0 | 20 | 0 | 5 | 0 | 18 | 0 | 7 | 0 | 55 | Nr. |  |  |  |  | 1 | 0 | 2 | 0 | 3 | 0 | 4 | 0 | 5 | 0 | 6 | 0 | 7
Energy recovery ventilator (ERV) including condensing unit, complete with all necessary electrical wirings, supports, vibration isolators, filters, flexible connections, fittings and special features.
C | ERV-1, cross flow plate heat exchanger type, 190 l/s, supply air flow 14.9 kW (Corner) | 2 | 0 | 2 | 0 | 10 | 0 | 2 | 0 | 6 | 0 | 2 | 0 | 24 | Nr. |  |  |  | 1 |  | 2 | 0 | 2 | 0 | 2 | 0 | 2 | 0 | 2 | 0 | 2 | 0
D | ERV-1, cross flow plate heat exchanger type, 190 l/s, supply air flow 14.9 kW (Mid) | 2 | 0 | 3 | 0 | 20 | 0 | 5 | 0 | 18 | 0 | 7 | 0 | 55 | Nr. |  |  |  |  | 1 | 0 | 2 | 0 | 3 | 0 | 4 | 0 | 5 | 0 | 6 | 0 | 7
Fans installation complete; including vibration isolators, access door, weatherproof box, control panels, electrical wirings, supports and fittings.
E | KEF-1, In-line ducted type, 100 l/s air flow, external static pressure 80 Pa (Corner) | 2 | 0 | 2 | 0 | 10 | 0 | 2 | 0 | 6 | 0 | 2 | 0 | 24 | Nr. |  |  |  | 1 |  | 2 | 0 | 2 | 0 | 2 | 0 | 2 | 0 | 2 | 0 | 2 | 0
F | KEF-1, In-line ducted type, 100 l/s air flow, external static pressure 80 Pa (Mid) | 2 | 0 | 3 | 0 | 20 | 0 | 5 | 0 | 18 | 0 | 7 | 0 | 55 | Nr. |  |  |  |  | 1 | 0 | 2 | 0 | 3 | 0 | 4 | 0 | 5 | 0 | 6 | 0 | 7
[15 empty] | To Collection | AED
SUNDRIES TO MECHANICAL ENGINEERING INSTALLATIONS
|  |  | 0 |  | 0 |  | 0 |  | 0 |  | 0 |  | 0
A | Allow for all connections to existing services mains | 0 | 0 | 0 | 0 | 0 | 0 | 0 | 0 | 0 | 0 | 0 | 0 | 0 | Item |  |  |  |  | 0 | 0 | 0 | 0 | 0 | 0 | 0 | 0 | 0 | 0 | 0 | 0 | 0
|  |  | 0 |  | 0 |  | 0 |  | 0 |  | 0 |  | 0
B | Allow for earthing and bonding as specified; in particular all ductwork systems shall be provided with earth continuity protection at all joints | 0 | 0 | 0 | 0 | 0 | 0 | 0 | 0 | 0 | 0 | 0 | 0 | 0 | Item |  |  |  |  | 0 | 0 | 0 | 0 | 0 | 0 | 0 | 0 | 0 | 0 | 0 | 0 | 0
|  |  | 0 |  | 0 |  | 0 |  | 0 |  | 0 |  | 0
C | Allow for all supports, fixings, anchors, insulating blocks and anti-vibration devices where not included above or elsewhere | 0 | 0 | 0 | 0 | 0 | 0 | 0 | 0 | 0 | 0 | 0 | 0 | 0 | Item |  |  |  |  | 0 | 0 | 0 | 0 | 0 | 0 | 0 | 0 | 0 | 0 | 0 | 0 | 0
|  |  | 0 |  | 0 |  | 0 |  | 0 |  | 0 |  | 0
D | Allow for all identification including painting, marking and labelling, including labelling all valves | 0 | 0 | 0 | 0 | 0 | 0 | 0 | 0 | 0 | 0 | 0 | 0 | 0 | Item |  |  |  |  | 0 | 0 | 0 | 0 | 0 | 0 | 0 | 0 | 0 | 0 | 0 | 0 | 0
|  |  | 0 |  | 0 |  | 0 |  | 0 |  | 0 |  | 0
E | Allow for flushing, cleaning, sterilization and chlorination of the completed installations as necessary | 0 | 0 | 0 | 0 | 0 | 0 | 0 | 0 | 0 | 0 | 0 | 0 | 0 | Item |  |  |  |  | 0 | 0 | 0 | 0 | 0 | 0 | 0 | 0 | 0 | 0 | 0 | 0 | 0
|  |  | 0 |  | 0 |  | 0 |  | 0 |  | 0 |  | 0
F | Allow for inspection, testing and commissioning including all off-site and factory testing; inspections to demonstrate compliance with relevant specifications and standards; operating the completed installations; submitting all relevant test record sheets at the completion of the installations | 0 | 0 | 0 | 0 | 0 | 0 | 0 | 0 | 0 | 0 | 0 | 0 | 0 | Item |  |  |  |  | 0 | 0 | 0 | 0 | 0 | 0 | 0 | 0 | 0 | 0 | 0 | 0 | 0
|  |  | 0 |  | 0 |  | 0 |  | 0 |  | 0 |  | 0
G | Allow for providing in suitable quantities all special tools, operating handles and keys or other equipment necessary for installation, maintenance or operation of the completed installations | 0 | 0 | 0 | 0 | 0 | 0 | 0 | 0 | 0 | 0 | 0 | 0 | 0 | Item |  |  |  |  | 0 | 0 | 0 | 0 | 0 | 0 | 0 | 0 | 0 | 0 | 0 | 0 | 0
|  |  | 0 |  | 0 |  | 0 |  | 0 |  | 0 |  | 0
H | Allow for providing spares for Mechanical Engineering Installations | 0 | 0 | 0 | 0 | 0 | 0 | 0 | 0 | 0 | 0 | 0 | 0 | 0 | Item |  |  |  |  | 0 | 0 | 0 | 0 | 0 | 0 | 0 | 0 | 0 | 0 | 0 | 0 | 0
|  |  | 0 |  | 0 |  | 0 |  | 0 |  | 0 |  | 0
J | Allow for providing comprehensive equipment documentation including operating instructions and maintenance manuals, record documents, warranties, guarantees, drawings and the like | 0 | 0 | 0 | 0 | 0 | 0 | 0 | 0 | 0 | 0 | 0 | 0 | 0 | Item |  |  |  |  | 0 | 0 | 0 | 0 | 0 | 0 | 0 | 0 | 0 | 0 | 0 | 0 | 0
|  |  | 0 |  | 0 |  | 0 |  | 0 |  | 0 |  | 0
K | Allow for vibration and noise control where not included above or elsewhere | 0 | 0 | 0 | 0 | 0 | 0 | 0 | 0 | 0 | 0 | 0 | 0 | 0 | Item |  |  |  |  | 0 | 0 | 0 | 0 | 0 | 0 | 0 | 0 | 0 | 0 | 0 | 0 | 0
|  |  | 0 |  | 0 |  | 0 |  | 0 |  | 0 |  | 0
|  |  | 0 |  | 0 |  | 0 |  | 0 |  | 0 |  | 0
|  |  | 0 |  | 0 |  | 0 |  | 0 |  | 0 |  | 0
|  |  | 0 |  | 0 |  | 0 |  | 0 |  | 0 |  | 0
|  | To Collection | [13 empty] | AED
WORK INCIDENTAL TO MECHANICAL ENGINEERING INSTALLATIONS
|  |  | 0 |  | 0 |  | 0 |  | 0 |  | 0 |  | 0
A | Allow for planning and coordinating with relevant statutory authorities and with all other trades | 0 | 0 | 0 | 0 | 0 | 0 | 0 | 0 | 0 | 0 | 0 | 0 | 0 | Item |  |  |  |  | 0 | 0 | 0 | 0 | 0 | 0 | 0 | 0 | 0 | 0 | 0 | 0 | 0
|  |  | 0 |  | 0 |  | 0 |  | 0 |  | 0 |  | 0
B | Allow for liaison with obtaining approvals and attendance on DEWA, other statutory bodies and service providers as required | 0 | 0 | 0 | 0 | 0 | 0 | 0 | 0 | 0 | 0 | 0 | 0 | 0 | Item |  |  |  |  | 0 | 0 | 0 | 0 | 0 | 0 | 0 | 0 | 0 | 0 | 0 | 0 | 0
|  |  | 0 |  | 0 |  | 0 |  | 0 |  | 0 |  | 0
C | Allow for marking the positions of and cutting or forming holes, mortices, chases or the like and all making good | 0 | 0 | 0 | 0 | 0 | 0 | 0 | 0 | 0 | 0 | 0 | 0 | 0 | Item |  |  |  |  | 0 | 0 | 0 | 0 | 0 | 0 | 0 | 0 | 0 | 0 | 0 | 0 | 0
|  |  | 0 |  | 0 |  | 0 |  | 0 |  | 0 |  | 0
D | Allow for supplying and fixing all sleeves, frames and built-in fire stoppers for building into concrete structures and masonry walls | 0 | 0 | 0 | 0 | 0 | 0 | 0 | 0 | 0 | 0 | 0 | 0 | 0 | Item |  |  |  |  | 0 | 0 | 0 | 0 | 0 | 0 | 0 | 0 | 0 | 0 | 0 | 0 | 0
|  |  | 0 |  | 0 |  | 0 |  | 0 |  | 0 |  | 0
E | Allow for supplying and fixing all brackets, clamps and other fixing devices including building in or cutting and pinning and all making good | 0 | 0 | 0 | 0 | 0 | 0 | 0 | 0 | 0 | 0 | 0 | 0 | 0 | Item |  |  |  |  | 0 | 0 | 0 | 0 | 0 | 0 | 0 | 0 | 0 | 0 | 0 | 0 | 0
|  |  | 0 |  | 0 |  | 0 |  | 0 |  | 0 |  | 0
F | Allow for fire stopping all pipes, ducts and the like at penetrations through fire walls and other structures and making good | 0 | 0 | 0 | 0 | 0 | 0 | 0 | 0 | 0 | 0 | 0 | 0 | 0 | Item |  |  |  |  | 0 | 0 | 0 | 0 | 0 | 0 | 0 | 0 | 0 | 0 | 0 | 0 | 0
|  |  | 0 |  | 0 |  | 0 |  | 0 |  | 0 |  | 0
G | Allow for all incidental work including factory finishing, fixing to all backgrounds by appropriate means and all making good | 0 | 0 | 0 | 0 | 0 | 0 | 0 | 0 | 0 | 0 | 0 | 0 | 0 | Item |  |  |  |  | 0 | 0 | 0 | 0 | 0 | 0 | 0 | 0 | 0 | 0 | 0 | 0 | 0
|  |  | 0 |  | 0 |  | 0 |  | 0 |  | 0 |  | 0
H | Allow for all protective painting including removing protective coatings or wrappings and cleaning exposed surfaces for Mechanical installations. | 0 | 0 | 0 | 0 | 0 | 0 | 0 | 0 | 0 | 0 | 0 | 0 | 0 | Item |  |  |  |  | 0 | 0 | 0 | 0 | 0 | 0 | 0 | 0 | 0 | 0 | 0 | 0 | 0
|  |  | 0 |  | 0 |  | 0 |  | 0 |  | 0 |  | 0
J | Allow for all decorative painting including removing protective coatings or wrappings and cleaning and polishing exposed surfaces for Mechanical installations. | 0 | 0 | 0 | 0 | 0 | 0 | 0 | 0 | 0 | 0 | 0 | 0 | 0 | Item |  |  |  |  | 0 | 0 | 0 | 0 | 0 | 0 | 0 | 0 | 0 | 0 | 0 | 0 | 0
|  |  | 0 |  | 0 |  | 0 |  | 0 |  | 0 |  | 0
K | Allow for training the Employer's Staff to operate and maintain the Mechanical Engineering Installations | 0 | 0 | 0 | 0 | 0 | 0 | 0 | 0 | 0 | 0 | 0 | 0 | 0 | Item |  |  |  |  | 0 | 0 | 0 | 0 | 0 | 0 | 0 | 0 | 0 | 0 | 0 | 0 | 0
|  |  | 0 |  | 0 |  | 0 |  | 0 |  | 0 |  | 0
L | Allow for all incidental work to the Mechanical Engineering Installations where not included above or elsewhere | 0 | 0 | 0 | 0 | 0 | 0 | 0 | 0 | 0 | 0 | 0 | 0 | 0 | Item |  |  |  |  | 0 | 0 | 0 | 0 | 0 | 0 | 0 | 0 | 0 | 0 | 0 | 0 | 0
|  |  | 0 |  | 0 |  | 0 |  | 0 |  | 0 |  | 0
AED
GENERALLY
|  |  | 0 |  | 0 |  | 0 |  | 0 |  | 0 |  | 0
A | Allow for any other works which are not included above and which are required to complete the Mechanical Engineering Installations in accordance with the Specification and the Drawings (Tenderer to list below): | 0 | 0 | 0 | 0 | 0 | 0 | 0 | 0 | 0 | 0 | 0 | 0 | 0 | Item |  |  |  |  | 0 | 0 | 0 | 0 | 0 | 0 | 0 | 0 | 0 | 0 | 0 | 0 | 0
|  |  | 0 |  | 0 |  | 0 |  | 0 |  | 0 |  | 0
|  |  | 0 |  | 0 |  | 0 |  | 0 |  | 0 |  | 0
|  |  | 0 |  | 0 |  | 0 |  | 0 |  | 0 |  | 0
|  |  | 0 |  | 0 |  | 0 |  | 0 |  | 0 |  | 0
|  |  | 0 |  | 0 |  | 0 |  | 0 |  | 0 |  | 0
|  |  | 0 |  | 0 |  | 0 |  | 0 |  | 0 |  | 0
|  |  | 0 |  | 0 |  | 0 |  | 0 |  | 0 |  | 0
|  |  | 0 |  | 0 |  | 0 |  | 0 |  | 0 |  | 0
|  |  | 0 |  | 0 |  | 0 |  | 0 |  | 0 |  | 0
|  |  | 0 |  | 0 |  | 0 |  | 0 |  | 0 |  | 0
|  |  | 0 |  | 0 |  | 0 |  | 0 |  | 0 |  | 0
|  |  | 0 |  | 0 |  | 0 |  | 0 |  | 0 |  | 0
|  |  | 0 |  | 0 |  | 0 |  | 0 |  | 0 |  | 0
|  |  | 0 |  | 0 |  | 0 |  | 0 |  | 0 |  | 0
|  |  | 0 |  | 0 |  | 0 |  | 0 |  | 0 |  | 0
|  |  | 0 |  | 0 |  | 0 |  | 0 |  | 0 |  | 0
|  |  | 0 |  | 0 |  | 0 |  | 0 |  | 0 |  | 0
|  |  | 0 |  | 0 |  | 0 |  | 0 |  | 0 |  | 0
|  |  | 0 |  | 0 |  | 0 |  | 0 |  | 0 |  | 0
|  | To Collection | [13 empty] | AED
COLLECTION
[14 empty] | Page No. | 3/Q/1
[14 empty] | Page No. | 3/Q/2
[14 empty] | Page No. | 3/Q/3
[14 empty] | Page No. | 3/Q/4
[14 empty] | Page No. | 3/Q/5
[14 empty] | Page No. | 3/Q/6
[14 empty] | Page No. | 3/Q/7
[14 empty] | Page No. | 3/Q/8
[14 empty] | Page No. | 3/Q/9
[14 empty] | Page No. | 3/Q/10
[14 empty] | Page No. | 3/Q/11
[14 empty] | Page No. | 3/Q/12
[14 empty] | Page No. | 3/Q/13
[14 empty] | Page No. | 3/Q/14
[14 empty] | Page No. | 3/Q/15
[14 empty] | Page No. | 3/Q/16
[14 empty] | Page No. | 3/Q/17
[14 empty] | Page No. | 3/Q/18
[14 empty] | Page No. | 3/Q/19
[15 empty] | To Collection | AED | 0
COLLECTION
[14 empty] | Brought Forward |  |  | 0
[14 empty] | Page No. | 3/Q/20
[14 empty] | Page No. | 3/Q/21
[14 empty] | Page No. | 3/Q/22
TOTAL FOR MECHANICAL ENGINEERING INSTALLATIONS
|  | To Summary | [13 empty] | AED

## R. Elec
Item | Description | Quantity | [12 empty] | Unit | Rate AED | Amount AED
|  | TH-A 4-Cluster | Total | TH-A 5-Cluster | Total | TH-A 6-Cluster | Total | TH-A 7-Cluster | Total | TH-A 8-Cluster | Total | TH-A 9-Cluster | Total | TOTAL |  |  |  |  | Corner | Mid | 4-Cluster Corner | 4-Cluster Mid | 5-Cluster Corner | 5-Cluster Mid | 6-Cluster Corner | 6-Cluster Mid | 7-Cluster Corner | 7-Cluster Mid | 8-Cluster Corner | 8-Cluster Mid | 9-Cluster Corner | 9-Cluster Mid
|  | 1 |  | 1 |  | 5 |  | 1 |  | 3 |  | 1 | [5 empty] | 12 |  |  | 2 | 2 | 2 | 3 | 2 | 4 | 2 | 5 | 2 | 6 | 2 | 7
| ELECTRICAL ENGINEERING INSTALLATIONS |  | 0 |  | 0 |  | 0 |  | 0 |  | 0 |  | 0
|  |  | 0 |  | 0 |  | 0 |  | 0 |  | 0 |  | 0
Note:
|  |  | 0 |  | 0 |  | 0 |  | 0 |  | 0 |  | 0
| a. The Electrical Engineering Installations are deemed to include for all work at all levels as shown on the Drawings |  | 0 |  | 0 |  | 0 |  | 0 |  | 0 |  | 0
|  |  | 0 |  | 0 |  | 0 |  | 0 |  | 0 |  | 0
| b. Refer to Electrical Specifications and Drawings for Electrical installations |  | 0 |  | 0 |  | 0 |  | 0 |  | 0 |  | 0
|  |  | 0 |  | 0 |  | 0 |  | 0 |  | 0 |  | 0
| SUB-MAINS INSTALLATION |  | 0 |  | 0 |  | 0 |  | 0 |  | 0 |  | 0
|  |  | 0 |  | 0 |  | 0 |  | 0 |  | 0 |  | 0
| Sub-mains installation complete; as Specification and Drawings No. EP-TH-A-100, 101 & 200, 101 & 200 and EG-001 to 03 inclusive |  | 0 |  | 0 |  | 0 |  | 0 |  | 0 |  | 0
|  |  | 0 |  | 0 |  | 0 |  | 0 |  | 0 |  | 0
| Cables to sub-main circuits; including fixings, cable glands, lugs, terminations and ancillary work |  | 0 |  | 0 |  | 0 |  | 0 |  | 0 |  | 0
|  |  | 0 |  | 0 |  | 0 |  | 0 |  | 0 |  | 0
A | 4x1C 16mm² XLPE/SWA/CU/PVC + 1C 16mm² CU/PVC | 44 | 0 | 56 | 0 | 340 | 0 | 80 | 0 | 276 | 0 | 104 | 0 | 900 | m |  |  |  | 10 | 12 | 20 | 24 | 20 | 36 | 20 | 48 | 20 | 60 | 20 | 72 | 20 | 84
B | 1x4C 25mm² XLPE/SWA/CU/PVC + 1C 16mm² CU/PVC | 60 | 0 | 73 | 0 | 430 | 0 | 99 | 0 | 336 | 0 | 125 | 0 | 1123 | m |  |  |  | 17 | 13 | 34 | 26 | 34 | 39 | 34 | 52 | 34 | 65 | 34 | 78 | 34 | 91
Distribution board; including supports and ancillary work as necessary
C | DB-GF, TCL 34.25 kW (Mid) | 2 | 0 | 3 | 0 | 20 | 0 | 5 | 0 | 18 | 0 | 7 | 0 | 55 | Nr. |  |  |  |  | 1 | 0 | 2 | 0 | 3 | 0 | 4 | 0 | 5 | 0 | 6 | 0 | 7
D | DB-1F, TCL 21.20 kW (Mid) | 2 | 0 | 3 | 0 | 20 | 0 | 5 | 0 | 18 | 0 | 7 | 0 | 55 | Nr. |  |  |  |  | 1 | 0 | 2 | 0 | 3 | 0 | 4 | 0 | 5 | 0 | 6 | 0 | 7
E | DB-GF, TCL 35.44 kW (Corner) | 2 | 0 | 2 | 0 | 10 | 0 | 2 | 0 | 6 | 0 | 2 | 0 | 24 | Nr. |  |  |  | 1 |  | 2 | 0 | 2 | 0 | 2 | 0 | 2 | 0 | 2 | 0 | 2 | 0
F | DB-1F, TCL 22.15 kW (Corner) | 2 | 0 | 2 | 0 | 10 | 0 | 2 | 0 | 6 | 0 | 2 | 0 | 24 | Nr. |  |  |  | 1 |  | 2 | 0 | 2 | 0 | 2 | 0 | 2 | 0 | 2 | 0 | 2 | 0
kWh meter
G | KW meter cabinet (w/p recessed in the wall), 80A TP MCCB (kwh meter by DEWA) | 4 | 0 | 5 | 0 | 30 | 0 | 7 | 0 | 24 | 0 | 9 | 0 | 79 | Nr. |  |  |  | 1 | 1 | 2 | 2 | 2 | 3 | 2 | 4 | 2 | 5 | 2 | 6 | 2 | 7
|  | To Collection | [13 empty] | AED
SUB-MAINS INSTALLATION (CONT'D)
Containment; including supports and all ancillary works as necessary
A | 75mm diameter uPVC duct including trench excavation | 44 | 0 | 53 | 0 | 310 | 0 | 71 | 0 | 240 | 0 | 89 | 0 | 807 | m |  |  |  | 13 | 9 | 26 | 18 | 26 | 27 | 26 | 36 | 26 | 45 | 26 | 54 | 26 | 63
EARTHING SYSTEM
Earthing system complete; as Specification and Drawings No. EP-TH-A-100 & 200 and EG-001 to 03 inclusive
B | Earth pit | 4 | 0 | 5 | 0 | 30 | 0 | 7 | 0 | 24 | 0 | 9 | 0 | 79 | Nr. |  |  |  | 1 | 1 | 2 | 2 | 2 | 3 | 2 | 4 | 2 | 5 | 2 | 6 | 2 | 7
|  | To Collection | [13 empty] | AED
SMALL POWER INSTALLATION
|  | 0 | 0 | 0 | 0 | 0 | 0 | 0 | 0 | 0 | 0 | 0 | 0 | 0 | [5 empty] | 0 | 0 | 0 | 0 | 0 | 0 | 0 | 0 | 0 | 0 | 0 | 0 | 0
Small power installation complete; as Specification and Drawings No. EP-TH-A-100, 101 & 200, EL-TH-A-100 and EG-001 to 03 inclusive
|  | 0 | 0 | 0 | 0 | 0 | 0 | 0 | 0 | 0 | 0 | 0 | 0 | 0 | [5 empty] | 0 | 0 | 0 | 0 | 0 | 0 | 0 | 0 | 0 | 0 | 0 | 0 | 0
Cable and conduit to termination points
A | 13A 2gang switch socket outlet | 26 | 0 | 32 | 0 | 190 | 0 | 44 | 0 | 150 | 0 | 56 | 0 | 498 | Nr. |  |  |  | 7 | 6 | 14 | 12 | 14 | 18 | 14 | 24 | 14 | 30 | 14 | 36 | 14 | 42
|  | 0 | 0 | 0 | 0 | 0 | 0 | 0 | 0 | 0 | 0 | 0 | 0 | 0 | [6 empty] | 0 | 0 | 0 | 0 | 0 | 0 | 0 | 0 | 0 | 0 | 0 | 0
B | 13A spur outlet, switched | 38 | 0 | 47 | 0 | 280 | 0 | 65 | 0 | 222 | 0 | 83 | 0 | 735 | Nr. |  |  |  | 10 | 9 | 20 | 18 | 20 | 27 | 20 | 36 | 20 | 45 | 20 | 54 | 20 | 63
|  | 0 | 0 | 0 | 0 | 0 | 0 | 0 | 0 | 0 | 0 | 0 | 0 | 0 | [6 empty] | 0 | 0 | 0 | 0 | 0 | 0 | 0 | 0 | 0 | 0 | 0 | 0
C | 13A spur outlet, unswitched | 8 | 0 | 10 | 0 | 60 | 0 | 14 | 0 | 48 | 0 | 18 | 0 | 158 | Nr. |  |  |  | 2 | 2 | 4 | 4 | 4 | 6 | 4 | 8 | 4 | 10 | 4 | 12 | 4 | 14
|  | 0 | 0 | 0 | 0 | 0 | 0 | 0 | 0 | 0 | 0 | 0 | 0 | 0 | [6 empty] | 0 | 0 | 0 | 0 | 0 | 0 | 0 | 0 | 0 | 0 | 0 | 0
D | 13A switch socket outlet | 36 | 0 | 44 | 0 | 260 | 0 | 60 | 0 | 204 | 0 | 76 | 0 | 680 | Nr. |  |  |  | 10 | 8 | 20 | 16 | 20 | 24 | 20 | 32 | 20 | 40 | 20 | 48 | 20 | 56
|  | 0 | 0 | 0 | 0 | 0 | 0 | 0 | 0 | 0 | 0 | 0 | 0 | 0 | [6 empty] | 0 | 0 | 0 | 0 | 0 | 0 | 0 | 0 | 0 | 0 | 0 | 0
E | 13A switch socket outlet w/p | 12 | 0 | 15 | 0 | 90 | 0 | 21 | 0 | 72 | 0 | 27 | 0 | 237 | Nr. |  |  |  | 3 | 3 | 6 | 6 | 6 | 9 | 6 | 12 | 6 | 15 | 6 | 18 | 6 | 21
|  | 0 | 0 | 0 | 0 | 0 | 0 | 0 | 0 | 0 | 0 | 0 | 0 | 0 | [6 empty] | 0 | 0 | 0 | 0 | 0 | 0 | 0 | 0 | 0 | 0 | 0 | 0
F | 13A switch socket outlet with USB charging | 34 | 0 | 42 | 0 | 250 | 0 | 58 | 0 | 198 | 0 | 74 | 0 | 656 | Nr. |  |  |  | 9 | 8 | 18 | 16 | 18 | 24 | 18 | 32 | 18 | 40 | 18 | 48 | 18 | 56
|  | 0 | 0 | 0 | 0 | 0 | 0 | 0 | 0 | 0 | 0 | 0 | 0 | 0 | [6 empty] | 0 | 0 | 0 | 0 | 0 | 0 | 0 | 0 | 0 | 0 | 0 | 0
G | 15A three phase switched socket outlet for car charger | 4 | 0 | 5 | 0 | 30 | 0 | 7 | 0 | 24 | 0 | 9 | 0 | 79 | Nr. |  |  |  | 1 | 1 | 2 | 2 | 2 | 3 | 2 | 4 | 2 | 5 | 2 | 6 | 2 | 7
|  |  | 0 |  | 0 |  | 0 |  | 0 |  | 0 |  | 0
H | 20A DP switch | 12 | 0 | 15 | 0 | 90 | 0 | 21 | 0 | 72 | 0 | 27 | 0 | 237 | Nr. |  |  |  | 3 | 3 | 6 | 6 | 6 | 9 | 6 | 12 | 6 | 15 | 6 | 18 | 6 | 21
|  | 0 | 0 | 0 | 0 | 0 | 0 | 0 | 0 | 0 | 0 | 0 | 0 | 0 | [6 empty] | 0 | 0 | 0 | 0 | 0 | 0 | 0 | 0 | 0 | 0 | 0 | 0
J | 20A SP isolator | 12 | 0 | 15 | 0 | 90 | 0 | 21 | 0 | 72 | 0 | 27 | 0 | 237 | Nr. |  |  |  | 3 | 3 | 6 | 6 | 6 | 9 | 6 | 12 | 6 | 15 | 6 | 18 | 6 | 21
K | 20A TP isolator | 4 | 0 | 5 | 0 | 30 | 0 | 7 | 0 | 24 | 0 | 9 | 0 | 79 | Nr. |  |  |  | 1 | 1 | 2 | 2 | 2 | 3 | 2 | 4 | 2 | 5 | 2 | 6 | 2 | 7
L | 32A TP isolator | 16 | 0 | 20 | 0 | 120 | 0 | 28 | 0 | 96 | 0 | 36 | 0 | 316 | Nr. |  |  |  | 4 | 4 | 8 | 8 | 8 | 12 | 8 | 16 | 8 | 20 | 8 | 24 | 8 | 28
M | 45A double pole switch | 4 | 0 | 5 | 0 | 30 | 0 | 7 | 0 | 24 | 0 | 9 | 0 | 79 | Nr. |  |  |  | 1 | 1 | 2 | 2 | 2 | 3 | 2 | 4 | 2 | 5 | 2 | 6 | 2 | 7
N | Flex outlet | 44 | 0 | 54 | 0 | 320 | 0 | 74 | 0 | 252 | 0 | 94 | 0 | 838 | Nr. |  |  |  | 12 | 10 | 24 | 20 | 24 | 30 | 24 | 40 | 24 | 50 | 24 | 60 | 24 | 70
P | Doorbell | 4 | 0 | 5 | 0 | 30 | 0 | 7 | 0 | 24 | 0 | 9 | 0 | 79 | Nr. |  |  |  | 1 | 1 | 2 | 2 | 2 | 3 | 2 | 4 | 2 | 5 | 2 | 6 | 2 | 7
Q | Push button | 4 | 0 | 5 | 0 | 30 | 0 | 7 | 0 | 24 | 0 | 9 | 0 | 79 | Nr. |  |  |  | 1 | 1 | 2 | 2 | 2 | 3 | 2 | 4 | 2 | 5 | 2 | 6 | 2 | 7
P | Shaver socket | 4 | 0 | 5 | 0 | 30 | 0 | 7 | 0 | 24 | 0 | 9 | 0 | 79 | Nr. |  |  |  | 1 | 1 | 2 | 2 | 2 | 3 | 2 | 4 | 2 | 5 | 2 | 6 | 2 | 7
|  | To Collection | [13 empty] | AED
| SMALL POWER INSTALLATION (CONT'D) |  | 0 |  | 0 |  | 0 |  | 0 |  | 0 |  | 0
|  |  | 0 |  | 0 |  | 0 |  | 0 |  | 0 |  | 0
Accessories; including fixings, supports, hangers and all ancillary works as necessary
A | 13A 2gang switch socket outlet | 26 | 0 | 32 | 0 | 190 | 0 | 44 | 0 | 150 | 0 | 56 | 0 | 498 | Nr. |  |  |  | 7 | 6 | 14 | 12 | 14 | 18 | 14 | 24 | 14 | 30 | 14 | 36 | 14 | 42
B | 13A spur outlet, switched | 38 | 0 | 47 | 0 | 280 | 0 | 65 | 0 | 222 | 0 | 83 | 0 | 735 | Nr. |  |  |  | 10 | 9 | 20 | 18 | 20 | 27 | 20 | 36 | 20 | 45 | 20 | 54 | 20 | 63
C | 13A spur outlet, unswitched | 8 | 0 | 10 | 0 | 60 | 0 | 14 | 0 | 48 | 0 | 18 | 0 | 158 | Nr. |  |  |  | 2 | 2 | 4 | 4 | 4 | 6 | 4 | 8 | 4 | 10 | 4 | 12 | 4 | 14
D | 13A switch socket outlet | 36 | 0 | 44 | 0 | 260 | 0 | 60 | 0 | 204 | 0 | 76 | 0 | 680 | Nr. |  |  |  | 10 | 8 | 20 | 16 | 20 | 24 | 20 | 32 | 20 | 40 | 20 | 48 | 20 | 56
E | 13A switch socket outlet w/p | 12 | 0 | 15 | 0 | 90 | 0 | 21 | 0 | 72 | 0 | 27 | 0 | 237 | Nr. |  |  |  | 3 | 3 | 6 | 6 | 6 | 9 | 6 | 12 | 6 | 15 | 6 | 18 | 6 | 21
F | 13A switch socket outlet with USB charging | 34 | 0 | 42 | 0 | 250 | 0 | 58 | 0 | 198 | 0 | 74 | 0 | 656 | Nr. |  |  |  | 9 | 8 | 18 | 16 | 18 | 24 | 18 | 32 | 18 | 40 | 18 | 48 | 18 | 56
G | 15A three phase switched socket outlet for car charger | 4 | 0 | 5 | 0 | 30 | 0 | 7 | 0 | 24 | 0 | 9 | 0 | 79 | Nr. |  |  |  | 1 | 1 | 2 | 2 | 2 | 3 | 2 | 4 | 2 | 5 | 2 | 6 | 2 | 7
H | 20A DP switch | 12 | 0 | 15 | 0 | 90 | 0 | 21 | 0 | 72 | 0 | 27 | 0 | 237 | Nr. |  |  |  | 3 | 3 | 6 | 6 | 6 | 9 | 6 | 12 | 6 | 15 | 6 | 18 | 6 | 21
J | 20A SP isolator | 12 | 0 | 15 | 0 | 90 | 0 | 21 | 0 | 72 | 0 | 27 | 0 | 237 | Nr. |  |  |  | 3 | 3 | 6 | 6 | 6 | 9 | 6 | 12 | 6 | 15 | 6 | 18 | 6 | 21
K | 20A TP isolator | 4 | 0 | 5 | 0 | 30 | 0 | 7 | 0 | 24 | 0 | 9 | 0 | 79 | Nr. |  |  |  | 1 | 1 | 2 | 2 | 2 | 3 | 2 | 4 | 2 | 5 | 2 | 6 | 2 | 7
L | 32A TP isolator | 16 | 0 | 20 | 0 | 120 | 0 | 28 | 0 | 96 | 0 | 36 | 0 | 316 | Nr. |  |  |  | 4 | 4 | 8 | 8 | 8 | 12 | 8 | 16 | 8 | 20 | 8 | 24 | 8 | 28
M | 45A double pole switch | 4 | 0 | 5 | 0 | 30 | 0 | 7 | 0 | 24 | 0 | 9 | 0 | 79 | Nr. |  |  |  | 1 | 1 | 2 | 2 | 2 | 3 | 2 | 4 | 2 | 5 | 2 | 6 | 2 | 7
N | Flex outlet | 44 | 0 | 54 | 0 | 320 | 0 | 74 | 0 | 252 | 0 | 94 | 0 | 838 | Nr. |  |  |  | 12 | 10 | 24 | 20 | 24 | 30 | 24 | 40 | 24 | 50 | 24 | 60 | 24 | 70
P | Doorbell | 4 | 0 | 5 | 0 | 30 | 0 | 7 | 0 | 24 | 0 | 9 | 0 | 79 | Nr. |  |  |  | 1 | 1 | 2 | 2 | 2 | 3 | 2 | 4 | 2 | 5 | 2 | 6 | 2 | 7
Q | Push button | 4 | 0 | 5 | 0 | 30 | 0 | 7 | 0 | 24 | 0 | 9 | 0 | 79 | Nr. |  |  |  | 1 | 1 | 2 | 2 | 2 | 3 | 2 | 4 | 2 | 5 | 2 | 6 | 2 | 7
P | Shaver socket | 4 | 0 | 5 | 0 | 30 | 0 | 7 | 0 | 24 | 0 | 9 | 0 | 79 | Nr. |  |  |  | 1 | 1 | 2 | 2 | 2 | 3 | 2 | 4 | 2 | 5 | 2 | 6 | 2 | 7
|  | To Collection | [13 empty] | AED
|  |  | 0 |  | 0 |  | 0 |  | 0 |  | 0 |  | 0
| LIGHTING INSTALLATION |  | 0 |  | 0 |  | 0 |  | 0 |  | 0 |  | 0
|  |  | 0 |  | 0 |  | 0 |  | 0 |  | 0 |  | 0
| Lighting installation complete; as Specification and Drawings No. EL-TH-A-100 and EG-001 to 03 inclusive |  | 0 |  | 0 |  | 0 |  | 0 |  | 0 |  | 0
|  |  | 0 |  | 0 |  | 0 |  | 0 |  | 0 |  | 0
| Cable and conduit to termination points |  | 0 |  | 0 |  | 0 |  | 0 |  | 0 |  | 0
|  |  | 0 |  | 0 |  | 0 |  | 0 |  | 0 |  | 0
A | Lighting point | 182 | 0 | 229 | 0 | 1380 | 0 | 323 | 0 | 1110 | 0 | 417 | 0 | 3641 | Nr. |  |  |  | 44 | 47 | 88 | 94 | 88 | 141 | 88 | 188 | 88 | 235 | 88 | 282 | 88 | 329
|  |  | 0 |  | 0 |  | 0 |  | 0 |  | 0 |  | 0
B | Linear lighting point | 64 | 0 | 80 | 0 | 480 | 0 | 112 | 0 | 384 | 0 | 144 | 0 | 1264 | Nr. |  |  |  | 16 | 16 | 32 | 32 | 32 | 48 | 32 | 64 | 32 | 80 | 32 | 96 | 32 | 112
|  |  | 0 |  | 0 |  | 0 |  | 0 |  | 0 |  | 0
C | Lighting switch point | 118 | 0 | 146 | 0 | 870 | 0 | 202 | 0 | 690 | 0 | 258 | 0 | 2284 | Nr. |  |  |  | 31 | 28 | 62 | 56 | 62 | 84 | 62 | 112 | 62 | 140 | 62 | 168 | 62 | 196
|  |  | 0 |  | 0 |  | 0 |  | 0 |  | 0 |  | 0
Luminaires; including fixings, supports, hangers and all ancillary works as necessary
D | Type C1; 60w LED decorative pendant chandelier light, IP20 (provision only) | 8 | 0 | 10 | 0 | 60 | 0 | 14 | 0 | 48 | 0 | 18 | 0 | 158 | Nr. |  |  |  | 2 | 2 | 4 | 4 | 4 | 6 | 4 | 8 | 4 | 10 | 4 | 12 | 4 | 14
E | Type C2; 60w LED decorative pendant chandelier light, IP20 (provision only) | 4 | 0 | 5 | 0 | 30 | 0 | 7 | 0 | 24 | 0 | 9 | 0 | 79 | Nr. |  |  |  | 1 | 1 | 2 | 2 | 2 | 3 | 2 | 4 | 2 | 5 | 2 | 6 | 2 | 7
F | Type C3; 60w LED decorative pendant chandelier light, IP20 (provision only) | 18 | 0 | 22 | 0 | 130 | 0 | 30 | 0 | 102 | 0 | 38 | 0 | 340 | Nr. |  |  |  | 5 | 4 | 10 | 8 | 10 | 12 | 10 | 16 | 10 | 20 | 10 | 24 | 10 | 28
G | Type D4; 1x20w LED down light, IP44 | 4 | 0 | 5 | 0 | 30 | 0 | 7 | 0 | 24 | 0 | 9 | 0 | 79 | Nr. |  |  |  | 1 | 1 | 2 | 2 | 2 | 3 | 2 | 4 | 2 | 5 | 2 | 6 | 2 | 7
H | Type D5; 1x20w LED down light, IP44 | 4 | 0 | 5 | 0 | 30 | 0 | 7 | 0 | 24 | 0 | 9 | 0 | 79 | Nr. |  |  |  | 1 | 1 | 2 | 2 | 2 | 3 | 2 | 4 | 2 | 5 | 2 | 6 | 2 | 7
J | Type DL1; 1x20w LED down light, IP20 | 78 | 0 | 100 | 0 | 610 | 0 | 144 | 0 | 498 | 0 | 188 | 0 | 1618 | Nr. |  |  |  | 17 | 22 | 34 | 44 | 34 | 66 | 34 | 88 | 34 | 110 | 34 | 132 | 34 | 154
K | Type DL2; 1x20w LED down light, IP44 | 32 | 0 | 40 | 0 | 240 | 0 | 56 | 0 | 192 | 0 | 72 | 0 | 632 | Nr. |  |  |  | 8 | 8 | 16 | 16 | 16 | 24 | 16 | 32 | 16 | 40 | 16 | 48 | 16 | 56
L | Type DL3; 1x20w LED down light, IP44 | 2 | 0 | 2 | 0 | 10 | 0 | 2 | 0 | 6 | 0 | 2 | 0 | 24 | Nr. |  |  |  | 1 | 0 | 2 | 0 | 2 | 0 | 2 | 0 | 2 | 0 | 2 | 0 | 2 | 0
M | 10w/m LED strip light | 64 | 0 | 80 | 0 | 480 | 0 | 112 | 0 | 384 | 0 | 144 | 0 | 1264 | m |  |  |  | 16 | 16 | 32 | 32 | 32 | 48 | 32 | 64 | 32 | 80 | 32 | 96 | 32 | 112
N | Type W1; 20w LED wall surface mounted lighting fixture, IP65 | 24 | 0 | 29 | 0 | 170 | 0 | 39 | 0 | 132 | 0 | 49 | 0 | 443 | Nr. |  |  |  | 7 | 5 | 14 | 10 | 14 | 15 | 14 | 20 | 14 | 25 | 14 | 30 | 14 | 35
P | Wall light for stair & store room | 4 | 0 | 5 | 0 | 30 | 0 | 7 | 0 | 24 | 0 | 9 | 0 | 79 | Nr. |  |  |  | 1 | 1 | 2 | 2 | 2 | 3 | 2 | 4 | 2 | 5 | 2 | 6 | 2 | 7
|  | To Collection | [13 empty] | AED
|  |  | 0 |  | 0 |  | 0 |  | 0 |  | 0 |  | 0
| LIGHTING INSTALLATION (CONT"D) |  | 0 |  | 0 |  | 0 |  | 0 |  | 0 |  | 0
Lighting switches; including fixings, supports, hangers and all ancillary works as necessary
A | 1 gang, 1 way switch | 38 | 0 | 46 | 0 | 270 | 0 | 62 | 0 | 210 | 0 | 78 | 0 | 704 | Nr. |  |  |  | 11 | 8 | 22 | 16 | 22 | 24 | 22 | 32 | 22 | 40 | 22 | 48 | 22 | 56
B | 1 gang, 1 way switch w/p | 2 | 0 | 3 | 0 | 20 | 0 | 5 | 0 | 18 | 0 | 7 | 0 | 55 | Nr. |  |  |  | 0 | 1 | 0 | 2 | 0 | 3 | 0 | 4 | 0 | 5 | 0 | 6 | 0 | 7
C | 1 gang, 2 way switch | 20 | 0 | 25 | 0 | 150 | 0 | 35 | 0 | 120 | 0 | 45 | 0 | 395 | Nr. |  |  |  | 5 | 5 | 10 | 10 | 10 | 15 | 10 | 20 | 10 | 25 | 10 | 30 | 10 | 35
D | 1 gang, 2 way switch w/p | 4 | 0 | 5 | 0 | 30 | 0 | 7 | 0 | 24 | 0 | 9 | 0 | 79 | Nr. |  |  |  | 1 | 1 | 2 | 2 | 2 | 3 | 2 | 4 | 2 | 5 | 2 | 6 | 2 | 7
E | 2 gang, 1 way switch | 34 | 0 | 42 | 0 | 250 | 0 | 58 | 0 | 198 | 0 | 74 | 0 | 656 | Nr. |  |  |  | 9 | 8 | 18 | 16 | 18 | 24 | 18 | 32 | 18 | 40 | 18 | 48 | 18 | 56
F | 2 gang, 2 way switch | 16 | 0 | 20 | 0 | 120 | 0 | 28 | 0 | 96 | 0 | 36 | 0 | 316 | Nr. |  |  |  | 4 | 4 | 8 | 8 | 8 | 12 | 8 | 16 | 8 | 20 | 8 | 24 | 8 | 28
G | 3 gang, 1 way switch | 2 | 0 | 3 | 0 | 20 | 0 | 5 | 0 | 18 | 0 | 7 | 0 | 55 | Nr. |  |  |  | 0 | 1 | 0 | 2 | 0 | 3 | 0 | 4 | 0 | 5 | 0 | 6 | 0 | 7
H | Intermediate switch | 2 | 0 | 2 | 0 | 10 | 0 | 2 | 0 | 6 | 0 | 2 | 0 | 24 | Nr. |  |  |  | 1 | 0 | 2 | 0 | 2 | 0 | 2 | 0 | 2 | 0 | 2 | 0 | 2 | 0
|  | To Collection | [13 empty] | AED
|  |  | 0 |  | 0 |  | 0 |  | 0 |  | 0 |  | 0
FIRE ALARM SYSTEM INSTALLATION (BY ETISALAT)
Fire alarm installation (Hassantuk wireless fire alarm system); complete; as Etisalat commercial proposal Lacasa-591-AK-PKG-03 & AF-PKG-05
A | Control panel/ATE/4G/GSM | 4 | 0 | 5 | 0 | 30 | 0 | 7 | 0 | 24 | 0 | 9 | 0 | 79 | Nr. |  | Deleted |  | 1 | 1 | 2 | 2 | 2 | 3 | 2 | 4 | 2 | 5 | 2 | 6 | 2 | 7
B | Wireless smoke detector w/ built in sounder | 30 | 0 | 37 | 0 | 220 | 0 | 51 | 0 | 174 | 0 | 65 | 0 | 577 | Nr. |  | Deleted |  | 8 | 7 | 16 | 14 | 16 | 21 | 16 | 28 | 16 | 35 | 16 | 42 | 16 | 49
C | Wireless heat detector w/ built in sounder | 4 | 0 | 5 | 0 | 30 | 0 | 7 | 0 | 24 | 0 | 9 | 0 | 79 | Nr. |  | Deleted |  | 1 | 1 | 2 | 2 | 2 | 3 | 2 | 4 | 2 | 5 | 2 | 6 | 2 | 7
D | Signal repeater | 4 | 0 | 5 | 0 | 30 | 0 | 7 | 0 | 24 | 0 | 9 | 0 | 79 | Nr. |  | Deleted |  | 1 | 1 | 2 | 2 | 2 | 3 | 2 | 4 | 2 | 5 | 2 | 6 | 2 | 7
E | M2M |  | 520 |  | 650 |  | 3900 |  | 910 |  | 3120 |  | 1170 |  | Item |  | Deleted |  | 1 | 1 | 2 | 2 | 2 | 3 | 2 | 4 | 2 | 5 | 2 | 6 | 2 | 7
F | Monitoring |  | 3000 |  | 3750 |  | 22500 |  | 5250 |  | 18000 |  | 6750 |  | Item |  | Deleted |  | 1 | 1 | 2 | 2 | 2 | 3 | 2 | 4 | 2 | 5 | 2 | 6 | 2 | 7
|  | 0 | 0 | 0 | 0 | 0 | 0
|  |  | 0 |  | 0 |  | 0 |  | 0 |  | 0 |  | 0
|  | To Collection | [13 empty] | AED
TELECOM INSTALLATION
VOICE AND DATA COMMUNICATION SYSTEM INSTALLATION
Telephone installation complete; as Specification and Drawings No. ET-TH-A-100 & 200 and EG-001 to 03 inclusive
Cable and conduit to termination points
A | RJ45 duel outlet | 22 | 0 | 27 | 0 | 160 | 0 | 37 | 0 | 126 | 0 | 47 | 0 | 419 | Nr. |  |  |  | 6 | 5 | 12 | 10 | 12 | 15 | 12 | 20 | 12 | 25 | 12 | 30 | 12 | 35
B | RJ45 telephone outlet | 26 | 0 | 32 | 0 | 190 | 0 | 44 | 0 | 150 | 0 | 56 | 0 | 498 | Nr. |  |  |  | 7 | 6 | 14 | 12 | 14 | 18 | 14 | 24 | 14 | 30 | 14 | 36 | 14 | 42
C | 12U cabinet | 4 | 0 | 5 | 0 | 30 | 0 | 7 | 0 | 24 | 0 | 9 | 0 | 79 | Nr. |  |  |  | 1 | 1 | 2 | 2 | 2 | 3 | 2 | 4 | 2 | 5 | 2 | 6 | 2 | 7
Accessories; including supports, hangers and ancillary works as necessary
D | RJ45 duel outlet | 22 | 0 | 27 | 0 | 160 | 0 | 37 | 0 | 126 | 0 | 47 | 0 | 419 | Nr. |  |  |  | 6 | 5 | 12 | 10 | 12 | 15 | 12 | 20 | 12 | 25 | 12 | 30 | 12 | 35
E | RJ45 telephone outlet | 26 | 0 | 32 | 0 | 190 | 0 | 44 | 0 | 150 | 0 | 56 | 0 | 498 | Nr. |  |  |  | 7 | 6 | 14 | 12 | 14 | 18 | 14 | 24 | 14 | 30 | 14 | 36 | 14 | 42
F | 12U cabinet | 4 | 0 | 5 | 0 | 30 | 0 | 7 | 0 | 24 | 0 | 9 | 0 | 79 | Nr. |  |  |  | 1 | 1 | 2 | 2 | 2 | 3 | 2 | 4 | 2 | 5 | 2 | 6 | 2 | 7
G | TJB (30x30x15mm) | 4 | 0 | 5 | 0 | 30 | 0 | 7 | 0 | 24 | 0 | 9 | 0 | 79 | Nr. |  |  |  | 1 | 1 | 2 | 2 | 2 | 3 | 2 | 4 | 2 | 5 | 2 | 6 | 2 | 7
Containment; including supports and all ancillary works as necessary
H | 2 x 50mm diameter conduits | 32 | 0 | 39 | 0 | 230 | 0 | 53 | 0 | 180 | 0 | 67 | 0 | 601 | m |  |  |  | 9 | 7 | 18 | 14 | 18 | 21 | 18 | 28 | 18 | 35 | 18 | 42 | 18 | 49
J | 2 x 50mm diameter uPVC duct including trench excavation | 40 | 0 | 48 | 0 | 280 | 0 | 64 | 0 | 216 | 0 | 80 | 0 | 728 | m |  |  |  | 12 | 8 | 24 | 16 | 24 | 24 | 24 | 32 | 24 | 40 | 24 | 48 | 24 | 56
K | 300 x 300 x 400mm manhole including cover (grade A) and frames and all necessary accessories and connections | 4 | 0 | 5 | 0 | 30 | 0 | 7 | 0 | 24 | 0 | 9 | 0 | 79 | Nr. |  |  |  | 1 | 1 | 2 | 2 | 2 | 3 | 2 | 4 | 2 | 5 | 2 | 6 | 2 | 7
|  | To Collection | [13 empty] | AED
SUNDRIES TO ELECTRICAL ENGINEERING INSTALLATION
A | Allow for all connections to mains services | 0 | 0 | 0 | 0 | 0 | 0 | 0 | 0 | 0 | 0 | 0 | 0 | 0 | Item |  |  |  |  | 0 | 0 | 0 | 0 | 0 | 0 | 0 | 0 | 0 | 0 | 0 | 0 | 0
B | Allow for all supports, fixings, anchors and insulating blocks where not included above or elsewhere | 0 | 0 | 0 | 0 | 0 | 0 | 0 | 0 | 0 | 0 | 0 | 0 | 0 | Item |  |  |  |  | 0 | 0 | 0 | 0 | 0 | 0 | 0 | 0 | 0 | 0 | 0 | 0 | 0
C | Allow for all identification including painting, marking and labelling | 0 | 0 | 0 | 0 | 0 | 0 | 0 | 0 | 0 | 0 | 0 | 0 | 0 | Item |  |  |  |  | 0 | 0 | 0 | 0 | 0 | 0 | 0 | 0 | 0 | 0 | 0 | 0 | 0
D | Allow for inspection, testing and commissioning including all off-site and factory testing; inspections to demonstrate compliance with relevant specifications and standards; operating the completed installations; submitting all relevant test record sheets at the completion of the installations | 0 | 0 | 0 | 0 | 0 | 0 | 0 | 0 | 0 | 0 | 0 | 0 | 0 | Item |  |  |  |  | 0 | 0 | 0 | 0 | 0 | 0 | 0 | 0 | 0 | 0 | 0 | 0 | 0
E | Allow for providing in suitable quantities all special tools, operating handles and keys or other equipment necessary for installation, maintenance or operation of the completed installation | 0 | 0 | 0 | 0 | 0 | 0 | 0 | 0 | 0 | 0 | 0 | 0 | 0 | Item |  |  |  |  | 0 | 0 | 0 | 0 | 0 | 0 | 0 | 0 | 0 | 0 | 0 | 0 | 0
F | Allow for providing spares for the Electrical Engineering Installation | 0 | 0 | 0 | 0 | 0 | 0 | 0 | 0 | 0 | 0 | 0 | 0 | 0 | Item |  |  |  |  | 0 | 0 | 0 | 0 | 0 | 0 | 0 | 0 | 0 | 0 | 0 | 0 | 0
G | Allow for providing comprehensive equipment documentation including operating instructions and maintenance manuals, record documents, warranties, guarantees, drawings and the like | 0 | 0 | 0 | 0 | 0 | 0 | 0 | 0 | 0 | 0 | 0 | 0 | 0 | Item |  |  |  |  | 0 | 0 | 0 | 0 | 0 | 0 | 0 | 0 | 0 | 0 | 0 | 0 | 0
WORK INCIDENTAL TO ELECTRICAL ENGINEERING INSTALLATION
H | Allow for planning and coordinating with relevant statutory authorities and with all other trades | 0 | 0 | 0 | 0 | 0 | 0 | 0 | 0 | 0 | 0 | 0 | 0 | 0 | Item |  |  |  |  | 0 | 0 | 0 | 0 | 0 | 0 | 0 | 0 | 0 | 0 | 0 | 0 | 0
J | Allow for liaison with obtaining approvals and attendance on DEWA, other statutory bodies and service providers as required | 0 | 0 | 0 | 0 | 0 | 0 | 0 | 0 | 0 | 0 | 0 | 0 | 0 | Item |  |  |  |  | 0 | 0 | 0 | 0 | 0 | 0 | 0 | 0 | 0 | 0 | 0 | 0 | 0
K | Allow for marking the positions of and cutting or forming holes, mortices, chases or the like and all making good | 0 | 0 | 0 | 0 | 0 | 0 | 0 | 0 | 0 | 0 | 0 | 0 | 0 | Item |  |  |  |  | 0 | 0 | 0 | 0 | 0 | 0 | 0 | 0 | 0 | 0 | 0 | 0 | 0
L | Allow for supplying and fixing all sleeves, frames and built-in fire stoppers for building into concrete structures and masonry walls | 0 | 0 | 0 | 0 | 0 | 0 | 0 | 0 | 0 | 0 | 0 | 0 | 0 | Item |  |  |  |  | 0 | 0 | 0 | 0 | 0 | 0 | 0 | 0 | 0 | 0 | 0 | 0 | 0
AED
WORK INCIDENTAL TO ELECTRICAL ENGINEERING INSTALLATION (CONT'D)
A | Allow for supplying and fixing all brackets, clamps and other fixing devices including building in or cutting and pinning and all making good | 0 | 0 | 0 | 0 | 0 | 0 | 0 | 0 | 0 | 0 | 0 | 0 | 0 | Item |  |  |  |  | 0 | 0 | 0 | 0 | 0 | 0 | 0 | 0 | 0 | 0 | 0 | 0 | 0
B | Allow for fire stopping all cables, conduit, trucking, cable tray and the like at penetrations through fire walls and other structures and making good | 0 | 0 | 0 | 0 | 0 | 0 | 0 | 0 | 0 | 0 | 0 | 0 | 0 | Item |  |  |  |  | 0 | 0 | 0 | 0 | 0 | 0 | 0 | 0 | 0 | 0 | 0 | 0 | 0
C | Allow for all incidental work including factory finishing, fixing to all backgrounds by appropriate means and all making good | 0 | 0 | 0 | 0 | 0 | 0 | 0 | 0 | 0 | 0 | 0 | 0 | 0 | Item |  |  |  |  | 0 | 0 | 0 | 0 | 0 | 0 | 0 | 0 | 0 | 0 | 0 | 0 | 0
D | Allow for all protective painting including removing protective coatings or wrappings and cleaning exposed surfaces for Electrical installations. | 0 | 0 | 0 | 0 | 0 | 0 | 0 | 0 | 0 | 0 | 0 | 0 | 0 | Item |  |  |  |  | 0 | 0 | 0 | 0 | 0 | 0 | 0 | 0 | 0 | 0 | 0 | 0 | 0
E | Allow for all decorative painting including removing protective coatings or wrappings and cleaning exposed surfaces for Electrical installations. | 0 | 0 | 0 | 0 | 0 | 0 | 0 | 0 | 0 | 0 | 0 | 0 | 0 | Item |  |  |  |  | 0 | 0 | 0 | 0 | 0 | 0 | 0 | 0 | 0 | 0 | 0 | 0 | 0
F | Allow for training the Employer's Staff to operate and maintain the Electrical Engineering Installations | 0 | 0 | 0 | 0 | 0 | 0 | 0 | 0 | 0 | 0 | 0 | 0 | 0 | Item |  |  |  |  | 0 | 0 | 0 | 0 | 0 | 0 | 0 | 0 | 0 | 0 | 0 | 0 | 0
G | Allow for all incidental work to the Electrical Engineering Installations where not included above or elsewhere | 0 | 0 | 0 | 0 | 0 | 0 | 0 | 0 | 0 | 0 | 0 | 0 | 0 | Item |  |  |  |  | 0 | 0 | 0 | 0 | 0 | 0 | 0 | 0 | 0 | 0 | 0 | 0 | 0
GENERALLY
H | Allow for any other works which are not included above and which are required to complete the Electrical Engineering Installations in accordance with the Specification and the Drawings (Tenderer to list below): | 0 | 0 | 0 | 0 | 0 | 0 | 0 | 0 | 0 | 0 | 0 | 0 | 0 | Item |  |  |  |  | 0 | 0 | 0 | 0 | 0 | 0 | 0 | 0 | 0 | 0 | 0 | 0 | 0
|  | To Collection | [13 empty] | AED
COLLECTION
[14 empty] | Page No. | 3/R/1
[14 empty] | Page No. | 3/R/2
[14 empty] | Page No. | 3/R/3
[14 empty] | Page No. | 3/R/4
[14 empty] | Page No. | 3/R/5
[14 empty] | Page No. | 3/R/6
[14 empty] | Page No. | 3/R/7
[14 empty] | Page No. | 3/R/8
[14 empty] | Page No. | 3/R/9
[14 empty] | Page No. | 3/R/10
TOTAL FOR ELECTRICAL ENGINEERING INSTALLATIONS
|  | To Summary | [13 empty] | AED

## Bill 3-Summary
Item | Description | Page Nr. | TH-A 4-Cluster | TH-A 5-Cluster | TH-A 6-Cluster | TH-A 7-Cluster | TH-A 8-Cluster | TH-A 9-Cluster | Amount AED
|  |  | 1 | 1 | 5 | 1 | 3 | 1
SUMMARY
| SITE WORK | 3/B/4
| CONCRETE WORK | 3/C/6
| MASONRY | 3/D/4
| METALWORK | 3/E/4
| WOODWORK | 3/F/3
| THERMAL AND MOISTURE PROTECTION | 3/G/4
| DOORS AND WINDOWS | 3/H/6
| FINISHES | 3/J/8
| ACCESSORIES | 3/K/5
| MECHANICAL ENGINEERING INSTALLATIONS | 3/Q/24
| ELECTRICAL ENGINEERING INSTALLATIONS | 3/R/11
TOTAL FOR BILL No. 3 : PACKAGE 3 - TOWNHOUSE A
| TO MAIN SUMMARY | AED | [6 empty] | 0