## SUMMARY
POMI BQ CODING SUMMARY · Bill 02 Demol. and Alter. _21.02.2024
Generated: 2026-05-18 13:14 · Rules: 1 ¦ AI: off ¦ Batch: 10
Sheet | Description | Rows | Coded | ✓ Rule | ~ Fuzzy | ✓ AI | ⚠ Review
Bill 2 Demo |  | 2007 | 572 | 572 | 0 | 0 | 0
Bill 2 Demo EO |  | 191 | 21 | 21 | 0 | 0 | 0
Bill 2 Alteration |  | 537 | 109 | 109 | 0 | 0 | 0
TOTAL · 2735 rows · 702 coded · 702 auto ✓ (100%) · 0 flagged ⚠

## Bill 2 Demo
Bill 02 Demol. and Alter. _21.02.2024 · Bill 2 Demo
A–G = original bill · H–O = POMI + NRM coding · ✓ rule/AI ≥85% · ⚠ fuzzy/AI <85% = review
Row | Item Ref | Description | Qty | Unit | Rate AED | Amount AED | POMI Sec | POMI Code | NRM | NRM Description | Measurement | Conf% | Stage | Flag
2 |  |  |  |  | AED | AED
▸ DEMOLITIONS
▸ CUTTING / REMOVALS; STRUCTURAL
▸ Note: Please refer to the following:
▸ 1. Demolition Plan Drawing Nr. S-12200 series
▸ 2. Demolition Section and Details Drawing Nr. S-30200 series
▸ Demolition/Cutting of concrete structures including necessary propping, frames, supports, protection, making good of adjacent structures, offsite disposal to approved locations and all ancillary works as necessary
▸ Ref. D1; demolition for back of house lift 1,2 and 3. (SE-m-08, SE-m-09, SE-m-10)
18 | A | Ref. D1; demolition for back of house lift 1,2 and 3. (SE-m-08, SE-m-09, SE-m-10); Break to remove ground bearing slab over compacted fill to expose top of raft slab and allow connection of new shaft walls to be formed; to basement 2 | 14 | m² | 358.1 | 5013.4 | G | GA010100 | 7.1 | Minor Demolition – Break Out | Item | 98 | Rule | ✓
20 | B | Ref. D1; demolition for back of house lift 1,2 and 3. (SE-m-08, SE-m-09, SE-m-10); Cutting of existing suspended RC slab to form new service lift shaft; from basement 1 to second floor mezzanine | 149 | m² | 414.01 | 61687.49 | G | GA010100 | 7.1 | Minor Demolition – RC Slab | Volume (m³) | 98 | Rule | ✓
▸ Ref. D2; demolition for lulu service lift
24 | C | Ref. D2; demolition for lulu service lift; Cutting of existing suspended RC slab to form new lift shaft; to ground floor and first floor | 19 | m² | 358.1 | 6803.9 | G | GA010100 | 7.1 | Minor Demolition – RC Slab | Volume (m³) | 98 | Rule | ✓
▸ Ref. D3; demolition for waitrose trolley lift (pe-m-21, pe-m-22)
28 | D | Ref. D3; demolition for waitrose trolley lift (pe-m-21, pe-m-22); Break to remove ground bearing slab and allow removal of compacted fill; including cutting of raft slab to form overrun pit; to basement 2 | 37 | m² | 358.1 | 13249.7 | G | GA010100 | 7.1 | Minor Demolition – Cutting | Item | 98 | Rule | ✓
30 | E | Ref. D3; demolition for waitrose trolley lift (pe-m-21, pe-m-22); Demolish RC column; size 600 x 1250 x 3050mm high; to basement 2 | 1 | Nr | 1603.45 | 1603.45 | G | GA010100 | 7.1 | Minor Demolition – RC Column | Volume (m³) | 98 | Rule | ✓
32 | F | Ref. D3; demolition for waitrose trolley lift (pe-m-21, pe-m-22); Cutting of existing suspended RC slab to form new lift shaft; from basement 1 to lower roof | 222 | m² | 414.01 | 91910.22 | G | GA010100 | 7.1 | Minor Demolition – RC Slab | Volume (m³) | 98 | Rule | ✓
35 |  |  | To Collection |  | AED | 180268.16
▸ CUTTING / REMOVALS; STRUCTURAL (Cont´d)
▸ Ref. D4; demolition for lulu trolley lift (pe-m-18, pe-m-19, pe-m-20)
42 | A | Ref. D4; demolition for lulu trolley lift (pe-m-18, pe-m-19, pe-m-20); Break to remove ground bearing slab over compacted fill to expose top of raft slab and allow connection of new shaft walls to be formed; to basement 2 | 39 | m² | 358.1 | 13965.9 | G | GA010100 | 7.1 | Minor Demolition – Break Out | Item | 98 | Rule | ✓
44 | B | Ref. D4; demolition for lulu trolley lift (pe-m-18, pe-m-19, pe-m-20); Cutting of existing suspended RC slab to form new lift shaft; from basement 1 to lower roof | 324 | m² | 414.01 | 134139.24 | G | GA010100 | 7.1 | Minor Demolition – RC Slab | Volume (m³) | 98 | Rule | ✓
▸ Ref. D5; demolition for f&b passenger lift (pe-m-17.1, pe-m-17.2)
48 | C | Ref. D5; demolition for f&b passenger lift (pe-m-17.1, pe-m-17.2); Cutting of existing suspended RC slab to form new lift shaft; from basement 1 to lower roof | 130 | m² | 414.01 | 53821.3 | G | GA010100 | 7.1 | Minor Demolition – RC Slab | Volume (m³) | 98 | Rule | ✓
▸ Ref. D6; demolition for f&b stairs
52 | D | Ref. D6; demolition for f&b stairs; Break to remove ground bearing slab over compacted fill to expose top of raft slab and allow connection of new shaft walls to be formed; to basement 2 | 27 | m² | 358.1 | 9668.7 | G | GA010100 | 7.1 | Minor Demolition – Break Out | Item | 98 | Rule | ✓
54 | E | Ref. D6; demolition for f&b stairs; Cutting of existing suspended RC slab to form new stair well; from basement 1 to second floor | 165 | m² | 414.01 | 68311.65 | G | GA010100 | 7.1 | Minor Demolition – RC Slab | Volume (m³) | 98 | Rule | ✓
▸ Ref. D7; partial demolition of existing south entrance shaft walls
58 | F | Ref. D7; partial demolition of existing south entrance shaft walls; Demolition of staircase; from ground floor to second floor | 1 | Nr. | 120975.38 | 120975.38 | G | GA010100 | 7.1 | Minor Demolition – Staircase | Item | 98 | Rule | ✓
60 | G | Ref. D7; partial demolition of existing south entrance shaft walls; Demolition of fire escape walls; 600mm thick RC walls; from ground floor to third floor | 323 | m² | 276.77 | 89396.71 | G | GA010100 | 7.1 | Minor Demolition – RC Wall | Volume (m³) | 98 | Rule | ✓
▸ Ref. D8; demolition for installation of new escalator from level 1 to level 2
64 | H | Ref. D8; demolition for installation of new escalator from level 1 to level 2; Cutting of existing RC slab to form opening for new escalator; to first floor | 20 | m² | 358.1 | 7162 | G | GA010100 | 7.1 | Minor Demolition – RC Slab | Volume (m³) | 98 | Rule | ✓
67 |  |  | To Collection |  | AED | 497440.88
▸ CUTTING / REMOVALS; STRUCTURAL (Cont´d)
72 | A | CUTTING / REMOVALS; STRUCTURAL (Cont´d); Cutting of existing RC slab to form opening for new escalator; to second floor | 62 | m² | 358.1 | 22202.2 | G | GA010100 | 7.1 | Minor Demolition – Cutting / Removals | Item | 99 | Rule | ✓
▸ Ref. D9; demolition for new south entrance
76 | B | Ref. D9; demolition for new south entrance; Demolition of RC column; size 1250 x 1250 x7250mm high; to ground floor | 3 | Nr. | 3057.21 | 9171.63 | G | GA010100 | 7.1 | Minor Demolition – RC Column | Volume (m³) | 98 | Rule | ✓
78 | C | Ref. D9; demolition for new south entrance; Demolition of RC column; size 1250 x 2000 x 7250mm high; to ground floor | 1 | Nr. | 3962 | 3962 | G | GA010100 | 7.1 | Minor Demolition – RC Column | Volume (m³) | 98 | Rule | ✓
80 | D | Ref. D9; demolition for new south entrance; Demolition of RC column; size 1250 x 1250 x7000mm high; to first floor | 3 | Nr. | 3962 | 11886 | G | GA010100 | 7.1 | Minor Demolition – RC Column | Volume (m³) | 98 | Rule | ✓
82 | E | Ref. D9; demolition for new south entrance; Demolition of RC column; size 1250 x 2000 x 7000mm high; to first floor | 1 | Nr. | 3260.54 | 3260.54 | G | GA010100 | 7.1 | Minor Demolition – RC Column | Volume (m³) | 98 | Rule | ✓
84 | F | Ref. D9; demolition for new south entrance; Demolition of RC column; size 1250 x 1250 x 6200mm high; to second floor | 3 | Nr. | 3463.86 | 10391.58 | G | GA010100 | 7.1 | Minor Demolition – RC Column | Volume (m³) | 98 | Rule | ✓
86 | G | Ref. D9; demolition for new south entrance; Demolition of RC column; size 1250 x 2000 x 6200mm high; to second floor | 1 | Nr. | 3057.21 | 3057.21 | G | GA010100 | 7.1 | Minor Demolition – RC Column | Volume (m³) | 98 | Rule | ✓
88 | H | Ref. D9; demolition for new south entrance; Demolition of RC column; size 1250 x 1250 x 6300mm high; to third floor | 3 | Nr. | 3158.87 | 9476.61 | G | GA010100 | 7.1 | Minor Demolition – RC Column | Volume (m³) | 98 | Rule | ✓
90 | J | Ref. D9; demolition for new south entrance; Demolition of RC column; size 1250 x 2000 x 6300mm high; to third floor | 1 | Nr. | 3718.01 | 3718.01 | G | GA010100 | 7.1 | Minor Demolition – RC Column | Volume (m³) | 98 | Rule | ✓
92 | K | Ref. D9; demolition for new south entrance; Cutting of existing suspended RC slab for new south entrance; from first floor to upper roof | 2,799 | m² | 414.01 | 1158813.99 | G | GA010100 | 7.1 | Minor Demolition – RC Slab | Volume (m³) | 98 | Rule | ✓
94 | L | Ref. D9; demolition for new south entrance; Removal of composite metal deck and steel beams; to first floor and second floor | 1,325 | m² | 256.44 | 339783 | B | B070100 | 7.01 | Minor Demolition – Demo & Remove | Item | 96 | Rule | ✓
▸ Ref. D10; demolition for ellipsoid opening - no. 1,2,3 & 4
98 | M | Ref. D10; demolition for ellipsoid opening - no. 1,2,3 & 4; Cutting of existing suspended RC slab to form new oval shaped void; from first floor to lower roof | 625 | m² | 414.01 | 258756.25 | G | GA010100 | 7.1 | Minor Demolition – RC Slab | Volume (m³) | 98 | Rule | ✓
102 |  |  | To Collection |  | AED | 1834479.02
▸ CUTTING / REMOVALS; STRUCTURAL (Cont´d)
▸ Ref. D12; demolition for garden walk planter boxes -no. 1,2,3,4,5,6,7,8,9 and 10
109 | A | Ref. D12; demolition for garden walk planter boxes -no. 1,2,3,4,5,6,7,8,9 and 10; Cutting of existing suspended RC slab to allow formation of new planter boxes; to ground floor | 2,169 | m² | 414.01 | 897987.69 | G | GA010100 | 7.1 | Minor Demolition – RC Slab | Volume (m³) | 98 | Rule | ✓
111 | B | Ref. D12; demolition for garden walk planter boxes -no. 1,2,3,4,5,6,7,8,9 and 10; Cutting of existing suspended RC slab to form escalator overrun pit; to ground floor | 55 | m² | 414.01 | 22770.55 | G | GA010100 | 7.1 | Minor Demolition – RC Slab | Volume (m³) | 98 | Rule | ✓
▸ Ref. D13; demolition for existing bridging structure
115 | C | Ref. D13; demolition for existing bridging structure; Demolition of RC column; size 1250 x 1500 x 7250mm high; to ground floor | 8 | Nr. | 3260.54 | 26084.32 | G | GA010100 | 7.1 | Minor Demolition – RC Column | Volume (m³) | 98 | Rule | ✓
117 | D | Ref. D13; demolition for existing bridging structure; Demolition of RC column; size 1250 x 1500 x 7000mm high; to first floor | 8 | Nr. | 3362.2 | 26897.6 | G | GA010100 | 7.1 | Minor Demolition – RC Column | Volume (m³) | 98 | Rule | ✓
119 | E | Ref. D13; demolition for existing bridging structure; Demolition of existing bridge walkway; to first floor and second floor | 1,028 | m² | 500.42 | 514431.76 | G | GA010100 | 7.1 | Minor Demolition – Demolition For | Item | 97 | Rule | ✓
▸ Ref. D14; demolition for new ramp b2 to b1 level
123 | F | Ref. D14; demolition for new ramp b2 to b1 level; Break to remove ground bearing slab over compacted fill to expose top of raft slab and allow connection of new ramp slab to be formed; to basement 2 | 17 | m² | 358.1 | 6087.7 | G | GA010100 | 7.1 | Minor Demolition – Break Out | Item | 98 | Rule | ✓
125 | G | Ref. D14; demolition for new ramp b2 to b1 level; Cutting of existing suspended RC slab to form slot for new ramp; to basement 1 | 254 | m² | 414.01 | 105158.54 | G | GA010100 | 7.1 | Minor Demolition – RC Slab | Volume (m³) | 98 | Rule | ✓
▸ Ref. D15; demolition to accommodate the new escalator at level 1
129 | H | Ref. D15; demolition to accommodate the new escalator at level 1; Cutting to form notch in existing suspended RC slab; to first floor | 1 | m² | 1613.62 | 1613.62 | G | GA010100 | 7.1 | Minor Demolition – RC Slab | Volume (m³) | 98 | Rule | ✓
138 |  |  | To Collection |  | AED | 1601031.78
▸ CUTTING / REMOVALS; STRUCTURAL (Cont´d)
▸ Ref. D16; demolition to form south side planters and feature opening
145 | A | Ref. D16; demolition to form south side planters and feature opening; Removal of composite metal deck and steel beams; to first floor and second floor | 937 | m² | 256.44 | 240284.28 | B | B070100 | 7.01 | Minor Demolition – Demo & Remove | Item | 96 | Rule | ✓
▸ Ref. D17; demolition to allow formation of new bridging structure - no 1,2, 3 and 4.
149 | B | Ref. D17; demolition to allow formation of new bridging structure - no 1,2, 3 and 4.; Cutting of existing suspended RC slab to facilitate bridge connection; to first floor and second floor | 244 | m² | 358.1 | 87376.4 | G | GA010100 | 7.1 | Minor Demolition – RC Slab | Volume (m³) | 98 | Rule | ✓
▸ Ref. D18; demolition to form openings around the pulse.
153 | C | Ref. D18; demolition to form openings around the pulse.; Demolition of RC column; size 1250 x 1250 x 7250mm high; to ground floor | 1 | Nr. | 3260.54 | 3260.54 | G | GA010100 | 7.1 | Minor Demolition – RC Column | Volume (m³) | 98 | Rule | ✓
155 | D | Ref. D18; demolition to form openings around the pulse.; Demolition of RC column; size 1250 x 1250 x 7000mm high; to first floor | 1 | Nr. | 3260.54 | 3260.54 | G | GA010100 | 7.1 | Minor Demolition – RC Column | Volume (m³) | 98 | Rule | ✓
157 | E | Ref. D18; demolition to form openings around the pulse.; Demolition of RC column; size 1250 x 1250 x 6250mm high; to second floor | 1 | Nr. | 3057.21 | 3057.21 | G | GA010100 | 7.1 | Minor Demolition – RC Column | Volume (m³) | 98 | Rule | ✓
159 | F | Ref. D18; demolition to form openings around the pulse.; Demolition of RC column; size 1250 x 1250 x 3400mm high; to third floor | 1 | Nr. | 1837.27 | 1837.27 | G | GA010100 | 7.1 | Minor Demolition – RC Column | Volume (m³) | 98 | Rule | ✓
161 | G | Ref. D18; demolition to form openings around the pulse.; Demolition of RC wall; 600mm thick; from ground floor to third floor | 400 | m² | 434.34 | 173736 | G | GA010100 | 7.1 | Minor Demolition – RC Wall | Volume (m³) | 98 | Rule | ✓
163 | H | Ref. D18; demolition to form openings around the pulse.; Cutting of existing RC slab to to form opening around pulse; from first floor to lower roof | 1655 | m² | 358.1 | 592655.5 | G | GA010100 | 7.1 | Minor Demolition – RC Slab | Volume (m³) | 98 | Rule | ✓
171 |  |  | To Collection |  | AED | 1105467.74
▸ CUTTING / REMOVALS; STRUCTURAL (Cont´d)
▸ Ref. D19; demolition to reprofile existing openings - n0. 1,2,3,4,5, 6 and 7.
178 | A | Ref. D19; demolition to reprofile existing openings - n0. 1,2,3,4,5, 6 and 7.; Break back and remove the covering of bulkhead and any architectural finishes on the existing hexagonal opening; to first floor and second floor | 409 | m | 302.18 | 123591.62
▸ Ref. D20; demolition to facilitate new travelator from b2 to b1.
182 | B | Ref. D20; demolition to facilitate new travelator from b2 to b1.; Break to remove ground bearing slab and compacted fill, a minimum of 250mm breaking is also required in structural raft and an additional of 100mm for strengthening works | 28 | m² | 480.09 | 13442.52 | G | GA010100 | 7.1 | Minor Demolition – Break Out | Item | 98 | Rule | ✓
184 | C | Ref. D20; demolition to facilitate new travelator from b2 to b1.; Cutting of existing suspended RC slab to form opening for new travelator; to basement 1 | 23 | m² | 358.1 | 8236.3 | G | GA010100 | 7.1 | Minor Demolition – RC Slab | Volume (m³) | 98 | Rule | ✓
▸ Ref. D21; demolition of steel area to form new circular opening - no. 1,2,3,4,5 and 6
188 | D | Ref. D21; demolition of steel area to form new circular opening - no. 1,2,3,4,5 and 6; Demolition and removal of steel beams; from third floor to upper roof | 2,336 | m² | 256.44 | 599043.84 | B | B070100 | 7.01 | Minor Demolition – Demo & Remove | Item | 96 | Rule | ✓
▸ Ref. D22; demolition of r.c. slab to form circular opening -no. 1,2 and 3
192 | E | Ref. D22; demolition of r.c. slab to form circular opening -no. 1,2 and 3; Cutting of existing suspended RC slab to form opening; from third floor to upper roof | 342 | m² | 414.01 | 141591.42 | G | GA010100 | 7.1 | Minor Demolition – RC Slab | Volume (m³) | 98 | Rule | ✓
▸ Ref. D23; partial demolition to facilitate addition of planters on existing steel structures - no. 1 and 2
196 | F | Ref. D23; partial demolition to facilitate addition of planters on existing steel structures - no. 1 and 2; Demolition and removal of steel beams; to first floor | 78 | m² | 256.44 | 20002.32 | B | B070100 | 7.01 | Minor Demolition – Demo & Remove | Item | 96 | Rule | ✓
▸ Ref. D24; demolition to facilitate closing of existing opening
204 |  |  | To Collection |  | AED | 905908.02
▸ CUTTING / REMOVALS; STRUCTURAL (Cont´d)
209 | A | CUTTING / REMOVALS; STRUCTURAL (Cont´d); Cutting of 2 nr. 750mm wide strips out of the existing suspended RC slab; to third floor | 25 | m² | 358.1 | 8952.5 | G | GA010100 | 7.1 | Minor Demolition – Cutting / Removals | Item | 99 | Rule | ✓
253 |  |  | To Collection |  | AED | 8952.5
▸ CUTTING / REMOVALS; STRUCTURAL (Cont´d)
▸ Others:
260 | A | Others:; Break to remove ground bearing slab over compacted fill to expose top of raft slab and allow connection of new sewer tank walls to be formed; to basement 2 | 8 | m² | 358.1 | 2864.8 | G | GA010100 | 7.1 | Minor Demolition – Break Out | Item | 97 | Rule | ✓
262 | B | Others:; Demolition of existing RC wall to allow wall opening for new air intake shaft: 350mm thick; to basement 1 | 51 | m² | 414.01 | 21114.51 | G | GA010100 | 7.1 | Minor Demolition – RC Wall | Volume (m³) | 98 | Rule | ✓
264 | C | Others:; Demolition of existing ramp; to ground floor | 1 | Nr. | 170514.62 | 170514.62 | G | GA010100 | 7.1 | Minor Demolition – Demolition Of | Item | 97 | Rule | ✓
266 | D | Others:; Demolition of existing wall; to ground floor | 5 | m² | 434.34 | 2171.7 | G | GA010100 | 7.1 | Minor Demolition – Demolition Of | Item | 97 | Rule | ✓
268 | E | Others:; Demolition of parapet wall above ramp top slab; to ground floor | 56 | m | 276.77 | 15499.12 | G | GA010100 | 7.1 | Minor Demolition – Demolition Of | Item | 97 | Rule | ✓
270 | F | Others:; Demolition of existing RC slab to facilitate new slab opening geometry; to first floor | 36 | m² | 399.83 | 14393.88 | G | GA010100 | 7.1 | Minor Demolition – RC Slab | Volume (m³) | 98 | Rule | ✓
272 | G | Others:; Cutting of existing RC slab to form opening; to upper roof | 5 | m² | 358.1 | 1790.5 | G | GA010100 | 7.1 | Minor Demolition – Cutting Existing | Item | 97 | Rule | ✓
274 | H | Others:; Cutting of existing RC slab to form opening; to top of upper mechanical room | 5 | m² | 358.1 | 1790.5 | G | GA010100 | 7.1 | Minor Demolition – Cutting Existing | Item | 97 | Rule | ✓
294 |  |  | To Collection |  | AED | 230139.63
▸ STRIP-OUT / REMOVALS; ARCHITECTURAL
▸ Note: Refer to the following:
▸ 1. Demolition Plan Drawing Nr. D-101A to D-111D and D-200
▸ Removal of internal partitions and doors; various thickness; including disposal to approved locations, cleaning, making good all work affected and all ancillary works as necessary
305 | A | Removal of internal partitions and doors; various thickness; including disposal to approved locations, cleaning, making good all work affected and all ancillary works as necessary; Removal of blockwork walls; from basement 2 to upper roof | 19,141 | m² | 80.56 | 1541998.96 | D | D020100 | 2.07 | Internal Walls – Blockwork | Area (m²) | 93 | Rule | ✓
307 | B | Removal of internal partitions and doors; various thickness; including disposal to approved locations, cleaning, making good all work affected and all ancillary works as necessary; Extra over single leaf door; from ground floor to lower roof | 43 | Nr. | 134.44 | 5780.92 | G | GA010100 | 7.1 | Minor Demolition – Internal Partitions | Area (m²) | 97 | Rule | ✓
309 | C | Removal of internal partitions and doors; various thickness; including disposal to approved locations, cleaning, making good all work affected and all ancillary works as necessary; Extra over double leaf door; from ground floor to lower roof | 17 | Nr. | 190.36 | 3236.12 | G | GA010100 | 7.1 | Minor Demolition – Internal Partitions | Area (m²) | 97 | Rule | ✓
311 | D | Removal of internal partitions and doors; various thickness; including disposal to approved locations, cleaning, making good all work affected and all ancillary works as necessary; Removal of demising walls; from ground floor to second floor | 25,457 | m² | 80.56 | 2050815.92 | G | GA010100 | 7.1 | Minor Demolition – Internal Partitions | Area (m²) | 97 | Rule | ✓
313 | E | Removal of internal partitions and doors; various thickness; including disposal to approved locations, cleaning, making good all work affected and all ancillary works as necessary; Removal of shop-front / demiser piers; from ground floor to second floor | 36,879 | m² | 88.7 | 3271167.3 | G | GA010100 | 7.1 | Minor Demolition – Internal Partitions | Area (m²) | 97 | Rule | ✓
315 | F | Removal of internal partitions and doors; various thickness; including disposal to approved locations, cleaning, making good all work affected and all ancillary works as necessary; Removal of single leaf door; to ground floor | 2 | Nr. | 134.44 | 268.88 | G | GA010100 | 7.1 | Minor Demolition – Internal Partitions | Area (m²) | 97 | Rule | ✓
317 | G | Removal of internal partitions and doors; various thickness; including disposal to approved locations, cleaning, making good all work affected and all ancillary works as necessary; Removal of double leaf door; to second floor and upper floor | 2 | Nr. | 190.36 | 380.72 | G | GA010100 | 7.1 | Minor Demolition – Internal Partitions | Area (m²) | 97 | Rule | ✓
▸ Removal of facade; including disposal to approved locations, cleaning, making good all work affected and all ancillary works as necessary
321 | H | Removal of facade; including disposal to approved locations, cleaning, making good all work affected and all ancillary works as necessary; Removal of blockwork walls; from ground floor to second floor | 1,893 | m² | 80.56 | 152500.08 | G | GA010100 | 7.1 | Minor Demolition – Facade | Area (m²) | 97 | Rule | ✓
323 | J | Removal of facade; including disposal to approved locations, cleaning, making good all work affected and all ancillary works as necessary; Extra over double leaf door; to ground floor | 1 | Nr. | 134.44 | 134.44 | G | GA010100 | 7.1 | Minor Demolition – Facade | Area (m²) | 97 | Rule | ✓
325 | K | Removal of facade; including disposal to approved locations, cleaning, making good all work affected and all ancillary works as necessary; Removal of curtain walls; to ground floor | 2,145 | m² | 367.51 | 788308.95 | G | GA010100 | 7.1 | Minor Demolition – Facade | Area (m²) | 97 | Rule | ✓
332 |  |  | To Collection |  | AED | 7814592.29
▸ STRIP-OUT / REMOVALS; ARCHITECTURAL (Cont´d)
337 | A | STRIP-OUT / REMOVALS; ARCHITECTURAL (Cont´d); Extra over for removal of GFRC panels and frames | 1 | Item | 416376.42 | 416376.42 | G | GA010100 | 7.1 | Minor Demolition – Strip Out | Item | 99 | Rule | ✓
339 | B | STRIP-OUT / REMOVALS; ARCHITECTURAL (Cont´d); Removal of GFRC panels and frames (RATE ONLY) |  | m² | 300 | 0 | G | GA010100 | 7.1 | Minor Demolition – Strip Out | Item | 99 | Rule | ✓
341 | C | STRIP-OUT / REMOVALS; ARCHITECTURAL (Cont´d); Removal of air intake (approximate) | 1680 | m² | 370.22 | 621969.6 | G | GA010100 | 7.1 | Minor Demolition – Strip Out | Item | 99 | Rule | ✓
▸ Removal of internal finishes; including disposal to approved locations, cleaning, making good all work affected and all ancillary works as necessary
345 | D | Removal of internal finishes; including disposal to approved locations, cleaning, making good all work affected and all ancillary works as necessary; Removal of existing floor finish on mall concourse; from ground floor to second floor | 37395 | m² | 95.81 | 3582814.95 | G | GA010100 | 7.1 | Minor Demolition – Removal | Item | 95 | Rule | ✓
347 | E | Removal of internal finishes; including disposal to approved locations, cleaning, making good all work affected and all ancillary works as necessary; Removal of bulkhead in preparation for newly shaped opening; to first floor and second floor | 606 | m | 302.18 | 183121.08 | G | GA010100 | 7.1 | Minor Demolition – Removal | Item | 95 | Rule | ✓
371 |  |  | To Collection |  | AED | 4804282.05
▸ STRIP-OUT / REMOVALS; MECHANICAL ENGINEERING INSTALLATIONS
▸ Note: Refer to the following:
▸ 1. Drawings are provided for services that are required to be removed and modified. However, the extent / scope of demolition shall not be limited to the details shown on the drawings, based on site conditions. Contractor shall be responsible for rerouting or modifying existing services whether shown on the drawings or not to facilitate civil, architectural and MEP works.
▸ 2. Drawing Nr.. D-12100 to 12159 drainage layout demolition
▸ 3. Drawing Nr.. W-12300 to 12354 water system demolition layout drawing
▸ 4. Drawing Nr.. F-12200 to 12254 fire protection system demolition layout drawings
▸ 5. Drawing Nr.. G-12500 to 12524 gas system demolition layout drawings
▸ 6. Drawing Nr.. M-12000 to 12094 / 12100 to 12194 HVAC and chilled water system demolition layout drawing
▸ 7. Modification and reinstatement works shall include dropping / extending the existing water pipes and accessories to suit the new level of height.
▸ Dismantling/packing of existing escalator unit; complete with drive motor, balustrade, truss, steps control panel, gears, sprockets, switches, escalator safety mechanisms, hoisting/hauling, and all ancillary works as necessary
394 | A | Dismantling/packing of existing escalator unit; complete with drive motor, balustrade, truss, steps control panel, gears, sprockets, switches, escalator safety mechanisms, hoisting/hauling, and all ancillary works as necessary; Dismantling/packing escalator at lulu area | 2 | Nr.. | 32348.8 | 64697.6 | P | P020100 | 5.10 | Lifts and Conveyors – Escalator | Enumerated (nr) | 96 | Rule | ✓
401 |  |  | To Collection |  | AED | 64697.6
▸ STRIP-OUT / REMOVALS; MECHANICAL ENGINEERING INSTALLATIONS (Cont´d)
▸ Dismantling of existing VT unit; complete with drive motor, balustrade, truss, steps control panel, gears, sprockets, switches, escalator safety mechanisms, hoisting/hauling, and all ancillary works as necessary
408 | A | Dismantling of existing VT unit; complete with drive motor, balustrade, truss, steps control panel, gears, sprockets, switches, escalator safety mechanisms, hoisting/hauling, and all ancillary works as necessary; Dismantling of escalator unit; to garden walk area | 4 | Nr. | 88418.96 | 353675.84 | P | P020100 | 5.10 | Lifts and Conveyors – Escalator | Enumerated (nr) | 96 | Rule | ✓
▸ Dismantling, protect and store all existing Drainage system services; including pipes, pipe fittings, supports, hangers, valves, floor drains, parking drains, roof vent cowls, roof drains, clean outs, and all ancillary works as necessary( for subsequent; re-use, isolate, disconnections, pipe branches to be dismantled shall be close and fitted with tags and making good and disposal to approved location)
412 | B | Dismantling, protect and store all existing Drainage system services; including pipes, pipe fittings, supports, hangers, valves, floor drains, parking drains, roof vent cowls, roof drains, clean outs, and all ancillary works as necessary( for subsequent; re-use, isolate, disconnections, pipe branches to be dismantled shall be close and fitted with tags and making good and disposal to approved location); Kitchen waste pipe; size 75mm diameter | 538 | m | 60.24 | 32409.12 | Q | Q020100 | 5.03 | Disposal Installations – Pipework | Length (m) | 95 | Rule | ✓
414 | C | Dismantling, protect and store all existing Drainage system services; including pipes, pipe fittings, supports, hangers, valves, floor drains, parking drains, roof vent cowls, roof drains, clean outs, and all ancillary works as necessary( for subsequent; re-use, isolate, disconnections, pipe branches to be dismantled shall be close and fitted with tags and making good and disposal to approved location); Kitchen waste pipe; size 80mm diameter | 8 | m | 60.26 | 482.08 | Q | Q020100 | 5.03 | Disposal Installations – Pipework | Length (m) | 95 | Rule | ✓
416 | D | Dismantling, protect and store all existing Drainage system services; including pipes, pipe fittings, supports, hangers, valves, floor drains, parking drains, roof vent cowls, roof drains, clean outs, and all ancillary works as necessary( for subsequent; re-use, isolate, disconnections, pipe branches to be dismantled shall be close and fitted with tags and making good and disposal to approved location); Kitchen waste pipe; size 100mm diameter | 5 | m | 61.15 | 305.75 | Q | Q020100 | 5.03 | Disposal Installations – Pipework | Length (m) | 95 | Rule | ✓
418 | E | Dismantling, protect and store all existing Drainage system services; including pipes, pipe fittings, supports, hangers, valves, floor drains, parking drains, roof vent cowls, roof drains, clean outs, and all ancillary works as necessary( for subsequent; re-use, isolate, disconnections, pipe branches to be dismantled shall be close and fitted with tags and making good and disposal to approved location); Kitchen waste pipe; size 150mm diameter | 54 | m | 154.83 | 8360.82 | Q | Q020100 | 5.03 | Disposal Installations – Pipework | Length (m) | 95 | Rule | ✓
420 | F | Dismantling, protect and store all existing Drainage system services; including pipes, pipe fittings, supports, hangers, valves, floor drains, parking drains, roof vent cowls, roof drains, clean outs, and all ancillary works as necessary( for subsequent; re-use, isolate, disconnections, pipe branches to be dismantled shall be close and fitted with tags and making good and disposal to approved location); Kitchen waste pipe; size 160mm diameter | 110 | m | 154.83 | 17031.3 | Q | Q020100 | 5.03 | Disposal Installations – Pipework | Length (m) | 95 | Rule | ✓
422 | G | Dismantling, protect and store all existing Drainage system services; including pipes, pipe fittings, supports, hangers, valves, floor drains, parking drains, roof vent cowls, roof drains, clean outs, and all ancillary works as necessary( for subsequent; re-use, isolate, disconnections, pipe branches to be dismantled shall be close and fitted with tags and making good and disposal to approved location); Sewer pipe; size 50mm diameter | 27 | m | 43.03 | 1161.81 | Q | Q020100 | 5.03 | Disposal Installations – Pipework | Length (m) | 95 | Rule | ✓
424 | H | Dismantling, protect and store all existing Drainage system services; including pipes, pipe fittings, supports, hangers, valves, floor drains, parking drains, roof vent cowls, roof drains, clean outs, and all ancillary works as necessary( for subsequent; re-use, isolate, disconnections, pipe branches to be dismantled shall be close and fitted with tags and making good and disposal to approved location); Sewer pipe; size 80mm diameter | 23 | m | 33.1 | 761.3 | Q | Q020100 | 5.03 | Disposal Installations – Pipework | Length (m) | 95 | Rule | ✓
426 | J | Dismantling, protect and store all existing Drainage system services; including pipes, pipe fittings, supports, hangers, valves, floor drains, parking drains, roof vent cowls, roof drains, clean outs, and all ancillary works as necessary( for subsequent; re-use, isolate, disconnections, pipe branches to be dismantled shall be close and fitted with tags and making good and disposal to approved location); Sewer pipe; size 100mm diameter | 525 | m | 33.75 | 17718.75 | Q | Q020100 | 5.03 | Disposal Installations – Pipework | Length (m) | 95 | Rule | ✓
428 | K | Dismantling, protect and store all existing Drainage system services; including pipes, pipe fittings, supports, hangers, valves, floor drains, parking drains, roof vent cowls, roof drains, clean outs, and all ancillary works as necessary( for subsequent; re-use, isolate, disconnections, pipe branches to be dismantled shall be close and fitted with tags and making good and disposal to approved location); Sewer pipe; size 110mm diameter | 50 | m | 33.75 | 1687.5 | Q | Q020100 | 5.03 | Disposal Installations – Pipework | Length (m) | 95 | Rule | ✓
430 | L | Dismantling, protect and store all existing Drainage system services; including pipes, pipe fittings, supports, hangers, valves, floor drains, parking drains, roof vent cowls, roof drains, clean outs, and all ancillary works as necessary( for subsequent; re-use, isolate, disconnections, pipe branches to be dismantled shall be close and fitted with tags and making good and disposal to approved location); Sewer pipe; size 160mm diameter | 80 | m | 54.92 | 4393.6 | Q | Q020100 | 5.03 | Disposal Installations – Pipework | Length (m) | 95 | Rule | ✓
432 | M | Dismantling, protect and store all existing Drainage system services; including pipes, pipe fittings, supports, hangers, valves, floor drains, parking drains, roof vent cowls, roof drains, clean outs, and all ancillary works as necessary( for subsequent; re-use, isolate, disconnections, pipe branches to be dismantled shall be close and fitted with tags and making good and disposal to approved location); Sewer pipe; size 200mm diameter | 64 | m | 66.66 | 4266.24 | Q | Q020100 | 5.03 | Disposal Installations – Pipework | Length (m) | 95 | Rule | ✓
434 | N | Dismantling, protect and store all existing Drainage system services; including pipes, pipe fittings, supports, hangers, valves, floor drains, parking drains, roof vent cowls, roof drains, clean outs, and all ancillary works as necessary( for subsequent; re-use, isolate, disconnections, pipe branches to be dismantled shall be close and fitted with tags and making good and disposal to approved location); Waste pipe; size 50mm diameter | 255 | m | 43.03 | 10972.65 | Q | Q020100 | 5.03 | Disposal Installations – Pipework | Length (m) | 95 | Rule | ✓
439 |  |  | To Collection |  | AED | 453226.76
▸ STRIP-OUT / REMOVALS; MECHANICAL ENGINEERING INSTALLATIONS (Cont´d)
444 | A | STRIP-OUT / REMOVALS; MECHANICAL ENGINEERING INSTALLATIONS (Cont´d); Waste pipe; size 65mm diameter | 2 | m | 33.08 | 66.16 | G | GA010100 | 7.1 | Minor Demolition – Strip Out | Item | 99 | Rule | ✓
446 | B | STRIP-OUT / REMOVALS; MECHANICAL ENGINEERING INSTALLATIONS (Cont´d); Waste pipe; size 80mm diameter | 631 | m | 33.1 | 20886.1 | G | GA010100 | 7.1 | Minor Demolition – Strip Out | Item | 99 | Rule | ✓
448 | C | STRIP-OUT / REMOVALS; MECHANICAL ENGINEERING INSTALLATIONS (Cont´d); Waste pipe; size 82mm diameter | 435 | m | 33.1 | 14398.5 | G | GA010100 | 7.1 | Minor Demolition – Strip Out | Item | 99 | Rule | ✓
450 | D | STRIP-OUT / REMOVALS; MECHANICAL ENGINEERING INSTALLATIONS (Cont´d); Waste pipe; size 100mm diameter | 234 | m | 33.75 | 7897.5 | G | GA010100 | 7.1 | Minor Demolition – Strip Out | Item | 99 | Rule | ✓
452 | E | STRIP-OUT / REMOVALS; MECHANICAL ENGINEERING INSTALLATIONS (Cont´d); Waste pipe; size 110mm diameter | 52 | m | 33.75 | 1755 | G | GA010100 | 7.1 | Minor Demolition – Strip Out | Item | 99 | Rule | ✓
454 | F | STRIP-OUT / REMOVALS; MECHANICAL ENGINEERING INSTALLATIONS (Cont´d); Waste pipe; size 150mm diameter | 9 | m | 54.92 | 494.28 | G | GA010100 | 7.1 | Minor Demolition – Strip Out | Item | 99 | Rule | ✓
456 | G | STRIP-OUT / REMOVALS; MECHANICAL ENGINEERING INSTALLATIONS (Cont´d); Waste pipe; size 160mm diameter | 221 | m | 54.92 | 12137.32 | G | GA010100 | 7.1 | Minor Demolition – Strip Out | Item | 99 | Rule | ✓
458 | H | STRIP-OUT / REMOVALS; MECHANICAL ENGINEERING INSTALLATIONS (Cont´d); Waste pipe; size 200mm diameter | 168 | m | 66.66 | 11198.88 | G | GA010100 | 7.1 | Minor Demolition – Strip Out | Item | 99 | Rule | ✓
460 | J | STRIP-OUT / REMOVALS; MECHANICAL ENGINEERING INSTALLATIONS (Cont´d); Vent pipe; size 50mm diameter | 39 | m | 43.03 | 1678.17 | G | GA010100 | 7.1 | Minor Demolition – Strip Out | Item | 99 | Rule | ✓
462 | K | STRIP-OUT / REMOVALS; MECHANICAL ENGINEERING INSTALLATIONS (Cont´d); Vent pipe; size 82mm diameter | 1,273 | m | 33.1 | 42136.3 | G | GA010100 | 7.1 | Minor Demolition – Strip Out | Item | 99 | Rule | ✓
464 | L | STRIP-OUT / REMOVALS; MECHANICAL ENGINEERING INSTALLATIONS (Cont´d); Vent pipe; size 65mm diameter | 83 | m | 33.08 | 2745.64 | G | GA010100 | 7.1 | Minor Demolition – Strip Out | Item | 99 | Rule | ✓
466 | M | STRIP-OUT / REMOVALS; MECHANICAL ENGINEERING INSTALLATIONS (Cont´d); Vent pipe; size 80mm diameter | 78 | m | 33.1 | 2581.8 | G | GA010100 | 7.1 | Minor Demolition – Strip Out | Item | 99 | Rule | ✓
468 | N | STRIP-OUT / REMOVALS; MECHANICAL ENGINEERING INSTALLATIONS (Cont´d); Vent pipe; size 110mm diameter | 13 | m | 33.75 | 438.75 | G | GA010100 | 7.1 | Minor Demolition – Strip Out | Item | 99 | Rule | ✓
470 | P | STRIP-OUT / REMOVALS; MECHANICAL ENGINEERING INSTALLATIONS (Cont´d); Storm drainage pipe; size 82mm diameter | 9 | m | 33.1 | 297.9 | G | GA010100 | 7.1 | Minor Demolition – Strip Out | Item | 99 | Rule | ✓
472 | Q | STRIP-OUT / REMOVALS; MECHANICAL ENGINEERING INSTALLATIONS (Cont´d); Storm drainage pipe; size 110mm diameter | 591 | m | 33.75 | 19946.25 | G | GA010100 | 7.1 | Minor Demolition – Strip Out | Item | 99 | Rule | ✓
474 | R | STRIP-OUT / REMOVALS; MECHANICAL ENGINEERING INSTALLATIONS (Cont´d); Allow for dismantling, protect and store all existing Sanitary Fixtures and accessories; including disconnections of pipes, and all ancillary works as necessary( for subsequent re-use; isolate, making good and disposal to approved location) | 1 | Item | 29006.46 | 29006.46 | G | GA010100 | 7.1 | Minor Demolition – Strip Out | Item | 99 | Rule | ✓
485 |  |  | To Collection |  | AED | 167665.01
▸ STRIP-OUT / REMOVALS; MECHANICAL ENGINEERING INSTALLATIONS (Cont´d)
▸ Dismantling, protect and store all existing Condensate drain pipe; including pipes, pipe fittings, supports, hangers, clean outs, insulations, and all ancillary works as necessary( for subsequent re-use; isolate, disconnections, pipe branches to be dismantled shall be close and fitted with tags, making good and disposal to approved location)
492 | A | Dismantling, protect and store all existing Condensate drain pipe; including pipes, pipe fittings, supports, hangers, clean outs, insulations, and all ancillary works as necessary( for subsequent re-use; isolate, disconnections, pipe branches to be dismantled shall be close and fitted with tags, making good and disposal to approved location); CDP; size 25mm diameter | 300 | m | 36.69 | 11007 | B | B070100 | 7.01 | Minor Demolition – Dismantling | Item | 95 | Rule | ✓
494 | B | Dismantling, protect and store all existing Condensate drain pipe; including pipes, pipe fittings, supports, hangers, clean outs, insulations, and all ancillary works as necessary( for subsequent re-use; isolate, disconnections, pipe branches to be dismantled shall be close and fitted with tags, making good and disposal to approved location); CDP; size 32mm diameter | 67 | m | 37.81 | 2533.27 | B | B070100 | 7.01 | Minor Demolition – Dismantling | Item | 95 | Rule | ✓
496 | C | Dismantling, protect and store all existing Condensate drain pipe; including pipes, pipe fittings, supports, hangers, clean outs, insulations, and all ancillary works as necessary( for subsequent re-use; isolate, disconnections, pipe branches to be dismantled shall be close and fitted with tags, making good and disposal to approved location); CDP; size 40mm diameter | 21 | m | 40.59 | 852.39 | B | B070100 | 7.01 | Minor Demolition – Dismantling | Item | 95 | Rule | ✓
498 | D | Dismantling, protect and store all existing Condensate drain pipe; including pipes, pipe fittings, supports, hangers, clean outs, insulations, and all ancillary works as necessary( for subsequent re-use; isolate, disconnections, pipe branches to be dismantled shall be close and fitted with tags, making good and disposal to approved location); CDP; size 50mm diameter | 118 | m | 41.14 | 4854.52 | B | B070100 | 7.01 | Minor Demolition – Dismantling | Item | 95 | Rule | ✓
500 | E | Dismantling, protect and store all existing Condensate drain pipe; including pipes, pipe fittings, supports, hangers, clean outs, insulations, and all ancillary works as necessary( for subsequent re-use; isolate, disconnections, pipe branches to be dismantled shall be close and fitted with tags, making good and disposal to approved location); CDP; size 65mm diameter | 28 | m | 41.97 | 1175.16 | B | B070100 | 7.01 | Minor Demolition – Dismantling | Item | 95 | Rule | ✓
502 | F | Dismantling, protect and store all existing Condensate drain pipe; including pipes, pipe fittings, supports, hangers, clean outs, insulations, and all ancillary works as necessary( for subsequent re-use; isolate, disconnections, pipe branches to be dismantled shall be close and fitted with tags, making good and disposal to approved location); CDP; size 75mm diameter | 44 | m | 47.81 | 2103.64 | B | B070100 | 7.01 | Minor Demolition – Dismantling | Item | 95 | Rule | ✓
504 | G | Dismantling, protect and store all existing Condensate drain pipe; including pipes, pipe fittings, supports, hangers, clean outs, insulations, and all ancillary works as necessary( for subsequent re-use; isolate, disconnections, pipe branches to be dismantled shall be close and fitted with tags, making good and disposal to approved location); CDP; size 80mm diameter | 85 | m | 47.81 | 4063.85 | B | B070100 | 7.01 | Minor Demolition – Dismantling | Item | 95 | Rule | ✓
506 | H | Dismantling, protect and store all existing Condensate drain pipe; including pipes, pipe fittings, supports, hangers, clean outs, insulations, and all ancillary works as necessary( for subsequent re-use; isolate, disconnections, pipe branches to be dismantled shall be close and fitted with tags, making good and disposal to approved location); CDP; size 82mm diameter | 512 | m | 47.81 | 24478.72 | B | B070100 | 7.01 | Minor Demolition – Dismantling | Item | 95 | Rule | ✓
508 | J | Dismantling, protect and store all existing Condensate drain pipe; including pipes, pipe fittings, supports, hangers, clean outs, insulations, and all ancillary works as necessary( for subsequent re-use; isolate, disconnections, pipe branches to be dismantled shall be close and fitted with tags, making good and disposal to approved location); CDP; size 100mm diameter | 8 | m | 66.71 | 533.68 | B | B070100 | 7.01 | Minor Demolition – Dismantling | Item | 95 | Rule | ✓
▸ Dismantling, protect and handing over at client yard all existing cold/hot Water Services; including pipes, pipe fittings, insulations, supports, hangers, valves, equipments and all ancillary works as necessary( for subsequent re-use; isolate, disconnections, pipe branches to be dismantled shall be close and fitted with tags, making good and disposal to approved location)
512 | K | Dismantling, protect and handing over at client yard all existing cold/hot Water Services; including pipes, pipe fittings, insulations, supports, hangers, valves, equipments and all ancillary works as necessary( for subsequent re-use; isolate, disconnections, pipe branches to be dismantled shall be close and fitted with tags, making good and disposal to approved location); CWS pipe; size 15mm diameter | 171 | m | 35.59 | 6085.89 | Q | Q020100 | 5.04 | Water Installations – Pipework | Length (m) | 93 | Rule | ✓
514 | L | Dismantling, protect and handing over at client yard all existing cold/hot Water Services; including pipes, pipe fittings, insulations, supports, hangers, valves, equipments and all ancillary works as necessary( for subsequent re-use; isolate, disconnections, pipe branches to be dismantled shall be close and fitted with tags, making good and disposal to approved location); CWS pipe; size 20mm diameter | 352 | m | 41.69 | 14674.88 | Q | Q020100 | 5.04 | Water Installations – Pipework | Length (m) | 93 | Rule | ✓
516 | M | Dismantling, protect and handing over at client yard all existing cold/hot Water Services; including pipes, pipe fittings, insulations, supports, hangers, valves, equipments and all ancillary works as necessary( for subsequent re-use; isolate, disconnections, pipe branches to be dismantled shall be close and fitted with tags, making good and disposal to approved location); CWS pipe; size 25mm diameter | 133 | m | 44.48 | 5915.84 | Q | Q020100 | 5.04 | Water Installations – Pipework | Length (m) | 93 | Rule | ✓
520 |  |  | To Collection |  | AED | 78278.84
▸ STRIP-OUT / REMOVALS; MECHANICAL ENGINEERING INSTALLATIONS (Cont´d)
525 | A | STRIP-OUT / REMOVALS; MECHANICAL ENGINEERING INSTALLATIONS (Cont´d); CWS pipe; size 32mm diameter | 63 | m | 46.98 | 2959.74 | G | GA010100 | 7.1 | Minor Demolition – Strip Out | Item | 99 | Rule | ✓
527 | B | STRIP-OUT / REMOVALS; MECHANICAL ENGINEERING INSTALLATIONS (Cont´d); CWS pipe; size 40mm diameter | 508 | m | 51.7 | 26263.6 | G | GA010100 | 7.1 | Minor Demolition – Strip Out | Item | 99 | Rule | ✓
529 | C | STRIP-OUT / REMOVALS; MECHANICAL ENGINEERING INSTALLATIONS (Cont´d); CWS pipe; size 50mm diameter | 2,595 | m | 54.2 | 140649 | G | GA010100 | 7.1 | Minor Demolition – Strip Out | Item | 99 | Rule | ✓
531 | D | STRIP-OUT / REMOVALS; MECHANICAL ENGINEERING INSTALLATIONS (Cont´d); CWS pipe; size 65mm diameter | 277 | m | 58.93 | 16323.61 | G | GA010100 | 7.1 | Minor Demolition – Strip Out | Item | 99 | Rule | ✓
533 | E | STRIP-OUT / REMOVALS; MECHANICAL ENGINEERING INSTALLATIONS (Cont´d); CWS pipe; size 82mm diameter | 100 | m | 77 | 7700 | G | GA010100 | 7.1 | Minor Demolition – Strip Out | Item | 99 | Rule | ✓
535 | F | STRIP-OUT / REMOVALS; MECHANICAL ENGINEERING INSTALLATIONS (Cont´d); CWS pipe; size 90mm diameter | 9 | m | 80.61 | 725.49 | G | GA010100 | 7.1 | Minor Demolition – Strip Out | Item | 99 | Rule | ✓
537 | G | STRIP-OUT / REMOVALS; MECHANICAL ENGINEERING INSTALLATIONS (Cont´d); CWS pipe; size 100mm diameter | 42 | m | 80.61 | 3385.62 | G | GA010100 | 7.1 | Minor Demolition – Strip Out | Item | 99 | Rule | ✓
▸ Dismantling, protect and handing over at client yard in all existing valves and pipe Specialties: including supports, insulation and other accessories, making good, and disposal to approved location and all ancillary works as necessary
541 | H | Dismantling, protect and handing over at client yard in all existing valves and pipe Specialties: including supports, insulation and other accessories, making good, and disposal to approved location and all ancillary works as necessary; Ball valve; size 32mm diameter | 1 | Nr. | 55.04 | 55.04 | B | B070100 | 7.01 | Minor Demolition – Dismantling | Item | 95 | Rule | ✓
543 | J | Dismantling, protect and handing over at client yard in all existing valves and pipe Specialties: including supports, insulation and other accessories, making good, and disposal to approved location and all ancillary works as necessary; Ball valve; size 40mm diameter | 27 | Nr. | 58.37 | 1575.99 | B | B070100 | 7.01 | Minor Demolition – Dismantling | Item | 95 | Rule | ✓
545 | K | Dismantling, protect and handing over at client yard in all existing valves and pipe Specialties: including supports, insulation and other accessories, making good, and disposal to approved location and all ancillary works as necessary; Ball valve; size 50mm diameter | 103 | Nr. | 59.2 | 6097.6 | B | B070100 | 7.01 | Minor Demolition – Dismantling | Item | 95 | Rule | ✓
547 | L | Dismantling, protect and handing over at client yard in all existing valves and pipe Specialties: including supports, insulation and other accessories, making good, and disposal to approved location and all ancillary works as necessary; Ball valve; size 65mm diameter | 2 | Nr. | 141.21 | 282.42 | B | B070100 | 7.01 | Minor Demolition – Dismantling | Item | 95 | Rule | ✓
549 | M | Dismantling, protect and handing over at client yard in all existing valves and pipe Specialties: including supports, insulation and other accessories, making good, and disposal to approved location and all ancillary works as necessary; Butterfly valve; size 65mm diameter | 2 | Nr. | 152.06 | 304.12 | B | B070100 | 7.01 | Minor Demolition – Dismantling | Item | 95 | Rule | ✓
551 | N | Dismantling, protect and handing over at client yard in all existing valves and pipe Specialties: including supports, insulation and other accessories, making good, and disposal to approved location and all ancillary works as necessary; Butterfly valve; size 100mm diameter | 4 | Nr. | 236.28 | 945.12 | B | B070100 | 7.01 | Minor Demolition – Dismantling | Item | 95 | Rule | ✓
553 | P | Dismantling, protect and handing over at client yard in all existing valves and pipe Specialties: including supports, insulation and other accessories, making good, and disposal to approved location and all ancillary works as necessary; Isolation valve; size 20mm diameter | 27 | Nr. | 33.08 | 893.16 | B | B070100 | 7.01 | Minor Demolition – Dismantling | Item | 95 | Rule | ✓
555 | Q | Dismantling, protect and handing over at client yard in all existing valves and pipe Specialties: including supports, insulation and other accessories, making good, and disposal to approved location and all ancillary works as necessary; Isolation valve; size 25mm diameter | 6 | Nr. | 39.19 | 235.14 | B | B070100 | 7.01 | Minor Demolition – Dismantling | Item | 95 | Rule | ✓
557 | R | Dismantling, protect and handing over at client yard in all existing valves and pipe Specialties: including supports, insulation and other accessories, making good, and disposal to approved location and all ancillary works as necessary; Isolation valve; size 40mm diameter | 14 | Nr. | 39.47 | 552.58 | B | B070100 | 7.01 | Minor Demolition – Dismantling | Item | 95 | Rule | ✓
559 | S | Dismantling, protect and handing over at client yard in all existing valves and pipe Specialties: including supports, insulation and other accessories, making good, and disposal to approved location and all ancillary works as necessary; Isolation valve; size 50mm diameter | 74 | Nr. | 65.88 | 4875.12 | B | B070100 | 7.01 | Minor Demolition – Dismantling | Item | 95 | Rule | ✓
561 | T | Dismantling, protect and handing over at client yard in all existing valves and pipe Specialties: including supports, insulation and other accessories, making good, and disposal to approved location and all ancillary works as necessary; Isolation valve; size 65mm diameter | 4 | Nr. | 67.82 | 271.28 | B | B070100 | 7.01 | Minor Demolition – Dismantling | Item | 95 | Rule | ✓
565 |  |  | To Collection |  | AED | 214094.63
▸ STRIP-OUT / REMOVALS; MECHANICAL ENGINEERING INSTALLATIONS (Cont´d)
570 | A | STRIP-OUT / REMOVALS; MECHANICAL ENGINEERING INSTALLATIONS (Cont´d); Gate valve; size 65mm diameter | 7 | Nr. | 67.82 | 474.74 | G | GA010100 | 7.1 | Minor Demolition – Strip Out | Item | 99 | Rule | ✓
572 | B | STRIP-OUT / REMOVALS; MECHANICAL ENGINEERING INSTALLATIONS (Cont´d); Gate valve; size 82mm diameter | 2 | Nr. | 127.31 | 254.62 | G | GA010100 | 7.1 | Minor Demolition – Strip Out | Item | 99 | Rule | ✓
574 | C | STRIP-OUT / REMOVALS; MECHANICAL ENGINEERING INSTALLATIONS (Cont´d); Gate valve; size 90mm diameter | 2 | Nr. | 154.83 | 309.66 | G | GA010100 | 7.1 | Minor Demolition – Strip Out | Item | 99 | Rule | ✓
576 | D | STRIP-OUT / REMOVALS; MECHANICAL ENGINEERING INSTALLATIONS (Cont´d); Cleaning hose cabinet; CHC-1 | 14 | Nr. | 160.95 | 2253.3 | G | GA010100 | 7.1 | Minor Demolition – Strip Out | Item | 99 | Rule | ✓
578 | E | STRIP-OUT / REMOVALS; MECHANICAL ENGINEERING INSTALLATIONS (Cont´d); WT-01; size 15mm diameter | 2 | Nr. | 160.95 | 321.9 | G | GA010100 | 7.1 | Minor Demolition – Strip Out | Item | 99 | Rule | ✓
580 | F | STRIP-OUT / REMOVALS; MECHANICAL ENGINEERING INSTALLATIONS (Cont´d); Water meter; size 40mm diameter | 7 | Nr. | 374.71 | 2622.97 | G | GA010100 | 7.1 | Minor Demolition – Strip Out | Item | 99 | Rule | ✓
582 | G | STRIP-OUT / REMOVALS; MECHANICAL ENGINEERING INSTALLATIONS (Cont´d); Water meter; size 50mm diameter | 35 | Nr. | 379.16 | 13270.6 | G | GA010100 | 7.1 | Minor Demolition – Strip Out | Item | 99 | Rule | ✓
584 | H | STRIP-OUT / REMOVALS; MECHANICAL ENGINEERING INSTALLATIONS (Cont´d); Water meter; size 65mm diameter | 11 | Nr. | 575.68 | 6332.48 | G | GA010100 | 7.1 | Minor Demolition – Strip Out | Item | 99 | Rule | ✓
▸ Dismantling, protect and handing over at client yard all existing Fire Protection Services; including pipes, pipe fittings, valves, fire hose cabinets, sprinkler heads, fire extinguishers, and all ancillary works as necessary ( for subsequent re-use; isolate, disconnection, pipe branches dismantled shall be closed and fitted with tags, making good and disposal to approved location)
588 | J | Dismantling, protect and handing over at client yard all existing Fire Protection Services; including pipes, pipe fittings, valves, fire hose cabinets, sprinkler heads, fire extinguishers, and all ancillary works as necessary ( for subsequent re-use; isolate, disconnection, pipe branches dismantled shall be closed and fitted with tags, making good and disposal to approved location); WRP pipe; size 25mm diameter | 6,870 | m | 34.75 | 238732.5 | Q | Q020100 | 5.11 | Fire Protection – Sprinkler Pipework | Length (m) | 95 | Rule | ✓
590 | K | Dismantling, protect and handing over at client yard all existing Fire Protection Services; including pipes, pipe fittings, valves, fire hose cabinets, sprinkler heads, fire extinguishers, and all ancillary works as necessary ( for subsequent re-use; isolate, disconnection, pipe branches dismantled shall be closed and fitted with tags, making good and disposal to approved location); WRP pipe; size 32mm diameter | 1,308 | m | 42.26 | 55276.08 | Q | Q020100 | 5.11 | Fire Protection – Sprinkler Pipework | Length (m) | 95 | Rule | ✓
592 | L | Dismantling, protect and handing over at client yard all existing Fire Protection Services; including pipes, pipe fittings, valves, fire hose cabinets, sprinkler heads, fire extinguishers, and all ancillary works as necessary ( for subsequent re-use; isolate, disconnection, pipe branches dismantled shall be closed and fitted with tags, making good and disposal to approved location); WRP pipe; size 40mm diameter | 944 | m | 63.1 | 59566.4 | Q | Q020100 | 5.11 | Fire Protection – Sprinkler Pipework | Length (m) | 95 | Rule | ✓
594 | M | Dismantling, protect and handing over at client yard all existing Fire Protection Services; including pipes, pipe fittings, valves, fire hose cabinets, sprinkler heads, fire extinguishers, and all ancillary works as necessary ( for subsequent re-use; isolate, disconnection, pipe branches dismantled shall be closed and fitted with tags, making good and disposal to approved location); WRP pipe; size 50mm diameter | 923 | m | 63.94 | 59016.62 | Q | Q020100 | 5.11 | Fire Protection – Sprinkler Pipework | Length (m) | 95 | Rule | ✓
596 | N | Dismantling, protect and handing over at client yard all existing Fire Protection Services; including pipes, pipe fittings, valves, fire hose cabinets, sprinkler heads, fire extinguishers, and all ancillary works as necessary ( for subsequent re-use; isolate, disconnection, pipe branches dismantled shall be closed and fitted with tags, making good and disposal to approved location); WRP pipe; size 65mm diameter | 891 | m | 65.88 | 58699.08 | Q | Q020100 | 5.11 | Fire Protection – Sprinkler Pipework | Length (m) | 95 | Rule | ✓
598 | P | Dismantling, protect and handing over at client yard all existing Fire Protection Services; including pipes, pipe fittings, valves, fire hose cabinets, sprinkler heads, fire extinguishers, and all ancillary works as necessary ( for subsequent re-use; isolate, disconnection, pipe branches dismantled shall be closed and fitted with tags, making good and disposal to approved location); WRP pipe; size 80mm diameter | 656 | m | 76.16 | 49960.96 | Q | Q020100 | 5.11 | Fire Protection – Sprinkler Pipework | Length (m) | 95 | Rule | ✓
600 | Q | Dismantling, protect and handing over at client yard all existing Fire Protection Services; including pipes, pipe fittings, valves, fire hose cabinets, sprinkler heads, fire extinguishers, and all ancillary works as necessary ( for subsequent re-use; isolate, disconnection, pipe branches dismantled shall be closed and fitted with tags, making good and disposal to approved location); WRP pipe; size 100mm diameter | 770 | m | 79.78 | 61430.6 | Q | Q020100 | 5.11 | Fire Protection – Sprinkler Pipework | Length (m) | 95 | Rule | ✓
602 | R | Dismantling, protect and handing over at client yard all existing Fire Protection Services; including pipes, pipe fittings, valves, fire hose cabinets, sprinkler heads, fire extinguishers, and all ancillary works as necessary ( for subsequent re-use; isolate, disconnection, pipe branches dismantled shall be closed and fitted with tags, making good and disposal to approved location); WRP pipe; size 150mm diameter | 415 | m | 102.29 | 42450.35 | Q | Q020100 | 5.11 | Fire Protection – Sprinkler Pipework | Length (m) | 95 | Rule | ✓
608 |  |  | To Collection |  | AED | 650972.86
▸ STRIP-OUT / REMOVALS; MECHANICAL ENGINEERING INSTALLATIONS (Cont´d)
613 | A | STRIP-OUT / REMOVALS; MECHANICAL ENGINEERING INSTALLATIONS (Cont´d); WRP pipe; size 200mm diameter | 162 | m | 175.12 | 28369.44 | G | GA010100 | 7.1 | Minor Demolition – Strip Out | Item | 99 | Rule | ✓
615 | B | STRIP-OUT / REMOVALS; MECHANICAL ENGINEERING INSTALLATIONS (Cont´d); WRP pipe; size 250mm diameter | 17 | m | 259.07 | 4404.19 | G | GA010100 | 7.1 | Minor Demolition – Strip Out | Item | 99 | Rule | ✓
617 | C | STRIP-OUT / REMOVALS; MECHANICAL ENGINEERING INSTALLATIONS (Cont´d); WRP pipe; various sizes | 321 | m | 83.39 | 26768.19 | G | GA010100 | 7.1 | Minor Demolition – Strip Out | Item | 99 | Rule | ✓
619 | D | STRIP-OUT / REMOVALS; MECHANICAL ENGINEERING INSTALLATIONS (Cont´d); Underground HDPE pipe: size 250mm diameter | 69 | m | 101.74 | 7020.06 | G | GA010100 | 7.1 | Minor Demolition – Strip Out | Item | 99 | Rule | ✓
▸ Dismantling, protect and handing over at client yard all existing Valves and Pipe Specialties: including supports, accessories and all ancillary works as necessary ( for subsequent re-use; isolate, disconnection, making good and disposal to approved location)
623 | E | Dismantling, protect and handing over at client yard all existing Valves and Pipe Specialties: including supports, accessories and all ancillary works as necessary ( for subsequent re-use; isolate, disconnection, making good and disposal to approved location); CO2 5kg fire extinguisher - FE-2 | 6 | Nr. | 34.47 | 206.82 | B | B070100 | 7.01 | Minor Demolition – Dismantling | Item | 95 | Rule | ✓
625 | F | Dismantling, protect and handing over at client yard all existing Valves and Pipe Specialties: including supports, accessories and all ancillary works as necessary ( for subsequent re-use; isolate, disconnection, making good and disposal to approved location); Water type 9liters fire extinguisher- FE-1 | 2 | Nr. | 34.47 | 68.94 | Q | Q020100 | 5.04 | Water Installations – Pipework | Length (m) | 93 | Rule | ✓
627 | G | Dismantling, protect and handing over at client yard all existing Valves and Pipe Specialties: including supports, accessories and all ancillary works as necessary ( for subsequent re-use; isolate, disconnection, making good and disposal to approved location); Various sprinkler head | 5,327 | Nr. | 7.22 | 38460.94 | Q | Q020100 | 5.11 | Fire Protection – Sprinkler Pipework | Length (m) | 95 | Rule | ✓
629 | H | Dismantling, protect and handing over at client yard all existing Valves and Pipe Specialties: including supports, accessories and all ancillary works as necessary ( for subsequent re-use; isolate, disconnection, making good and disposal to approved location); Fire hose cabinet - FHC-2 | 1 | Nr. | 679.93 | 679.93 | Q | Q050100 | 5.06 | Space Heating and Air Treatment | Enumerated (nr) | 97 | Rule | ✓
631 | J | Dismantling, protect and handing over at client yard all existing Valves and Pipe Specialties: including supports, accessories and all ancillary works as necessary ( for subsequent re-use; isolate, disconnection, making good and disposal to approved location); Drain valve; 25mm diameter | 16 | Nr. | 36.69 | 587.04 | B | B070100 | 7.01 | Minor Demolition – Dismantling | Item | 95 | Rule | ✓
633 | K | Dismantling, protect and handing over at client yard all existing Valves and Pipe Specialties: including supports, accessories and all ancillary works as necessary ( for subsequent re-use; isolate, disconnection, making good and disposal to approved location); Drain valve; 40mm diameter | 1 | Nr. | 58.1 | 58.1 | B | B070100 | 7.01 | Minor Demolition – Dismantling | Item | 95 | Rule | ✓
635 | L | Dismantling, protect and handing over at client yard all existing Valves and Pipe Specialties: including supports, accessories and all ancillary works as necessary ( for subsequent re-use; isolate, disconnection, making good and disposal to approved location); Zone control valve; size 100mm diameter | 1 | Nr. | 256.84 | 256.84 | B | B070100 | 7.01 | Minor Demolition – Dismantling | Item | 95 | Rule | ✓
637 | M | Dismantling, protect and handing over at client yard all existing Valves and Pipe Specialties: including supports, accessories and all ancillary works as necessary ( for subsequent re-use; isolate, disconnection, making good and disposal to approved location); Zone control valve; size 200mm diameter | 1 | Nr. | 456.99 | 456.99 | B | B070100 | 7.01 | Minor Demolition – Dismantling | Item | 95 | Rule | ✓
639 | N | Dismantling, protect and handing over at client yard all existing Valves and Pipe Specialties: including supports, accessories and all ancillary works as necessary ( for subsequent re-use; isolate, disconnection, making good and disposal to approved location); Valve with stub-out; size 40mm diameter | 2 | Nr. | 58.1 | 116.2 | B | B070100 | 7.01 | Minor Demolition – Dismantling | Item | 95 | Rule | ✓
641 | P | Dismantling, protect and handing over at client yard all existing Valves and Pipe Specialties: including supports, accessories and all ancillary works as necessary ( for subsequent re-use; isolate, disconnection, making good and disposal to approved location); Valve with stub-out; size 50mm diameter | 11 | Nr. | 68.11 | 749.21 | B | B070100 | 7.01 | Minor Demolition – Dismantling | Item | 95 | Rule | ✓
643 | Q | Dismantling, protect and handing over at client yard all existing Valves and Pipe Specialties: including supports, accessories and all ancillary works as necessary ( for subsequent re-use; isolate, disconnection, making good and disposal to approved location); Valve with stub-out; size 65mm diameter | 23 | Nr. | 143.44 | 3299.12 | B | B070100 | 7.01 | Minor Demolition – Dismantling | Item | 95 | Rule | ✓
645 | R | Dismantling, protect and handing over at client yard all existing Valves and Pipe Specialties: including supports, accessories and all ancillary works as necessary ( for subsequent re-use; isolate, disconnection, making good and disposal to approved location); Valve with stub-out; size 80mm diameter | 9 | Nr. | 171.23 | 1541.07 | B | B070100 | 7.01 | Minor Demolition – Dismantling | Item | 95 | Rule | ✓
647 | S | Dismantling, protect and handing over at client yard all existing Valves and Pipe Specialties: including supports, accessories and all ancillary works as necessary ( for subsequent re-use; isolate, disconnection, making good and disposal to approved location); Valve with stub-out; size 150mm diameter | 1 | Nr. | 311.05 | 311.05 | B | B070100 | 7.01 | Minor Demolition – Dismantling | Item | 95 | Rule | ✓
653 |  |  | To Collection |  | AED | 113354.13
▸ STRIP-OUT / REMOVALS; MECHANICAL ENGINEERING INSTALLATIONS (Cont´d)
▸ Dismantling, protect and handing over at client yard all existing Fire Hose Cabinet: including valves, fire extinguishers, hose reel, supports, making good and all ancillary works as necessary
660 | A | Dismantling, protect and handing over at client yard all existing Fire Hose Cabinet: including valves, fire extinguishers, hose reel, supports, making good and all ancillary works as necessary; Fire hose cabinet - FHC-2 | 6 | Nr. | 679.93 | 4079.58 | Q | Q050100 | 5.06 | Space Heating and Air Treatment | Enumerated (nr) | 97 | Rule | ✓
▸ Dismantling, protect and store all existing Gas Services; including pipes, pipe fittings, supports, hangers, valves, gas detectors, sensors, and all ancillary works as necessary (for subsequent re-use; isolate, disconnections, pipe branches to be dismantled shall be close and fitted with tags, making good and disposal to approved location)
664 | B | Dismantling, protect and store all existing Gas Services; including pipes, pipe fittings, supports, hangers, valves, gas detectors, sensors, and all ancillary works as necessary (for subsequent re-use; isolate, disconnections, pipe branches to be dismantled shall be close and fitted with tags, making good and disposal to approved location); Gas CS pipe sch. 40; size 32mm diameter | 184 | m | 17.23 | 3170.32 | B | B070100 | 7.01 | Minor Demolition – Dismantling | Item | 95 | Rule | ✓
666 | C | Dismantling, protect and store all existing Gas Services; including pipes, pipe fittings, supports, hangers, valves, gas detectors, sensors, and all ancillary works as necessary (for subsequent re-use; isolate, disconnections, pipe branches to be dismantled shall be close and fitted with tags, making good and disposal to approved location); Gas CS pipe sch. 40; size 40mm diameter | 62 | m | 18.63 | 1155.06 | B | B070100 | 7.01 | Minor Demolition – Dismantling | Item | 95 | Rule | ✓
668 | D | Dismantling, protect and store all existing Gas Services; including pipes, pipe fittings, supports, hangers, valves, gas detectors, sensors, and all ancillary works as necessary (for subsequent re-use; isolate, disconnections, pipe branches to be dismantled shall be close and fitted with tags, making good and disposal to approved location); Gas CS pipe sch. 40; size 50mm diameter | 65 | m | 21.4 | 1391 | B | B070100 | 7.01 | Minor Demolition – Dismantling | Item | 95 | Rule | ✓
670 | E | Dismantling, protect and store all existing Gas Services; including pipes, pipe fittings, supports, hangers, valves, gas detectors, sensors, and all ancillary works as necessary (for subsequent re-use; isolate, disconnections, pipe branches to be dismantled shall be close and fitted with tags, making good and disposal to approved location); Gas CS pipe sch. 40; size 65mm diameter | 35 | m | 39.47 | 1381.45 | B | B070100 | 7.01 | Minor Demolition – Dismantling | Item | 95 | Rule | ✓
672 | F | Dismantling, protect and store all existing Gas Services; including pipes, pipe fittings, supports, hangers, valves, gas detectors, sensors, and all ancillary works as necessary (for subsequent re-use; isolate, disconnections, pipe branches to be dismantled shall be close and fitted with tags, making good and disposal to approved location); Gas CS pipe sch. 40; size 80mm diameter | 11 | m | 46.7 | 513.7 | B | B070100 | 7.01 | Minor Demolition – Dismantling | Item | 95 | Rule | ✓
674 | G | Dismantling, protect and store all existing Gas Services; including pipes, pipe fittings, supports, hangers, valves, gas detectors, sensors, and all ancillary works as necessary (for subsequent re-use; isolate, disconnections, pipe branches to be dismantled shall be close and fitted with tags, making good and disposal to approved location); Gas CS pipe sch. 40; size 125mm diameter | 75 | m | 50.59 | 3794.25 | B | B070100 | 7.01 | Minor Demolition – Dismantling | Item | 95 | Rule | ✓
676 | H | Dismantling, protect and store all existing Gas Services; including pipes, pipe fittings, supports, hangers, valves, gas detectors, sensors, and all ancillary works as necessary (for subsequent re-use; isolate, disconnections, pipe branches to be dismantled shall be close and fitted with tags, making good and disposal to approved location); Gas CS pipe sch. 40; size 150mm diameter | 69 | m | 82 | 5658 | B | B070100 | 7.01 | Minor Demolition – Dismantling | Item | 95 | Rule | ✓
678 | J | Dismantling, protect and store all existing Gas Services; including pipes, pipe fittings, supports, hangers, valves, gas detectors, sensors, and all ancillary works as necessary (for subsequent re-use; isolate, disconnections, pipe branches to be dismantled shall be close and fitted with tags, making good and disposal to approved location); Gas CS pipe sch. 40; size 250mm diameter | 18 | m | 259.07 | 4663.26 | B | B070100 | 7.01 | Minor Demolition – Dismantling | Item | 95 | Rule | ✓
680 | K | Dismantling, protect and store all existing Gas Services; including pipes, pipe fittings, supports, hangers, valves, gas detectors, sensors, and all ancillary works as necessary (for subsequent re-use; isolate, disconnections, pipe branches to be dismantled shall be close and fitted with tags, making good and disposal to approved location); ERW steel gas protection pipe; size 65mm diameter | 77 | m | 39.47 | 3039.19 | B | B070100 | 7.01 | Minor Demolition – Dismantling | Item | 95 | Rule | ✓
682 | L | Dismantling, protect and store all existing Gas Services; including pipes, pipe fittings, supports, hangers, valves, gas detectors, sensors, and all ancillary works as necessary (for subsequent re-use; isolate, disconnections, pipe branches to be dismantled shall be close and fitted with tags, making good and disposal to approved location); ERW steel gas protection pipe; size 80mm diameter | 15 | m | 46.7 | 700.5 | B | B070100 | 7.01 | Minor Demolition – Dismantling | Item | 95 | Rule | ✓
684 | M | Dismantling, protect and store all existing Gas Services; including pipes, pipe fittings, supports, hangers, valves, gas detectors, sensors, and all ancillary works as necessary (for subsequent re-use; isolate, disconnections, pipe branches to be dismantled shall be close and fitted with tags, making good and disposal to approved location); ERW steel gas protection pipe; size 100mm diameter | 85 | m | 50.59 | 4300.15 | B | B070100 | 7.01 | Minor Demolition – Dismantling | Item | 95 | Rule | ✓
691 |  |  | To Collection |  | AED | 33846.46
▸ STRIP-OUT / REMOVALS; MECHANICAL ENGINEERING INSTALLATIONS (Cont´d)
696 | A | STRIP-OUT / REMOVALS; MECHANICAL ENGINEERING INSTALLATIONS (Cont´d); ERW steel gas protection pipe; size 150mm diameter | 11 | m | 82 | 902 | G | GA010100 | 7.1 | Minor Demolition – Strip Out | Item | 99 | Rule | ✓
698 | B | STRIP-OUT / REMOVALS; MECHANICAL ENGINEERING INSTALLATIONS (Cont´d); ERW steel gas protection pipe; size 200mm diameter | 126 | m | 145.1 | 18282.6 | G | GA010100 | 7.1 | Minor Demolition – Strip Out | Item | 99 | Rule | ✓
700 | C | STRIP-OUT / REMOVALS; MECHANICAL ENGINEERING INSTALLATIONS (Cont´d); ERW steel gas protection pipe; size 300mm diameter | 5 | m | 1356.22 | 6781.1 | G | GA010100 | 7.1 | Minor Demolition – Strip Out | Item | 99 | Rule | ✓
▸ Dismantling, protect and handing over at client yard in all existing valves and pipe Specialties: including supports, accessories, BMS disconnections and all ancillary works as necessary (for subsequent re-use; isolate, disconnections, making good and disposal to approved location)
704 | D | Dismantling, protect and handing over at client yard in all existing valves and pipe Specialties: including supports, accessories, BMS disconnections and all ancillary works as necessary (for subsequent re-use; isolate, disconnections, making good and disposal to approved location); Ball valve: size 32mm diameter | 21 | Nr. | 55.04 | 1155.84 | B | B070100 | 7.01 | Minor Demolition – Dismantling | Item | 95 | Rule | ✓
706 | E | Dismantling, protect and handing over at client yard in all existing valves and pipe Specialties: including supports, accessories, BMS disconnections and all ancillary works as necessary (for subsequent re-use; isolate, disconnections, making good and disposal to approved location); Ball valve: size 65mm diameter | 1 | Nr. | 62.27 | 62.27 | B | B070100 | 7.01 | Minor Demolition – Dismantling | Item | 95 | Rule | ✓
708 | F | Dismantling, protect and handing over at client yard in all existing valves and pipe Specialties: including supports, accessories, BMS disconnections and all ancillary works as necessary (for subsequent re-use; isolate, disconnections, making good and disposal to approved location); Ball valve: size 125mm diameter | 1 | Nr. | 154.83 | 154.83 | B | B070100 | 7.01 | Minor Demolition – Dismantling | Item | 95 | Rule | ✓
710 | G | Dismantling, protect and handing over at client yard in all existing valves and pipe Specialties: including supports, accessories, BMS disconnections and all ancillary works as necessary (for subsequent re-use; isolate, disconnections, making good and disposal to approved location); Explosion proof gas detector | 1 | Nr. | 151.22 | 151.22 | B | B070100 | 7.01 | Minor Demolition – Dismantling | Item | 95 | Rule | ✓
712 | H | Dismantling, protect and handing over at client yard in all existing valves and pipe Specialties: including supports, accessories, BMS disconnections and all ancillary works as necessary (for subsequent re-use; isolate, disconnections, making good and disposal to approved location); Pipe gas detector | 13 | Nr. | 154.83 | 2012.79 | B | B070100 | 7.01 | Minor Demolition – Dismantling | Item | 95 | Rule | ✓
▸ Dismantling, protect and handing over at client yard all existing Chilled Water Services; including pipes, pipe fittings, insulations, supports, hangers, valves and all ancillary works as necessary( for subsequent re-use; isolate, disconnections, pipe branches to be dismantled shall be close and fitted with tags, making good and disposal to approved location)
716 | J | Dismantling, protect and handing over at client yard all existing Chilled Water Services; including pipes, pipe fittings, insulations, supports, hangers, valves and all ancillary works as necessary( for subsequent re-use; isolate, disconnections, pipe branches to be dismantled shall be close and fitted with tags, making good and disposal to approved location); SHWS/R pipe; size 20mm diameter | 583 | m | 48.58 | 28322.14 | Q | Q020100 | 5.04 | Water Installations – Pipework | Length (m) | 93 | Rule | ✓
718 | K | Dismantling, protect and handing over at client yard all existing Chilled Water Services; including pipes, pipe fittings, insulations, supports, hangers, valves and all ancillary works as necessary( for subsequent re-use; isolate, disconnections, pipe branches to be dismantled shall be close and fitted with tags, making good and disposal to approved location); SHWS/R pipe; size 25mm diameter | 1,035 | m | 51.28 | 53074.8 | Q | Q020100 | 5.04 | Water Installations – Pipework | Length (m) | 93 | Rule | ✓
720 | L | Dismantling, protect and handing over at client yard all existing Chilled Water Services; including pipes, pipe fittings, insulations, supports, hangers, valves and all ancillary works as necessary( for subsequent re-use; isolate, disconnections, pipe branches to be dismantled shall be close and fitted with tags, making good and disposal to approved location); SHWS/R pipe; size 32mm diameter | 872 | m | 52.62 | 45884.64 | Q | Q020100 | 5.04 | Water Installations – Pipework | Length (m) | 93 | Rule | ✓
725 |  |  | To Collection |  | AED | 156784.23
▸ STRIP-OUT / REMOVALS; MECHANICAL ENGINEERING INSTALLATIONS (Cont´d)
730 | A | STRIP-OUT / REMOVALS; MECHANICAL ENGINEERING INSTALLATIONS (Cont´d); SHWS/R pipe; size 40mm diameter | 638 | m | 72.87 | 46491.06 | G | GA010100 | 7.1 | Minor Demolition – Strip Out | Item | 99 | Rule | ✓
732 | B | STRIP-OUT / REMOVALS; MECHANICAL ENGINEERING INSTALLATIONS (Cont´d); SHWS/R pipe; size 50mm diameter | 500 | m | 81.5 | 40750 | G | GA010100 | 7.1 | Minor Demolition – Strip Out | Item | 99 | Rule | ✓
734 | C | STRIP-OUT / REMOVALS; MECHANICAL ENGINEERING INSTALLATIONS (Cont´d); SHWS/R pipe; size 65mm diameter | 269 | m | 142.76 | 38402.44 | G | GA010100 | 7.1 | Minor Demolition – Strip Out | Item | 99 | Rule | ✓
736 | D | STRIP-OUT / REMOVALS; MECHANICAL ENGINEERING INSTALLATIONS (Cont´d); SHWS/R pipe; size 80mm diameter | 115 | m | 211.85 | 24362.75 | G | GA010100 | 7.1 | Minor Demolition – Strip Out | Item | 99 | Rule | ✓
738 | E | STRIP-OUT / REMOVALS; MECHANICAL ENGINEERING INSTALLATIONS (Cont´d); SHWS/R pipe; size 100mm diameter | 125 | m | 250.98 | 31372.5 | G | GA010100 | 7.1 | Minor Demolition – Strip Out | Item | 99 | Rule | ✓
740 | F | STRIP-OUT / REMOVALS; MECHANICAL ENGINEERING INSTALLATIONS (Cont´d); SHWS/R pipe; size 125mm diameter | 128 | m | 293.35 | 37548.8 | G | GA010100 | 7.1 | Minor Demolition – Strip Out | Item | 99 | Rule | ✓
742 | G | STRIP-OUT / REMOVALS; MECHANICAL ENGINEERING INSTALLATIONS (Cont´d); SHWS/R pipe; size 150mm diameter | 29 | m | 341.12 | 9892.48 | G | GA010100 | 7.1 | Minor Demolition – Strip Out | Item | 99 | Rule | ✓
744 | H | STRIP-OUT / REMOVALS; MECHANICAL ENGINEERING INSTALLATIONS (Cont´d); SHWS/R pipe; size 200mm diameter | 200 | m | 399.69 | 79938 | G | GA010100 | 7.1 | Minor Demolition – Strip Out | Item | 99 | Rule | ✓
746 | J | STRIP-OUT / REMOVALS; MECHANICAL ENGINEERING INSTALLATIONS (Cont´d); SHWS/R pipe; size 250mm diameter | 19 | m | 487.39 | 9260.41 | G | GA010100 | 7.1 | Minor Demolition – Strip Out | Item | 99 | Rule | ✓
748 | K | STRIP-OUT / REMOVALS; MECHANICAL ENGINEERING INSTALLATIONS (Cont´d); SHWS/R pipe; size 300mm diameter | 171 | m | 487.39 | 83343.69 | G | GA010100 | 7.1 | Minor Demolition – Strip Out | Item | 99 | Rule | ✓
750 | L | STRIP-OUT / REMOVALS; MECHANICAL ENGINEERING INSTALLATIONS (Cont´d); SHWS/R pipe; various size | 2,712 | m | 188.92 | 512351.04 | G | GA010100 | 7.1 | Minor Demolition – Strip Out | Item | 99 | Rule | ✓
752 | M | STRIP-OUT / REMOVALS; MECHANICAL ENGINEERING INSTALLATIONS (Cont´d); Allow demolition, protect and handing over at client yard for all existing Chilled Water Pipeworks; valves and accessories, making good, disposal to approved location and all ancillary works as necessary to third floor Grid line Y6 to Y9 and C2 to C4 | 1 | Item | 4048.15 | 4048.15 | G | GA010100 | 7.1 | Minor Demolition – Strip Out | Item | 99 | Rule | ✓
754 | N | STRIP-OUT / REMOVALS; MECHANICAL ENGINEERING INSTALLATIONS (Cont´d); Allow demolition, protect and handing over at client yard for all existing Chilled Water Pipeworks, valves and accessories, making good, disposal to approved location and all ancillary works as necessary to third floor Grid line Z1 to Z2 and C1 to C2 | 1 | Item | 2698.77 | 2698.77 | G | GA010100 | 7.1 | Minor Demolition – Strip Out | Item | 99 | Rule | ✓
765 |  |  | To Collection |  | AED | 920460.09
▸ STRIP-OUT / REMOVALS; MECHANICAL ENGINEERING INSTALLATIONS (Cont´d)
770 | A | STRIP-OUT / REMOVALS; MECHANICAL ENGINEERING INSTALLATIONS (Cont´d); Allow for demolition, protect and handing over at client yard for all existing chilled water pipes, FCU's,RAHU's, valve sets, BMS disconnections, ductworks and accessories, making good, disposal to approved location and all ancillary works as necessary to lower roof Grid line Y6 to Y9 and C2 to C4 | 1 | Item | 26987.65 | 26987.65 | G | GA010100 | 7.1 | Minor Demolition – Strip Out | Item | 99 | Rule | ✓
772 | B | STRIP-OUT / REMOVALS; MECHANICAL ENGINEERING INSTALLATIONS (Cont´d); Allow for demolition, protect and handing over at client yard for all existing Chilled Water Pipeworks, valve sets, making good, disposal to approved location and all ancillary works as necessary to lower roof Grid line Z1 to Z4 and C6 to C10 grid line | 1 | Item | 21590.12 | 21590.12 | G | GA010100 | 7.1 | Minor Demolition – Strip Out | Item | 99 | Rule | ✓
▸ Dismantling, protect and handing over at client yard for all existing pipe Specialties; including BMS disconnections and all ancillary works as necessary (for subsequent re-use; isolate, disconnections, valves to be dismantled shall be with tags, making good, disposal to approved location)
776 | C | Dismantling, protect and handing over at client yard for all existing pipe Specialties; including BMS disconnections and all ancillary works as necessary (for subsequent re-use; isolate, disconnections, valves to be dismantled shall be with tags, making good, disposal to approved location); Valve set; size 20mm diameter | 11 | Nr. | 26.99 | 296.89 | B | B070100 | 7.01 | Minor Demolition – Dismantling | Item | 95 | Rule | ✓
778 | D | Dismantling, protect and handing over at client yard for all existing pipe Specialties; including BMS disconnections and all ancillary works as necessary (for subsequent re-use; isolate, disconnections, valves to be dismantled shall be with tags, making good, disposal to approved location); Valve set; size 25mm diameter | 11 | Nr. | 26.99 | 296.89 | B | B070100 | 7.01 | Minor Demolition – Dismantling | Item | 95 | Rule | ✓
780 | E | Dismantling, protect and handing over at client yard for all existing pipe Specialties; including BMS disconnections and all ancillary works as necessary (for subsequent re-use; isolate, disconnections, valves to be dismantled shall be with tags, making good, disposal to approved location); Valve set; size 32mm diameter | 1 | Nr. | 26.99 | 26.99 | B | B070100 | 7.01 | Minor Demolition – Dismantling | Item | 95 | Rule | ✓
782 | F | Dismantling, protect and handing over at client yard for all existing pipe Specialties; including BMS disconnections and all ancillary works as necessary (for subsequent re-use; isolate, disconnections, valves to be dismantled shall be with tags, making good, disposal to approved location); Valve set; size 50mm diameter | 1 | Nr. | 32.38 | 32.38 | B | B070100 | 7.01 | Minor Demolition – Dismantling | Item | 95 | Rule | ✓
784 | G | Dismantling, protect and handing over at client yard for all existing pipe Specialties; including BMS disconnections and all ancillary works as necessary (for subsequent re-use; isolate, disconnections, valves to be dismantled shall be with tags, making good, disposal to approved location); Valve set; various size | 19 | Nr. | 32.38 | 615.22 | B | B070100 | 7.01 | Minor Demolition – Dismantling | Item | 95 | Rule | ✓
786 | H | Dismantling, protect and handing over at client yard for all existing pipe Specialties; including BMS disconnections and all ancillary works as necessary (for subsequent re-use; isolate, disconnections, valves to be dismantled shall be with tags, making good, disposal to approved location); BTU meter assembly; size 20mm diameter | 61 | Nr. | 53.97 | 3292.17 | B | B070100 | 7.01 | Minor Demolition – Dismantling | Item | 95 | Rule | ✓
788 | J | Dismantling, protect and handing over at client yard for all existing pipe Specialties; including BMS disconnections and all ancillary works as necessary (for subsequent re-use; isolate, disconnections, valves to be dismantled shall be with tags, making good, disposal to approved location); BTU meter assembly; size 25mm diameter | 87 | Nr. | 53.97 | 4695.39 | B | B070100 | 7.01 | Minor Demolition – Dismantling | Item | 95 | Rule | ✓
790 | K | Dismantling, protect and handing over at client yard for all existing pipe Specialties; including BMS disconnections and all ancillary works as necessary (for subsequent re-use; isolate, disconnections, valves to be dismantled shall be with tags, making good, disposal to approved location); BTU meter assembly; size 32mm diameter | 23 | Nr. | 53.97 | 1241.31 | B | B070100 | 7.01 | Minor Demolition – Dismantling | Item | 95 | Rule | ✓
792 | L | Dismantling, protect and handing over at client yard for all existing pipe Specialties; including BMS disconnections and all ancillary works as necessary (for subsequent re-use; isolate, disconnections, valves to be dismantled shall be with tags, making good, disposal to approved location); BTU meter assembly; size 40mm diameter | 3 | Nr. | 64.77 | 194.31 | B | B070100 | 7.01 | Minor Demolition – Dismantling | Item | 95 | Rule | ✓
798 |  |  | To Collection |  | AED | 59269.32
▸ STRIP-OUT / REMOVALS; MECHANICAL ENGINEERING INSTALLATIONS (Cont´d)
803 | A | STRIP-OUT / REMOVALS; MECHANICAL ENGINEERING INSTALLATIONS (Cont´d); BTU meter assembly; size 50mm diameter | 4 | Nr. | 64.77 | 259.08 | G | GA010100 | 7.1 | Minor Demolition – Strip Out | Item | 99 | Rule | ✓
805 | B | STRIP-OUT / REMOVALS; MECHANICAL ENGINEERING INSTALLATIONS (Cont´d); BTU meter assembly; size 65mm diameter | 4 | Nr. | 134.94 | 539.76 | G | GA010100 | 7.1 | Minor Demolition – Strip Out | Item | 99 | Rule | ✓
807 | C | STRIP-OUT / REMOVALS; MECHANICAL ENGINEERING INSTALLATIONS (Cont´d); BTU meter assembly; size 80mm diameter | 3 | Nr. | 134.94 | 404.82 | G | GA010100 | 7.1 | Minor Demolition – Strip Out | Item | 99 | Rule | ✓
809 | D | STRIP-OUT / REMOVALS; MECHANICAL ENGINEERING INSTALLATIONS (Cont´d); BTU meter assembly; size 100mm diameter | 1 | Nr. | 161.92 | 161.92 | G | GA010100 | 7.1 | Minor Demolition – Strip Out | Item | 99 | Rule | ✓
811 | E | STRIP-OUT / REMOVALS; MECHANICAL ENGINEERING INSTALLATIONS (Cont´d); BTU meter assembly; size 125mm diameter | 1 | Nr. | 161.92 | 161.92 | G | GA010100 | 7.1 | Minor Demolition – Strip Out | Item | 99 | Rule | ✓
813 | F | STRIP-OUT / REMOVALS; MECHANICAL ENGINEERING INSTALLATIONS (Cont´d); BTU meter assembly; various size | 122 | Nr. | 107.95 | 13169.9 | G | GA010100 | 7.1 | Minor Demolition – Strip Out | Item | 99 | Rule | ✓
815 | G | STRIP-OUT / REMOVALS; MECHANICAL ENGINEERING INSTALLATIONS (Cont´d); Double regulating valve; size 32mm diameter | 5 | Nr. | 26.99 | 134.95 | G | GA010100 | 7.1 | Minor Demolition – Strip Out | Item | 99 | Rule | ✓
817 | H | STRIP-OUT / REMOVALS; MECHANICAL ENGINEERING INSTALLATIONS (Cont´d); Double regulating valve; size 40mm diameter | 2 | Nr. | 26.99 | 53.98 | G | GA010100 | 7.1 | Minor Demolition – Strip Out | Item | 99 | Rule | ✓
819 | J | STRIP-OUT / REMOVALS; MECHANICAL ENGINEERING INSTALLATIONS (Cont´d); Double regulating valve; size 50mm diameter | 3 | Nr. | 32.38 | 97.14 | G | GA010100 | 7.1 | Minor Demolition – Strip Out | Item | 99 | Rule | ✓
821 | K | STRIP-OUT / REMOVALS; MECHANICAL ENGINEERING INSTALLATIONS (Cont´d); Double regulating valve; size 65mm diameter | 2 | Nr. | 34.28 | 68.56 | G | GA010100 | 7.1 | Minor Demolition – Strip Out | Item | 99 | Rule | ✓
823 | L | STRIP-OUT / REMOVALS; MECHANICAL ENGINEERING INSTALLATIONS (Cont´d); Double regulating valve; size 80mm diameter | 1 | Nr. | 67.47 | 67.47 | G | GA010100 | 7.1 | Minor Demolition – Strip Out | Item | 99 | Rule | ✓
825 | M | STRIP-OUT / REMOVALS; MECHANICAL ENGINEERING INSTALLATIONS (Cont´d); Double regulating valve; size 250mm diameter | 1 | Nr. | 114.7 | 114.7 | G | GA010100 | 7.1 | Minor Demolition – Strip Out | Item | 99 | Rule | ✓
827 | N | STRIP-OUT / REMOVALS; MECHANICAL ENGINEERING INSTALLATIONS (Cont´d); Double regulating valve; various size | 4 | Nr. | 34.28 | 137.12 | G | GA010100 | 7.1 | Minor Demolition – Strip Out | Item | 99 | Rule | ✓
829 | P | STRIP-OUT / REMOVALS; MECHANICAL ENGINEERING INSTALLATIONS (Cont´d); Gate valve; size 32mm diameter | 5 | Nr. | 26.99 | 134.95 | G | GA010100 | 7.1 | Minor Demolition – Strip Out | Item | 99 | Rule | ✓
831 | Q | STRIP-OUT / REMOVALS; MECHANICAL ENGINEERING INSTALLATIONS (Cont´d); Gate valve; size 40mm diameter | 2 | Nr. | 26.99 | 53.98 | G | GA010100 | 7.1 | Minor Demolition – Strip Out | Item | 99 | Rule | ✓
833 | R | STRIP-OUT / REMOVALS; MECHANICAL ENGINEERING INSTALLATIONS (Cont´d); Gate valve; size 50mm diameter | 3 | Nr. | 32.38 | 97.14 | G | GA010100 | 7.1 | Minor Demolition – Strip Out | Item | 99 | Rule | ✓
835 | S | STRIP-OUT / REMOVALS; MECHANICAL ENGINEERING INSTALLATIONS (Cont´d); Gate valve; size 65mm diameter | 2 | Nr. | 34.28 | 68.56 | G | GA010100 | 7.1 | Minor Demolition – Strip Out | Item | 99 | Rule | ✓
837 | T | STRIP-OUT / REMOVALS; MECHANICAL ENGINEERING INSTALLATIONS (Cont´d); Gate valve; size 80mm diameter | 1 | Nr. | 67.47 | 67.47 | G | GA010100 | 7.1 | Minor Demolition – Strip Out | Item | 99 | Rule | ✓
839 | U | STRIP-OUT / REMOVALS; MECHANICAL ENGINEERING INSTALLATIONS (Cont´d); Gate valve; size 250mm diameter | 1 | Nr. | 114.7 | 114.7 | G | GA010100 | 7.1 | Minor Demolition – Strip Out | Item | 99 | Rule | ✓
841 | V | STRIP-OUT / REMOVALS; MECHANICAL ENGINEERING INSTALLATIONS (Cont´d); Gate valve; various size | 4 | Nr. | 34.28 | 137.12 | G | GA010100 | 7.1 | Minor Demolition – Strip Out | Item | 99 | Rule | ✓
848 |  |  | To Collection |  | AED | 16045.24
▸ STRIP-OUT / REMOVALS; MECHANICAL ENGINEERING INSTALLATIONS (Cont´d)
▸ Dismantling, protect and handing over at client yard for all existing Duct Works; including fittings, plenum boxes, insulations, supports, hangers, and all ancillary works as necessary( for subsequent re-use; isolate, disconnections, duct branches to be dismantled shall be close and fitted with tags, making good, and disposal to approved location)
855 | A | Dismantling, protect and handing over at client yard for all existing Duct Works; including fittings, plenum boxes, insulations, supports, hangers, and all ancillary works as necessary( for subsequent re-use; isolate, disconnections, duct branches to be dismantled shall be close and fitted with tags, making good, and disposal to approved location); FAD; size 150 x 150mm | 27 | m | 29.15 | 787.05 | B | B070100 | 7.01 | Minor Demolition – Dismantling | Item | 95 | Rule | ✓
857 | B | Dismantling, protect and handing over at client yard for all existing Duct Works; including fittings, plenum boxes, insulations, supports, hangers, and all ancillary works as necessary( for subsequent re-use; isolate, disconnections, duct branches to be dismantled shall be close and fitted with tags, making good, and disposal to approved location); FAD; size 200 x 200mm | 3 | m | 38.86 | 116.58 | B | B070100 | 7.01 | Minor Demolition – Dismantling | Item | 95 | Rule | ✓
859 | C | Dismantling, protect and handing over at client yard for all existing Duct Works; including fittings, plenum boxes, insulations, supports, hangers, and all ancillary works as necessary( for subsequent re-use; isolate, disconnections, duct branches to be dismantled shall be close and fitted with tags, making good, and disposal to approved location); FAD; size 250 x 250mm | 370 | m | 48.58 | 17974.6 | B | B070100 | 7.01 | Minor Demolition – Dismantling | Item | 95 | Rule | ✓
861 | D | Dismantling, protect and handing over at client yard for all existing Duct Works; including fittings, plenum boxes, insulations, supports, hangers, and all ancillary works as necessary( for subsequent re-use; isolate, disconnections, duct branches to be dismantled shall be close and fitted with tags, making good, and disposal to approved location); FAD; size 300 x 250mm | 122 | m | 53.44 | 6519.68 | B | B070100 | 7.01 | Minor Demolition – Dismantling | Item | 95 | Rule | ✓
863 | E | Dismantling, protect and handing over at client yard for all existing Duct Works; including fittings, plenum boxes, insulations, supports, hangers, and all ancillary works as necessary( for subsequent re-use; isolate, disconnections, duct branches to be dismantled shall be close and fitted with tags, making good, and disposal to approved location); FAD; size 300 x 300mm | 54 | m | 58.29 | 3147.66 | B | B070100 | 7.01 | Minor Demolition – Dismantling | Item | 95 | Rule | ✓
865 | F | Dismantling, protect and handing over at client yard for all existing Duct Works; including fittings, plenum boxes, insulations, supports, hangers, and all ancillary works as necessary( for subsequent re-use; isolate, disconnections, duct branches to be dismantled shall be close and fitted with tags, making good, and disposal to approved location); FAD; size 350 x 200mm | 8 | m | 53.44 | 427.52 | B | B070100 | 7.01 | Minor Demolition – Dismantling | Item | 95 | Rule | ✓
867 | G | Dismantling, protect and handing over at client yard for all existing Duct Works; including fittings, plenum boxes, insulations, supports, hangers, and all ancillary works as necessary( for subsequent re-use; isolate, disconnections, duct branches to be dismantled shall be close and fitted with tags, making good, and disposal to approved location); FAD; size 350 x 250mm | 65 | m | 58.29 | 3788.85 | B | B070100 | 7.01 | Minor Demolition – Dismantling | Item | 95 | Rule | ✓
869 | H | Dismantling, protect and handing over at client yard for all existing Duct Works; including fittings, plenum boxes, insulations, supports, hangers, and all ancillary works as necessary( for subsequent re-use; isolate, disconnections, duct branches to be dismantled shall be close and fitted with tags, making good, and disposal to approved location); FAD; size 400 x 200mm | 24 | m | 58.29 | 1398.96 | B | B070100 | 7.01 | Minor Demolition – Dismantling | Item | 95 | Rule | ✓
871 | J | Dismantling, protect and handing over at client yard for all existing Duct Works; including fittings, plenum boxes, insulations, supports, hangers, and all ancillary works as necessary( for subsequent re-use; isolate, disconnections, duct branches to be dismantled shall be close and fitted with tags, making good, and disposal to approved location); FAD; size 400 x 250mm | 149 | m | 63.15 | 9409.35 | B | B070100 | 7.01 | Minor Demolition – Dismantling | Item | 95 | Rule | ✓
873 | K | Dismantling, protect and handing over at client yard for all existing Duct Works; including fittings, plenum boxes, insulations, supports, hangers, and all ancillary works as necessary( for subsequent re-use; isolate, disconnections, duct branches to be dismantled shall be close and fitted with tags, making good, and disposal to approved location); FAD; size 400 x 300mm | 80 | m | 68.01 | 5440.8 | B | B070100 | 7.01 | Minor Demolition – Dismantling | Item | 95 | Rule | ✓
875 | L | Dismantling, protect and handing over at client yard for all existing Duct Works; including fittings, plenum boxes, insulations, supports, hangers, and all ancillary works as necessary( for subsequent re-use; isolate, disconnections, duct branches to be dismantled shall be close and fitted with tags, making good, and disposal to approved location); FAD; size 450 x 200mm | 5 | m | 63.15 | 315.75 | B | B070100 | 7.01 | Minor Demolition – Dismantling | Item | 95 | Rule | ✓
877 | M | Dismantling, protect and handing over at client yard for all existing Duct Works; including fittings, plenum boxes, insulations, supports, hangers, and all ancillary works as necessary( for subsequent re-use; isolate, disconnections, duct branches to be dismantled shall be close and fitted with tags, making good, and disposal to approved location); FAD; size 450 x 300mm | 28 | m | 72.87 | 2040.36 | B | B070100 | 7.01 | Minor Demolition – Dismantling | Item | 95 | Rule | ✓
879 | N | Dismantling, protect and handing over at client yard for all existing Duct Works; including fittings, plenum boxes, insulations, supports, hangers, and all ancillary works as necessary( for subsequent re-use; isolate, disconnections, duct branches to be dismantled shall be close and fitted with tags, making good, and disposal to approved location); FAD; size 450 x 350mm | 10 | m | 77.72 | 777.2 | B | B070100 | 7.01 | Minor Demolition – Dismantling | Item | 95 | Rule | ✓
881 | P | Dismantling, protect and handing over at client yard for all existing Duct Works; including fittings, plenum boxes, insulations, supports, hangers, and all ancillary works as necessary( for subsequent re-use; isolate, disconnections, duct branches to be dismantled shall be close and fitted with tags, making good, and disposal to approved location); FAD; size 500 x 250mm | 20 | m | 72.87 | 1457.4 | B | B070100 | 7.01 | Minor Demolition – Dismantling | Item | 95 | Rule | ✓
883 | Q | Dismantling, protect and handing over at client yard for all existing Duct Works; including fittings, plenum boxes, insulations, supports, hangers, and all ancillary works as necessary( for subsequent re-use; isolate, disconnections, duct branches to be dismantled shall be close and fitted with tags, making good, and disposal to approved location); FAD; size 500 x 300mm | 17 | m | 77.72 | 1321.24 | B | B070100 | 7.01 | Minor Demolition – Dismantling | Item | 95 | Rule | ✓
885 | R | Dismantling, protect and handing over at client yard for all existing Duct Works; including fittings, plenum boxes, insulations, supports, hangers, and all ancillary works as necessary( for subsequent re-use; isolate, disconnections, duct branches to be dismantled shall be close and fitted with tags, making good, and disposal to approved location); FAD; size 500 x 350mm | 10 | m | 82.58 | 825.8 | B | B070100 | 7.01 | Minor Demolition – Dismantling | Item | 95 | Rule | ✓
887 | S | Dismantling, protect and handing over at client yard for all existing Duct Works; including fittings, plenum boxes, insulations, supports, hangers, and all ancillary works as necessary( for subsequent re-use; isolate, disconnections, duct branches to be dismantled shall be close and fitted with tags, making good, and disposal to approved location); FAD; size 550 x 250mm | 36 | m | 77.72 | 2797.92 | B | B070100 | 7.01 | Minor Demolition – Dismantling | Item | 95 | Rule | ✓
892 |  |  | To Collection |  | AED | 58546.72
▸ STRIP-OUT / REMOVALS; MECHANICAL ENGINEERING INSTALLATIONS (Cont´d)
897 | A | STRIP-OUT / REMOVALS; MECHANICAL ENGINEERING INSTALLATIONS (Cont´d); FAD; size 550 x 300mm | 7 | m | 82.58 | 578.06 | G | GA010100 | 7.1 | Minor Demolition – Strip Out | Item | 99 | Rule | ✓
899 | B | STRIP-OUT / REMOVALS; MECHANICAL ENGINEERING INSTALLATIONS (Cont´d); FAD; size 600 x 300mm | 19 | m | 87.44 | 1661.36 | G | GA010100 | 7.1 | Minor Demolition – Strip Out | Item | 99 | Rule | ✓
901 | C | STRIP-OUT / REMOVALS; MECHANICAL ENGINEERING INSTALLATIONS (Cont´d); FAD; size 600 x 350mm | 24 | m | 92.3 | 2215.2 | G | GA010100 | 7.1 | Minor Demolition – Strip Out | Item | 99 | Rule | ✓
903 | D | STRIP-OUT / REMOVALS; MECHANICAL ENGINEERING INSTALLATIONS (Cont´d); FAD; size 650 x 300mm | 17 | m | 92.3 | 1569.1 | G | GA010100 | 7.1 | Minor Demolition – Strip Out | Item | 99 | Rule | ✓
905 | E | STRIP-OUT / REMOVALS; MECHANICAL ENGINEERING INSTALLATIONS (Cont´d); FAD; size 650 x 350mm | 28 | m | 97.15 | 2720.2 | G | GA010100 | 7.1 | Minor Demolition – Strip Out | Item | 99 | Rule | ✓
907 | F | STRIP-OUT / REMOVALS; MECHANICAL ENGINEERING INSTALLATIONS (Cont´d); FAD; size 650 x 400mm | 19 | m | 102.01 | 1938.19 | G | GA010100 | 7.1 | Minor Demolition – Strip Out | Item | 99 | Rule | ✓
909 | G | STRIP-OUT / REMOVALS; MECHANICAL ENGINEERING INSTALLATIONS (Cont´d); FAD; size 700 x 300mm | 26 | m | 97.15 | 2525.9 | G | GA010100 | 7.1 | Minor Demolition – Strip Out | Item | 99 | Rule | ✓
911 | H | STRIP-OUT / REMOVALS; MECHANICAL ENGINEERING INSTALLATIONS (Cont´d); FAD; size 700 x 500mm | 11 | m | 116.59 | 1282.49 | G | GA010100 | 7.1 | Minor Demolition – Strip Out | Item | 99 | Rule | ✓
913 | J | STRIP-OUT / REMOVALS; MECHANICAL ENGINEERING INSTALLATIONS (Cont´d); FAD; size 750 x 250mm | 2 | m | 97.15 | 194.3 | G | GA010100 | 7.1 | Minor Demolition – Strip Out | Item | 99 | Rule | ✓
915 | K | STRIP-OUT / REMOVALS; MECHANICAL ENGINEERING INSTALLATIONS (Cont´d); FAD; size 750 x 300mm | 15 | m | 102.01 | 1530.15 | G | GA010100 | 7.1 | Minor Demolition – Strip Out | Item | 99 | Rule | ✓
917 | L | STRIP-OUT / REMOVALS; MECHANICAL ENGINEERING INSTALLATIONS (Cont´d); FAD; size 800 x 350mm | 28 | m | 111.73 | 3128.44 | G | GA010100 | 7.1 | Minor Demolition – Strip Out | Item | 99 | Rule | ✓
919 | M | STRIP-OUT / REMOVALS; MECHANICAL ENGINEERING INSTALLATIONS (Cont´d); FAD; size 850 x 350mm | 3 | m | 116.59 | 349.77 | G | GA010100 | 7.1 | Minor Demolition – Strip Out | Item | 99 | Rule | ✓
921 | N | STRIP-OUT / REMOVALS; MECHANICAL ENGINEERING INSTALLATIONS (Cont´d); FAD; size 850 x 550mm | 14 | m | 136.02 | 1904.28 | G | GA010100 | 7.1 | Minor Demolition – Strip Out | Item | 99 | Rule | ✓
923 | P | STRIP-OUT / REMOVALS; MECHANICAL ENGINEERING INSTALLATIONS (Cont´d); FAD; size 900 x 500mm | 33 | m | 136.02 | 4488.66 | G | GA010100 | 7.1 | Minor Demolition – Strip Out | Item | 99 | Rule | ✓
925 | Q | STRIP-OUT / REMOVALS; MECHANICAL ENGINEERING INSTALLATIONS (Cont´d); FAD; size 950 x 700mm | 27 | m | 160.3 | 4328.1 | G | GA010100 | 7.1 | Minor Demolition – Strip Out | Item | 99 | Rule | ✓
927 | R | STRIP-OUT / REMOVALS; MECHANICAL ENGINEERING INSTALLATIONS (Cont´d); FAD; size 1000 x 400mm | 11 | m | 136.02 | 1496.22 | G | GA010100 | 7.1 | Minor Demolition – Strip Out | Item | 99 | Rule | ✓
929 | S | STRIP-OUT / REMOVALS; MECHANICAL ENGINEERING INSTALLATIONS (Cont´d); FAD; size 1050 x 300mm | 28 | m | 131.16 | 3672.48 | G | GA010100 | 7.1 | Minor Demolition – Strip Out | Item | 99 | Rule | ✓
931 | T | STRIP-OUT / REMOVALS; MECHANICAL ENGINEERING INSTALLATIONS (Cont´d); FAD; size 1000 x 650mm | 4 | m | 160.3 | 641.2 | G | GA010100 | 7.1 | Minor Demolition – Strip Out | Item | 99 | Rule | ✓
933 | U | STRIP-OUT / REMOVALS; MECHANICAL ENGINEERING INSTALLATIONS (Cont´d); FAD; size 1150 x 600mm | 19 | m | 170.02 | 3230.38 | G | GA010100 | 7.1 | Minor Demolition – Strip Out | Item | 99 | Rule | ✓
935 | V | STRIP-OUT / REMOVALS; MECHANICAL ENGINEERING INSTALLATIONS (Cont´d); FAD; size 1200 x 300mm | 8 | m | 145.74 | 1165.92 | G | GA010100 | 7.1 | Minor Demolition – Strip Out | Item | 99 | Rule | ✓
937 | W | STRIP-OUT / REMOVALS; MECHANICAL ENGINEERING INSTALLATIONS (Cont´d); FAD; size 1200 x 350mm | 3 | m | 150.59 | 451.77 | G | GA010100 | 7.1 | Minor Demolition – Strip Out | Item | 99 | Rule | ✓
942 |  |  | To Collection |  | AED | 41072.17
▸ STRIP-OUT / REMOVALS; MECHANICAL ENGINEERING INSTALLATIONS (Cont´d)
947 | A | STRIP-OUT / REMOVALS; MECHANICAL ENGINEERING INSTALLATIONS (Cont´d); FAD; size 1200 x 400mm | 32 | m | 155.45 | 4974.4 | G | GA010100 | 7.1 | Minor Demolition – Strip Out | Item | 99 | Rule | ✓
949 | B | STRIP-OUT / REMOVALS; MECHANICAL ENGINEERING INSTALLATIONS (Cont´d); FAD; size 1250 x 150mm | 3 | m | 136.02 | 408.06 | G | GA010100 | 7.1 | Minor Demolition – Strip Out | Item | 99 | Rule | ✓
951 | C | STRIP-OUT / REMOVALS; MECHANICAL ENGINEERING INSTALLATIONS (Cont´d); FAD; size 1250 x 500mm | 10 | m | 170.02 | 1700.2 | G | GA010100 | 7.1 | Minor Demolition – Strip Out | Item | 99 | Rule | ✓
953 | D | STRIP-OUT / REMOVALS; MECHANICAL ENGINEERING INSTALLATIONS (Cont´d); FAD; size 1250 x 700mm | 10 | m | 189.45 | 1894.5 | G | GA010100 | 7.1 | Minor Demolition – Strip Out | Item | 99 | Rule | ✓
955 | E | STRIP-OUT / REMOVALS; MECHANICAL ENGINEERING INSTALLATIONS (Cont´d); FAD; size 1300 x 300mm | 10 | m | 155.45 | 1554.5 | G | GA010100 | 7.1 | Minor Demolition – Strip Out | Item | 99 | Rule | ✓
957 | F | STRIP-OUT / REMOVALS; MECHANICAL ENGINEERING INSTALLATIONS (Cont´d); FAD; size 1300 x 350mm | 40 | m | 160.3 | 6412 | G | GA010100 | 7.1 | Minor Demolition – Strip Out | Item | 99 | Rule | ✓
959 | G | STRIP-OUT / REMOVALS; MECHANICAL ENGINEERING INSTALLATIONS (Cont´d); FAD; size 1300 x 600mm | 19 | m | 184.6 | 3507.4 | G | GA010100 | 7.1 | Minor Demolition – Strip Out | Item | 99 | Rule | ✓
961 | H | STRIP-OUT / REMOVALS; MECHANICAL ENGINEERING INSTALLATIONS (Cont´d); FAD; size 1350 x 400mm | 11 | m | 170.02 | 1870.22 | G | GA010100 | 7.1 | Minor Demolition – Strip Out | Item | 99 | Rule | ✓
963 | J | STRIP-OUT / REMOVALS; MECHANICAL ENGINEERING INSTALLATIONS (Cont´d); FAD; size 1500 x 400mm | 90 | m | 184.6 | 16614 | G | GA010100 | 7.1 | Minor Demolition – Strip Out | Item | 99 | Rule | ✓
965 | K | STRIP-OUT / REMOVALS; MECHANICAL ENGINEERING INSTALLATIONS (Cont´d); FAD; size 1500 x 900mm | 10 | m | 233.17 | 2331.7 | G | GA010100 | 7.1 | Minor Demolition – Strip Out | Item | 99 | Rule | ✓
967 | L | STRIP-OUT / REMOVALS; MECHANICAL ENGINEERING INSTALLATIONS (Cont´d); FAD; size 1700 x 200mm | 10 | m | 184.6 | 1846 | G | GA010100 | 7.1 | Minor Demolition – Strip Out | Item | 99 | Rule | ✓
969 | M | STRIP-OUT / REMOVALS; MECHANICAL ENGINEERING INSTALLATIONS (Cont´d); FAD; size 1700 x 500mm | 19 | m | 213.74 | 4061.06 | G | GA010100 | 7.1 | Minor Demolition – Strip Out | Item | 99 | Rule | ✓
971 | N | STRIP-OUT / REMOVALS; MECHANICAL ENGINEERING INSTALLATIONS (Cont´d); FAD; size 1750 x 700mm | 4 | m | 238.03 | 952.12 | G | GA010100 | 7.1 | Minor Demolition – Strip Out | Item | 99 | Rule | ✓
973 | P | STRIP-OUT / REMOVALS; MECHANICAL ENGINEERING INSTALLATIONS (Cont´d); FAD; size 1800 x 500mm | 9 | m | 223.46 | 2011.14 | G | GA010100 | 7.1 | Minor Demolition – Strip Out | Item | 99 | Rule | ✓
975 | Q | STRIP-OUT / REMOVALS; MECHANICAL ENGINEERING INSTALLATIONS (Cont´d); FAD; size 1900 x 900mm | 9 | m | 272.03 | 2448.27 | G | GA010100 | 7.1 | Minor Demolition – Strip Out | Item | 99 | Rule | ✓
977 | R | STRIP-OUT / REMOVALS; MECHANICAL ENGINEERING INSTALLATIONS (Cont´d); FAD; size 2200 x 500mm | 4 | m | 262.32 | 1049.28 | G | GA010100 | 7.1 | Minor Demolition – Strip Out | Item | 99 | Rule | ✓
979 | S | STRIP-OUT / REMOVALS; MECHANICAL ENGINEERING INSTALLATIONS (Cont´d); FAD; size 2300 x 500mm | 9 | m | 272.03 | 2448.27 | G | GA010100 | 7.1 | Minor Demolition – Strip Out | Item | 99 | Rule | ✓
981 | T | STRIP-OUT / REMOVALS; MECHANICAL ENGINEERING INSTALLATIONS (Cont´d); FAD; size 2500 x 500mm | 10 | m | 291.46 | 2914.6 | G | GA010100 | 7.1 | Minor Demolition – Strip Out | Item | 99 | Rule | ✓
983 | U | STRIP-OUT / REMOVALS; MECHANICAL ENGINEERING INSTALLATIONS (Cont´d); FAD; size 3000 x 700mm | 11 | m | 359.48 | 3954.28 | G | GA010100 | 7.1 | Minor Demolition – Strip Out | Item | 99 | Rule | ✓
985 | V | STRIP-OUT / REMOVALS; MECHANICAL ENGINEERING INSTALLATIONS (Cont´d); FAD; various size duct | 1,113 | m | 145.74 | 162208.62 | G | GA010100 | 7.1 | Minor Demolition – Strip Out | Item | 99 | Rule | ✓
987 | W | STRIP-OUT / REMOVALS; MECHANICAL ENGINEERING INSTALLATIONS (Cont´d); SAD; size 200 x 200mm | 11 | m | 38.86 | 427.46 | G | GA010100 | 7.1 | Minor Demolition – Strip Out | Item | 99 | Rule | ✓
992 |  |  | To Collection |  | AED | 225588.08
▸ STRIP-OUT / REMOVALS; MECHANICAL ENGINEERING INSTALLATIONS (Cont´d)
997 | A | STRIP-OUT / REMOVALS; MECHANICAL ENGINEERING INSTALLATIONS (Cont´d); SAD; size 300 x 200mm | 4 | m | 48.58 | 194.32 | G | GA010100 | 7.1 | Minor Demolition – Strip Out | Item | 99 | Rule | ✓
999 | B | STRIP-OUT / REMOVALS; MECHANICAL ENGINEERING INSTALLATIONS (Cont´d); SAD; size 700 x 250mm | 5 | m | 92.3 | 461.5 | G | GA010100 | 7.1 | Minor Demolition – Strip Out | Item | 99 | Rule | ✓
1001 | C | STRIP-OUT / REMOVALS; MECHANICAL ENGINEERING INSTALLATIONS (Cont´d); SAD; size 1050 x 300mm | 5 | m | 131.16 | 655.8 | G | GA010100 | 7.1 | Minor Demolition – Strip Out | Item | 99 | Rule | ✓
1003 | D | STRIP-OUT / REMOVALS; MECHANICAL ENGINEERING INSTALLATIONS (Cont´d); SAD; various size duct | 1,599 | m | 145.74 | 233038.26 | G | GA010100 | 7.1 | Minor Demolition – Strip Out | Item | 99 | Rule | ✓
1005 | E | STRIP-OUT / REMOVALS; MECHANICAL ENGINEERING INSTALLATIONS (Cont´d); RAD; size 600 x 250mm | 11 | m | 82.58 | 908.38 | G | GA010100 | 7.1 | Minor Demolition – Strip Out | Item | 99 | Rule | ✓
1007 | F | STRIP-OUT / REMOVALS; MECHANICAL ENGINEERING INSTALLATIONS (Cont´d); RAD; size 1050 x 300mm | 10 | m | 131.16 | 1311.6 | G | GA010100 | 7.1 | Minor Demolition – Strip Out | Item | 99 | Rule | ✓
1009 | G | STRIP-OUT / REMOVALS; MECHANICAL ENGINEERING INSTALLATIONS (Cont´d); Transfer duct various size | 9 | m | 145.74 | 1311.66 | G | GA010100 | 7.1 | Minor Demolition – Strip Out | Item | 99 | Rule | ✓
1011 | H | STRIP-OUT / REMOVALS; MECHANICAL ENGINEERING INSTALLATIONS (Cont´d); EAD; size 150 x 150mm | 32 | m | 29.15 | 932.8 | G | GA010100 | 7.1 | Minor Demolition – Strip Out | Item | 99 | Rule | ✓
1013 | J | STRIP-OUT / REMOVALS; MECHANICAL ENGINEERING INSTALLATIONS (Cont´d); EAD; size 200 x 150mm | 193 | m | 34.01 | 6563.93 | G | GA010100 | 7.1 | Minor Demolition – Strip Out | Item | 99 | Rule | ✓
1015 | K | STRIP-OUT / REMOVALS; MECHANICAL ENGINEERING INSTALLATIONS (Cont´d); EAD; size 200 x 200mm | 82 | m | 38.86 | 3186.52 | G | GA010100 | 7.1 | Minor Demolition – Strip Out | Item | 99 | Rule | ✓
1017 | L | STRIP-OUT / REMOVALS; MECHANICAL ENGINEERING INSTALLATIONS (Cont´d); EAD; size 250 x 150mm | 6 | m | 38.86 | 233.16 | G | GA010100 | 7.1 | Minor Demolition – Strip Out | Item | 99 | Rule | ✓
1019 | M | STRIP-OUT / REMOVALS; MECHANICAL ENGINEERING INSTALLATIONS (Cont´d); EAD; size 250 x 200mm | 39 | m | 43.72 | 1705.08 | G | GA010100 | 7.1 | Minor Demolition – Strip Out | Item | 99 | Rule | ✓
1021 | N | STRIP-OUT / REMOVALS; MECHANICAL ENGINEERING INSTALLATIONS (Cont´d); EAD; size 250 x 250mm | 43 | m | 48.58 | 2088.94 | G | GA010100 | 7.1 | Minor Demolition – Strip Out | Item | 99 | Rule | ✓
1023 | P | STRIP-OUT / REMOVALS; MECHANICAL ENGINEERING INSTALLATIONS (Cont´d); EAD; size 300 x 150mm | 12 | m | 43.72 | 524.64 | G | GA010100 | 7.1 | Minor Demolition – Strip Out | Item | 99 | Rule | ✓
1025 | Q | STRIP-OUT / REMOVALS; MECHANICAL ENGINEERING INSTALLATIONS (Cont´d); EAD; size 300 x 200mm | 48 | m | 48.58 | 2331.84 | G | GA010100 | 7.1 | Minor Demolition – Strip Out | Item | 99 | Rule | ✓
1027 | R | STRIP-OUT / REMOVALS; MECHANICAL ENGINEERING INSTALLATIONS (Cont´d); EAD; size 300 x 250mm | 117 | m | 53.44 | 6252.48 | G | GA010100 | 7.1 | Minor Demolition – Strip Out | Item | 99 | Rule | ✓
1029 | S | STRIP-OUT / REMOVALS; MECHANICAL ENGINEERING INSTALLATIONS (Cont´d); EAD; size 300 x 300mm | 28 | m | 58.29 | 1632.12 | G | GA010100 | 7.1 | Minor Demolition – Strip Out | Item | 99 | Rule | ✓
1031 | T | STRIP-OUT / REMOVALS; MECHANICAL ENGINEERING INSTALLATIONS (Cont´d); EAD; size 350 x 150mm | 2 | m | 48.58 | 97.16 | G | GA010100 | 7.1 | Minor Demolition – Strip Out | Item | 99 | Rule | ✓
1033 | U | STRIP-OUT / REMOVALS; MECHANICAL ENGINEERING INSTALLATIONS (Cont´d); EAD; size 350 x 200mm | 29 | m | 53.44 | 1549.76 | G | GA010100 | 7.1 | Minor Demolition – Strip Out | Item | 99 | Rule | ✓
1035 | V | STRIP-OUT / REMOVALS; MECHANICAL ENGINEERING INSTALLATIONS (Cont´d); EAD; size 350 x 300mm | 28 | m | 63.15 | 1768.2 | G | GA010100 | 7.1 | Minor Demolition – Strip Out | Item | 99 | Rule | ✓
1037 | W | STRIP-OUT / REMOVALS; MECHANICAL ENGINEERING INSTALLATIONS (Cont´d); EAD; size 350 x 600mm | 22 | m | 92.3 | 2030.6 | G | GA010100 | 7.1 | Minor Demolition – Strip Out | Item | 99 | Rule | ✓
1042 |  |  | To Collection |  | AED | 268778.75
▸ STRIP-OUT / REMOVALS; MECHANICAL ENGINEERING INSTALLATIONS (Cont´d)
1047 | A | STRIP-OUT / REMOVALS; MECHANICAL ENGINEERING INSTALLATIONS (Cont´d); EAD; size 400 x 150mm | 14 | m | 53.44 | 748.16 | G | GA010100 | 7.1 | Minor Demolition – Strip Out | Item | 99 | Rule | ✓
1049 | B | STRIP-OUT / REMOVALS; MECHANICAL ENGINEERING INSTALLATIONS (Cont´d); EAD; size 400 x 200mm | 55 | m | 58.29 | 3205.95 | G | GA010100 | 7.1 | Minor Demolition – Strip Out | Item | 99 | Rule | ✓
1051 | C | STRIP-OUT / REMOVALS; MECHANICAL ENGINEERING INSTALLATIONS (Cont´d); EAD; size 400 x 250mm | 13 | m | 63.15 | 820.95 | G | GA010100 | 7.1 | Minor Demolition – Strip Out | Item | 99 | Rule | ✓
1053 | D | STRIP-OUT / REMOVALS; MECHANICAL ENGINEERING INSTALLATIONS (Cont´d); EAD; size 400 x 300mm | 90 | m | 68.01 | 6120.9 | G | GA010100 | 7.1 | Minor Demolition – Strip Out | Item | 99 | Rule | ✓
1055 | E | STRIP-OUT / REMOVALS; MECHANICAL ENGINEERING INSTALLATIONS (Cont´d); EAD; size 400 x 350mm | 15 | m | 72.87 | 1093.05 | G | GA010100 | 7.1 | Minor Demolition – Strip Out | Item | 99 | Rule | ✓
1057 | F | STRIP-OUT / REMOVALS; MECHANICAL ENGINEERING INSTALLATIONS (Cont´d); EAD; size 450 x 250mm | 12 | m | 68.01 | 816.12 | G | GA010100 | 7.1 | Minor Demolition – Strip Out | Item | 99 | Rule | ✓
1059 | G | STRIP-OUT / REMOVALS; MECHANICAL ENGINEERING INSTALLATIONS (Cont´d); EAD; size 450 x 300mm | 9 | m | 72.87 | 655.83 | G | GA010100 | 7.1 | Minor Demolition – Strip Out | Item | 99 | Rule | ✓
1061 | H | STRIP-OUT / REMOVALS; MECHANICAL ENGINEERING INSTALLATIONS (Cont´d); EAD; size 450 x 350mm | 14 | m | 77.72 | 1088.08 | G | GA010100 | 7.1 | Minor Demolition – Strip Out | Item | 99 | Rule | ✓
1063 | J | STRIP-OUT / REMOVALS; MECHANICAL ENGINEERING INSTALLATIONS (Cont´d); EAD; size 450 x 450mm | 9 | m | 87.44 | 786.96 | G | GA010100 | 7.1 | Minor Demolition – Strip Out | Item | 99 | Rule | ✓
1065 | K | STRIP-OUT / REMOVALS; MECHANICAL ENGINEERING INSTALLATIONS (Cont´d); EAD; size 500 x 250mm | 49 | m | 72.87 | 3570.63 | G | GA010100 | 7.1 | Minor Demolition – Strip Out | Item | 99 | Rule | ✓
1067 | L | STRIP-OUT / REMOVALS; MECHANICAL ENGINEERING INSTALLATIONS (Cont´d); EAD; size 500 x 300mm | 81 | m | 77.72 | 6295.32 | G | GA010100 | 7.1 | Minor Demolition – Strip Out | Item | 99 | Rule | ✓
1069 | M | STRIP-OUT / REMOVALS; MECHANICAL ENGINEERING INSTALLATIONS (Cont´d); EAD; size 500 x 350mm | 30 | m | 82.58 | 2477.4 | G | GA010100 | 7.1 | Minor Demolition – Strip Out | Item | 99 | Rule | ✓
1071 | N | STRIP-OUT / REMOVALS; MECHANICAL ENGINEERING INSTALLATIONS (Cont´d); EAD; size 550 x 350mm | 3 | m | 87.44 | 262.32 | G | GA010100 | 7.1 | Minor Demolition – Strip Out | Item | 99 | Rule | ✓
1073 | P | STRIP-OUT / REMOVALS; MECHANICAL ENGINEERING INSTALLATIONS (Cont´d); EAD; size 550 x 550mm | 10 | m | 106.88 | 1068.8 | G | GA010100 | 7.1 | Minor Demolition – Strip Out | Item | 99 | Rule | ✓
1075 | Q | STRIP-OUT / REMOVALS; MECHANICAL ENGINEERING INSTALLATIONS (Cont´d); EAD; size 600 x 200mm | 28 | m | 77.72 | 2176.16 | G | GA010100 | 7.1 | Minor Demolition – Strip Out | Item | 99 | Rule | ✓
1077 | R | STRIP-OUT / REMOVALS; MECHANICAL ENGINEERING INSTALLATIONS (Cont´d); EAD; size 600 x 300mm | 49 | m | 87.44 | 4284.56 | G | GA010100 | 7.1 | Minor Demolition – Strip Out | Item | 99 | Rule | ✓
1079 | S | STRIP-OUT / REMOVALS; MECHANICAL ENGINEERING INSTALLATIONS (Cont´d); EAD; size 600 x 450mm | 16 | m | 102.01 | 1632.16 | G | GA010100 | 7.1 | Minor Demolition – Strip Out | Item | 99 | Rule | ✓
1081 | T | STRIP-OUT / REMOVALS; MECHANICAL ENGINEERING INSTALLATIONS (Cont´d); EAD; size 600 x 500mm | 27 | m | 106.88 | 2885.76 | G | GA010100 | 7.1 | Minor Demolition – Strip Out | Item | 99 | Rule | ✓
1083 | U | STRIP-OUT / REMOVALS; MECHANICAL ENGINEERING INSTALLATIONS (Cont´d); EAD; size 650 x 250mm | 9 | m | 87.44 | 786.96 | G | GA010100 | 7.1 | Minor Demolition – Strip Out | Item | 99 | Rule | ✓
1085 | V | STRIP-OUT / REMOVALS; MECHANICAL ENGINEERING INSTALLATIONS (Cont´d); EAD; size 650 x 300mm | 26 | m | 92.3 | 2399.8 | G | GA010100 | 7.1 | Minor Demolition – Strip Out | Item | 99 | Rule | ✓
1087 | W | STRIP-OUT / REMOVALS; MECHANICAL ENGINEERING INSTALLATIONS (Cont´d); EAD; size 650 x 450mm | 4 | m | 106.88 | 427.52 | G | GA010100 | 7.1 | Minor Demolition – Strip Out | Item | 99 | Rule | ✓
1092 |  |  | To Collection |  | AED | 43603.39
▸ STRIP-OUT / REMOVALS; MECHANICAL ENGINEERING INSTALLATIONS (Cont´d)
1097 | A | STRIP-OUT / REMOVALS; MECHANICAL ENGINEERING INSTALLATIONS (Cont´d); EAD; size 700 x 200mm | 20 | m | 87.44 | 1748.8 | G | GA010100 | 7.1 | Minor Demolition – Strip Out | Item | 99 | Rule | ✓
1099 | B | STRIP-OUT / REMOVALS; MECHANICAL ENGINEERING INSTALLATIONS (Cont´d); EAD; size 700 x 250mm | 11 | m | 92.3 | 1015.3 | G | GA010100 | 7.1 | Minor Demolition – Strip Out | Item | 99 | Rule | ✓
1101 | C | STRIP-OUT / REMOVALS; MECHANICAL ENGINEERING INSTALLATIONS (Cont´d); EAD; size 700 x 300mm | 36 | m | 97.15 | 3497.4 | G | GA010100 | 7.1 | Minor Demolition – Strip Out | Item | 99 | Rule | ✓
1103 | D | STRIP-OUT / REMOVALS; MECHANICAL ENGINEERING INSTALLATIONS (Cont´d); EAD; size 700 x 350mm | 2 | m | 102.01 | 204.02 | G | GA010100 | 7.1 | Minor Demolition – Strip Out | Item | 99 | Rule | ✓
1105 | E | STRIP-OUT / REMOVALS; MECHANICAL ENGINEERING INSTALLATIONS (Cont´d); EAD; size 700 x 500mm | 3 | m | 116.59 | 349.77 | G | GA010100 | 7.1 | Minor Demolition – Strip Out | Item | 99 | Rule | ✓
1107 | F | STRIP-OUT / REMOVALS; MECHANICAL ENGINEERING INSTALLATIONS (Cont´d); EAD; size 750 x 200mm | 41 | m | 92.3 | 3784.3 | G | GA010100 | 7.1 | Minor Demolition – Strip Out | Item | 99 | Rule | ✓
1109 | G | STRIP-OUT / REMOVALS; MECHANICAL ENGINEERING INSTALLATIONS (Cont´d); EAD; size 750 x 250mm | 44 | m | 97.15 | 4274.6 | G | GA010100 | 7.1 | Minor Demolition – Strip Out | Item | 99 | Rule | ✓
1111 | H | STRIP-OUT / REMOVALS; MECHANICAL ENGINEERING INSTALLATIONS (Cont´d); EAD; size 750 x 300mm | 13 | m | 102.01 | 1326.13 | G | GA010100 | 7.1 | Minor Demolition – Strip Out | Item | 99 | Rule | ✓
1113 | J | STRIP-OUT / REMOVALS; MECHANICAL ENGINEERING INSTALLATIONS (Cont´d); EAD; size 750 x 350mm | 2 | m | 106.88 | 213.76 | G | GA010100 | 7.1 | Minor Demolition – Strip Out | Item | 99 | Rule | ✓
1115 | K | STRIP-OUT / REMOVALS; MECHANICAL ENGINEERING INSTALLATIONS (Cont´d); EAD; size 750 x 400mm | 3 | m | 111.73 | 335.19 | G | GA010100 | 7.1 | Minor Demolition – Strip Out | Item | 99 | Rule | ✓
1117 | L | STRIP-OUT / REMOVALS; MECHANICAL ENGINEERING INSTALLATIONS (Cont´d); EAD; size 800 x 250mm | 77 | m | 102.01 | 7854.77 | G | GA010100 | 7.1 | Minor Demolition – Strip Out | Item | 99 | Rule | ✓
1119 | M | STRIP-OUT / REMOVALS; MECHANICAL ENGINEERING INSTALLATIONS (Cont´d); EAD; size 850 x 300mm | 10 | m | 111.73 | 1117.3 | G | GA010100 | 7.1 | Minor Demolition – Strip Out | Item | 99 | Rule | ✓
1121 | N | STRIP-OUT / REMOVALS; MECHANICAL ENGINEERING INSTALLATIONS (Cont´d); EAD; size 850 x 350mm | 24 | m | 116.59 | 2798.16 | G | GA010100 | 7.1 | Minor Demolition – Strip Out | Item | 99 | Rule | ✓
1123 | P | STRIP-OUT / REMOVALS; MECHANICAL ENGINEERING INSTALLATIONS (Cont´d); EAD; size 900 x 300mm | 16 | m | 116.59 | 1865.44 | G | GA010100 | 7.1 | Minor Demolition – Strip Out | Item | 99 | Rule | ✓
1125 | Q | STRIP-OUT / REMOVALS; MECHANICAL ENGINEERING INSTALLATIONS (Cont´d); EAD; size 900 x 350mm | 15 | m | 121.44 | 1821.6 | G | GA010100 | 7.1 | Minor Demolition – Strip Out | Item | 99 | Rule | ✓
1127 | R | STRIP-OUT / REMOVALS; MECHANICAL ENGINEERING INSTALLATIONS (Cont´d); EAD; size 900 x 400mm | 13 | m | 126.31 | 1642.03 | G | GA010100 | 7.1 | Minor Demolition – Strip Out | Item | 99 | Rule | ✓
1129 | S | STRIP-OUT / REMOVALS; MECHANICAL ENGINEERING INSTALLATIONS (Cont´d); EAD; size 950 x 300mm | 6 | m | 121.44 | 728.64 | G | GA010100 | 7.1 | Minor Demolition – Strip Out | Item | 99 | Rule | ✓
1131 | T | STRIP-OUT / REMOVALS; MECHANICAL ENGINEERING INSTALLATIONS (Cont´d); EAD; size 950 x 500mm | 23 | m | 131.16 | 3016.68 | G | GA010100 | 7.1 | Minor Demolition – Strip Out | Item | 99 | Rule | ✓
1133 | U | STRIP-OUT / REMOVALS; MECHANICAL ENGINEERING INSTALLATIONS (Cont´d); EAD; size 1000 x 250mm | 8 | m | 121.44 | 971.52 | G | GA010100 | 7.1 | Minor Demolition – Strip Out | Item | 99 | Rule | ✓
1135 | V | STRIP-OUT / REMOVALS; MECHANICAL ENGINEERING INSTALLATIONS (Cont´d); EAD; size 1000 x 400mm | 35 | m | 136.02 | 4760.7 | G | GA010100 | 7.1 | Minor Demolition – Strip Out | Item | 99 | Rule | ✓
1137 | W | STRIP-OUT / REMOVALS; MECHANICAL ENGINEERING INSTALLATIONS (Cont´d); EAD; size 1050 x 500mm | 4 | m | 150.59 | 602.36 | G | GA010100 | 7.1 | Minor Demolition – Strip Out | Item | 99 | Rule | ✓
1142 |  |  | To Collection |  | AED | 43928.47
▸ STRIP-OUT / REMOVALS; MECHANICAL ENGINEERING INSTALLATIONS (Cont´d)
1147 | A | STRIP-OUT / REMOVALS; MECHANICAL ENGINEERING INSTALLATIONS (Cont´d); EAD; size 1100 x 450mm | 5 | m | 150.59 | 752.95 | G | GA010100 | 7.1 | Minor Demolition – Strip Out | Item | 99 | Rule | ✓
1149 | B | STRIP-OUT / REMOVALS; MECHANICAL ENGINEERING INSTALLATIONS (Cont´d); EAD; size 1150 x 300mm | 8 | m | 140.87 | 1126.96 | G | GA010100 | 7.1 | Minor Demolition – Strip Out | Item | 99 | Rule | ✓
1151 | C | STRIP-OUT / REMOVALS; MECHANICAL ENGINEERING INSTALLATIONS (Cont´d); EAD; size 1200 x 300mm | 35 | m | 145.74 | 5100.9 | G | GA010100 | 7.1 | Minor Demolition – Strip Out | Item | 99 | Rule | ✓
1153 | D | STRIP-OUT / REMOVALS; MECHANICAL ENGINEERING INSTALLATIONS (Cont´d); EAD; size 1400 x 450mm | 10 | m | 179.73 | 1797.3 | G | GA010100 | 7.1 | Minor Demolition – Strip Out | Item | 99 | Rule | ✓
1155 | E | STRIP-OUT / REMOVALS; MECHANICAL ENGINEERING INSTALLATIONS (Cont´d); EAD; size 1500 x 450mm | 10 | m | 189.45 | 1894.5 | G | GA010100 | 7.1 | Minor Demolition – Strip Out | Item | 99 | Rule | ✓
1157 | F | STRIP-OUT / REMOVALS; MECHANICAL ENGINEERING INSTALLATIONS (Cont´d); EAD; size 2200 x 500mm | 17 | m | 262.32 | 4459.44 | G | GA010100 | 7.1 | Minor Demolition – Strip Out | Item | 99 | Rule | ✓
1159 | G | STRIP-OUT / REMOVALS; MECHANICAL ENGINEERING INSTALLATIONS (Cont´d); EAD; size 2500 x 450mm | 10 | m | 286.61 | 2866.1 | G | GA010100 | 7.1 | Minor Demolition – Strip Out | Item | 99 | Rule | ✓
1161 | H | STRIP-OUT / REMOVALS; MECHANICAL ENGINEERING INSTALLATIONS (Cont´d); EAD; size 2800 x 500mm | 8 | m | 320.62 | 2564.96 | G | GA010100 | 7.1 | Minor Demolition – Strip Out | Item | 99 | Rule | ✓
1163 | J | STRIP-OUT / REMOVALS; MECHANICAL ENGINEERING INSTALLATIONS (Cont´d); EAD; size 3000 x 500mm | 17 | m | 340.05 | 5780.85 | G | GA010100 | 7.1 | Minor Demolition – Strip Out | Item | 99 | Rule | ✓
1165 | K | STRIP-OUT / REMOVALS; MECHANICAL ENGINEERING INSTALLATIONS (Cont´d); EAD; various size duct | 2,380 | m | 145.74 | 346861.2 | G | GA010100 | 7.1 | Minor Demolition – Strip Out | Item | 99 | Rule | ✓
1167 | L | STRIP-OUT / REMOVALS; MECHANICAL ENGINEERING INSTALLATIONS (Cont´d); KEAD; size 600 x 500mm | 1 | m | 106.88 | 106.88 | G | GA010100 | 7.1 | Minor Demolition – Strip Out | Item | 99 | Rule | ✓
1169 | M | STRIP-OUT / REMOVALS; MECHANICAL ENGINEERING INSTALLATIONS (Cont´d); KEAD; size 700 x 500mm | 15 | m | 116.59 | 1748.85 | G | GA010100 | 7.1 | Minor Demolition – Strip Out | Item | 99 | Rule | ✓
1171 | N | STRIP-OUT / REMOVALS; MECHANICAL ENGINEERING INSTALLATIONS (Cont´d); KEAD; size 750 x 400mm | 1 | m | 111.73 | 111.73 | G | GA010100 | 7.1 | Minor Demolition – Strip Out | Item | 99 | Rule | ✓
1173 | P | STRIP-OUT / REMOVALS; MECHANICAL ENGINEERING INSTALLATIONS (Cont´d); KMAD; size 600 x 500mm | 1 | m | 106.88 | 106.88 | G | GA010100 | 7.1 | Minor Demolition – Strip Out | Item | 99 | Rule | ✓
1175 | Q | STRIP-OUT / REMOVALS; MECHANICAL ENGINEERING INSTALLATIONS (Cont´d); KMAD; size 750 x 400mm | 1 | m | 111.73 | 111.73 | G | GA010100 | 7.1 | Minor Demolition – Strip Out | Item | 99 | Rule | ✓
1177 | R | STRIP-OUT / REMOVALS; MECHANICAL ENGINEERING INSTALLATIONS (Cont´d); KMAD; size 800 x 500mm | 10 | m | 126.31 | 1263.1 | G | GA010100 | 7.1 | Minor Demolition – Strip Out | Item | 99 | Rule | ✓
1179 | S | STRIP-OUT / REMOVALS; MECHANICAL ENGINEERING INSTALLATIONS (Cont´d); SED; various size duct | 20 | m | 145.74 | 2914.8 | G | GA010100 | 7.1 | Minor Demolition – Strip Out | Item | 99 | Rule | ✓
1181 | T | STRIP-OUT / REMOVALS; MECHANICAL ENGINEERING INSTALLATIONS (Cont´d); SED; size 900 x 1400mm | 4 | m | 223.46 | 893.84 | G | GA010100 | 7.1 | Minor Demolition – Strip Out | Item | 99 | Rule | ✓
1183 | U | STRIP-OUT / REMOVALS; MECHANICAL ENGINEERING INSTALLATIONS (Cont´d); SED; size 1100 x 600mm | 31 | m | 165.17 | 5120.27 | G | GA010100 | 7.1 | Minor Demolition – Strip Out | Item | 99 | Rule | ✓
1185 | V | STRIP-OUT / REMOVALS; MECHANICAL ENGINEERING INSTALLATIONS (Cont´d); SED; size 1100 x 650mm | 9 | m | 170.02 | 1530.18 | G | GA010100 | 7.1 | Minor Demolition – Strip Out | Item | 99 | Rule | ✓
1187 | W | STRIP-OUT / REMOVALS; MECHANICAL ENGINEERING INSTALLATIONS (Cont´d); SED; size 1250 x 1250mm | 34 | m | 242.89 | 8258.26 | G | GA010100 | 7.1 | Minor Demolition – Strip Out | Item | 99 | Rule | ✓
1192 |  |  | To Collection |  | AED | 395371.68
▸ STRIP-OUT / REMOVALS; MECHANICAL ENGINEERING INSTALLATIONS (Cont´d)
1197 | A | STRIP-OUT / REMOVALS; MECHANICAL ENGINEERING INSTALLATIONS (Cont´d); SED; size 1850 x 800mm | 3 | m | 257.47 | 772.41 | G | GA010100 | 7.1 | Minor Demolition – Strip Out | Item | 99 | Rule | ✓
1199 | B | STRIP-OUT / REMOVALS; MECHANICAL ENGINEERING INSTALLATIONS (Cont´d); SED; size 2000 x 600mm | 17 | m | 252.6 | 4294.2 | G | GA010100 | 7.1 | Minor Demolition – Strip Out | Item | 99 | Rule | ✓
1201 | C | STRIP-OUT / REMOVALS; MECHANICAL ENGINEERING INSTALLATIONS (Cont´d); SED; size 2000 x 700mm | 50 | m | 262.32 | 13116 | G | GA010100 | 7.1 | Minor Demolition – Strip Out | Item | 99 | Rule | ✓
1203 | D | STRIP-OUT / REMOVALS; MECHANICAL ENGINEERING INSTALLATIONS (Cont´d); Duct works various type | 400 | m | 194.31 | 77724 | G | GA010100 | 7.1 | Minor Demolition – Strip Out | Item | 99 | Rule | ✓
▸ Dismantling, protect and handing over at client yard for all existing Flexible Duct; including insulations and all ancillary works as necessary( for subsequent re-use; isolate, disconnections, making good and disposal to approved location)
1207 | E | Dismantling, protect and handing over at client yard for all existing Flexible Duct; including insulations and all ancillary works as necessary( for subsequent re-use; isolate, disconnections, making good and disposal to approved location); Flexible duct; size 150mm diameter | 42 | m | 13.76 | 577.92 | B | B070100 | 7.01 | Minor Demolition – Dismantling | Item | 95 | Rule | ✓
1209 | F | Dismantling, protect and handing over at client yard for all existing Flexible Duct; including insulations and all ancillary works as necessary( for subsequent re-use; isolate, disconnections, making good and disposal to approved location); Flexible duct; size 200mm diameter | 88 | m | 17.54 | 1543.52 | B | B070100 | 7.01 | Minor Demolition – Dismantling | Item | 95 | Rule | ✓
1211 | G | Dismantling, protect and handing over at client yard for all existing Flexible Duct; including insulations and all ancillary works as necessary( for subsequent re-use; isolate, disconnections, making good and disposal to approved location); Flexible duct; size 250mm diameter | 32 | m | 20.78 | 664.96 | B | B070100 | 7.01 | Minor Demolition – Dismantling | Item | 95 | Rule | ✓
1213 | H | Dismantling, protect and handing over at client yard for all existing Flexible Duct; including insulations and all ancillary works as necessary( for subsequent re-use; isolate, disconnections, making good and disposal to approved location); Flexible duct; size 300mm diameter | 2 | m | 20.78 | 41.56 | B | B070100 | 7.01 | Minor Demolition – Dismantling | Item | 95 | Rule | ✓
1215 | J | Dismantling, protect and handing over at client yard for all existing Flexible Duct; including insulations and all ancillary works as necessary( for subsequent re-use; isolate, disconnections, making good and disposal to approved location); Flexible duct; various size | 215 | m | 20.78 | 4467.7 | B | B070100 | 7.01 | Minor Demolition – Dismantling | Item | 95 | Rule | ✓
▸ Dismantling, protect and handing over at client yard for all existing Duct Accessories; including insulations and all ancillary works as necessary( for subsequent re-use; isolate, disconnections, making good and disposal to approved location)
1219 | K | Dismantling, protect and handing over at client yard for all existing Duct Accessories; including insulations and all ancillary works as necessary( for subsequent re-use; isolate, disconnections, making good and disposal to approved location); VCD; size 150 x 150mm | 6 | Nr. | 16.2 | 97.2 | B | B070100 | 7.01 | Minor Demolition – Dismantling | Item | 95 | Rule | ✓
1221 | L | Dismantling, protect and handing over at client yard for all existing Duct Accessories; including insulations and all ancillary works as necessary( for subsequent re-use; isolate, disconnections, making good and disposal to approved location); VCD; size 200 x 150mm | 139 | Nr. | 16.2 | 2251.8 | B | B070100 | 7.01 | Minor Demolition – Dismantling | Item | 95 | Rule | ✓
1223 | M | Dismantling, protect and handing over at client yard for all existing Duct Accessories; including insulations and all ancillary works as necessary( for subsequent re-use; isolate, disconnections, making good and disposal to approved location); VCD; size 200 x 200mm | 22 | Nr. | 16.2 | 356.4 | B | B070100 | 7.01 | Minor Demolition – Dismantling | Item | 95 | Rule | ✓
1225 | N | Dismantling, protect and handing over at client yard for all existing Duct Accessories; including insulations and all ancillary works as necessary( for subsequent re-use; isolate, disconnections, making good and disposal to approved location); VCD; size 250 x 200mm | 6 | Nr. | 16.2 | 97.2 | B | B070100 | 7.01 | Minor Demolition – Dismantling | Item | 95 | Rule | ✓
1227 | P | Dismantling, protect and handing over at client yard for all existing Duct Accessories; including insulations and all ancillary works as necessary( for subsequent re-use; isolate, disconnections, making good and disposal to approved location); VCD; size 250 x 250mm | 443 | Nr. | 16.2 | 7176.6 | B | B070100 | 7.01 | Minor Demolition – Dismantling | Item | 95 | Rule | ✓
1234 |  |  | To Collection |  | AED | 113181.47
▸ STRIP-OUT / REMOVALS; MECHANICAL ENGINEERING INSTALLATIONS (Cont´d)
1239 | A | STRIP-OUT / REMOVALS; MECHANICAL ENGINEERING INSTALLATIONS (Cont´d); VCD; size 300 x 200mm | 1 | Nr. | 16.2 | 16.2 | G | GA010100 | 7.1 | Minor Demolition – Strip Out | Item | 99 | Rule | ✓
1241 | B | STRIP-OUT / REMOVALS; MECHANICAL ENGINEERING INSTALLATIONS (Cont´d); VCD; size 300 x 250mm | 7 | Nr. | 21.59 | 151.13 | G | GA010100 | 7.1 | Minor Demolition – Strip Out | Item | 99 | Rule | ✓
1243 | C | STRIP-OUT / REMOVALS; MECHANICAL ENGINEERING INSTALLATIONS (Cont´d); VCD; size 300 x 300mm | 2 | Nr. | 21.59 | 43.18 | G | GA010100 | 7.1 | Minor Demolition – Strip Out | Item | 99 | Rule | ✓
1245 | D | STRIP-OUT / REMOVALS; MECHANICAL ENGINEERING INSTALLATIONS (Cont´d); VCD; size 300 x 150mm | 1 | Nr. | 21.59 | 21.59 | G | GA010100 | 7.1 | Minor Demolition – Strip Out | Item | 99 | Rule | ✓
1247 | E | STRIP-OUT / REMOVALS; MECHANICAL ENGINEERING INSTALLATIONS (Cont´d); VCD; size 350 x 200mm | 2 | Nr. | 21.59 | 43.18 | G | GA010100 | 7.1 | Minor Demolition – Strip Out | Item | 99 | Rule | ✓
1249 | F | STRIP-OUT / REMOVALS; MECHANICAL ENGINEERING INSTALLATIONS (Cont´d); VCD; size 400 x 200mm | 6 | Nr. | 21.59 | 129.54 | G | GA010100 | 7.1 | Minor Demolition – Strip Out | Item | 99 | Rule | ✓
1251 | G | STRIP-OUT / REMOVALS; MECHANICAL ENGINEERING INSTALLATIONS (Cont´d); VCD; size 400 x 300mm | 1 | Nr. | 21.59 | 21.59 | G | GA010100 | 7.1 | Minor Demolition – Strip Out | Item | 99 | Rule | ✓
1253 | H | STRIP-OUT / REMOVALS; MECHANICAL ENGINEERING INSTALLATIONS (Cont´d); VCD; size 500 x 250mm | 3 | Nr. | 21.59 | 64.77 | G | GA010100 | 7.1 | Minor Demolition – Strip Out | Item | 99 | Rule | ✓
1255 | J | STRIP-OUT / REMOVALS; MECHANICAL ENGINEERING INSTALLATIONS (Cont´d); VCD; size 500 x 350mm | 2 | Nr. | 21.59 | 43.18 | G | GA010100 | 7.1 | Minor Demolition – Strip Out | Item | 99 | Rule | ✓
1257 | K | STRIP-OUT / REMOVALS; MECHANICAL ENGINEERING INSTALLATIONS (Cont´d); VCD; size 600 x 200mm | 1 | Nr. | 21.59 | 21.59 | G | GA010100 | 7.1 | Minor Demolition – Strip Out | Item | 99 | Rule | ✓
1259 | L | STRIP-OUT / REMOVALS; MECHANICAL ENGINEERING INSTALLATIONS (Cont´d); VCD; size 600 x 300mm | 3 | Nr. | 21.59 | 64.77 | G | GA010100 | 7.1 | Minor Demolition – Strip Out | Item | 99 | Rule | ✓
1261 | M | STRIP-OUT / REMOVALS; MECHANICAL ENGINEERING INSTALLATIONS (Cont´d); VCD; size 700 x 200mm | 2 | Nr. | 26.99 | 53.98 | G | GA010100 | 7.1 | Minor Demolition – Strip Out | Item | 99 | Rule | ✓
1263 | N | STRIP-OUT / REMOVALS; MECHANICAL ENGINEERING INSTALLATIONS (Cont´d); VCD; size 700 x 300mm | 1 | Nr. | 26.99 | 26.99 | G | GA010100 | 7.1 | Minor Demolition – Strip Out | Item | 99 | Rule | ✓
1265 | P | STRIP-OUT / REMOVALS; MECHANICAL ENGINEERING INSTALLATIONS (Cont´d); VCD; size 600 x 450mm | 2 | Nr. | 26.99 | 53.98 | G | GA010100 | 7.1 | Minor Demolition – Strip Out | Item | 99 | Rule | ✓
1267 | Q | STRIP-OUT / REMOVALS; MECHANICAL ENGINEERING INSTALLATIONS (Cont´d); VCD; size 600 x 250mm | 1 | Nr. | 26.99 | 26.99 | G | GA010100 | 7.1 | Minor Demolition – Strip Out | Item | 99 | Rule | ✓
1269 | R | STRIP-OUT / REMOVALS; MECHANICAL ENGINEERING INSTALLATIONS (Cont´d); VCD; size 800 x 250mm | 1 | Nr. | 26.99 | 26.99 | G | GA010100 | 7.1 | Minor Demolition – Strip Out | Item | 99 | Rule | ✓
1271 | S | STRIP-OUT / REMOVALS; MECHANICAL ENGINEERING INSTALLATIONS (Cont´d); VCD; size 1000 x 400mm | 2 | Nr. | 26.99 | 53.98 | G | GA010100 | 7.1 | Minor Demolition – Strip Out | Item | 99 | Rule | ✓
1273 | T | STRIP-OUT / REMOVALS; MECHANICAL ENGINEERING INSTALLATIONS (Cont´d); VCD; size 1150 x 300mm | 8 | Nr. | 26.99 | 215.92 | G | GA010100 | 7.1 | Minor Demolition – Strip Out | Item | 99 | Rule | ✓
1275 | U | STRIP-OUT / REMOVALS; MECHANICAL ENGINEERING INSTALLATIONS (Cont´d); VCD; size 1200 x 300mm | 1 | Nr. | 26.99 | 26.99 | G | GA010100 | 7.1 | Minor Demolition – Strip Out | Item | 99 | Rule | ✓
1277 | V | STRIP-OUT / REMOVALS; MECHANICAL ENGINEERING INSTALLATIONS (Cont´d); VCD; size 1300 x 350mm | 1 | Nr. | 26.99 | 26.99 | G | GA010100 | 7.1 | Minor Demolition – Strip Out | Item | 99 | Rule | ✓
1279 | W | STRIP-OUT / REMOVALS; MECHANICAL ENGINEERING INSTALLATIONS (Cont´d); VCD; size 1350 x 400mm | 15 | Nr. | 26.99 | 404.85 | G | GA010100 | 7.1 | Minor Demolition – Strip Out | Item | 99 | Rule | ✓
1284 |  |  | To Collection |  | AED | 1538.38
▸ STRIP-OUT / REMOVALS; MECHANICAL ENGINEERING INSTALLATIONS (Cont´d)
1289 | A | STRIP-OUT / REMOVALS; MECHANICAL ENGINEERING INSTALLATIONS (Cont´d); VCD; size 1500 x 400mm | 1 | Nr. | 32.38 | 32.38 | G | GA010100 | 7.1 | Minor Demolition – Strip Out | Item | 99 | Rule | ✓
1291 | B | STRIP-OUT / REMOVALS; MECHANICAL ENGINEERING INSTALLATIONS (Cont´d); VCD; various size | 922 | Nr. | 21.59 | 19905.98 | G | GA010100 | 7.1 | Minor Demolition – Strip Out | Item | 99 | Rule | ✓
1293 | C | STRIP-OUT / REMOVALS; MECHANICAL ENGINEERING INSTALLATIONS (Cont´d); Disc valve; size 150mm diameter | 375 | Nr. | 32.38 | 12142.5 | G | GA010100 | 7.1 | Minor Demolition – Strip Out | Item | 99 | Rule | ✓
1295 | D | STRIP-OUT / REMOVALS; MECHANICAL ENGINEERING INSTALLATIONS (Cont´d); FD; size 300 x 150mm | 1 | Nr. | 32.38 | 32.38 | G | GA010100 | 7.1 | Minor Demolition – Strip Out | Item | 99 | Rule | ✓
1297 | E | STRIP-OUT / REMOVALS; MECHANICAL ENGINEERING INSTALLATIONS (Cont´d); FD; size 200 x 150mm | 1 | Nr. | 32.38 | 32.38 | G | GA010100 | 7.1 | Minor Demolition – Strip Out | Item | 99 | Rule | ✓
1299 | F | STRIP-OUT / REMOVALS; MECHANICAL ENGINEERING INSTALLATIONS (Cont´d); FD; size 300 x 300mm | 2 | Nr. | 32.38 | 64.76 | G | GA010100 | 7.1 | Minor Demolition – Strip Out | Item | 99 | Rule | ✓
1301 | G | STRIP-OUT / REMOVALS; MECHANICAL ENGINEERING INSTALLATIONS (Cont´d); FD; size 350 x 200mm | 2 | Nr. | 32.38 | 64.76 | G | GA010100 | 7.1 | Minor Demolition – Strip Out | Item | 99 | Rule | ✓
1303 | H | STRIP-OUT / REMOVALS; MECHANICAL ENGINEERING INSTALLATIONS (Cont´d); FD; size 400 x 200mm | 1 | Nr. | 32.38 | 32.38 | G | GA010100 | 7.1 | Minor Demolition – Strip Out | Item | 99 | Rule | ✓
1305 | J | STRIP-OUT / REMOVALS; MECHANICAL ENGINEERING INSTALLATIONS (Cont´d); FD; size 400 x 300mm | 2 | Nr. | 32.38 | 64.76 | G | GA010100 | 7.1 | Minor Demolition – Strip Out | Item | 99 | Rule | ✓
1307 | K | STRIP-OUT / REMOVALS; MECHANICAL ENGINEERING INSTALLATIONS (Cont´d); FD; size 450 x 200mm | 1 | Nr. | 37.79 | 37.79 | G | GA010100 | 7.1 | Minor Demolition – Strip Out | Item | 99 | Rule | ✓
1309 | L | STRIP-OUT / REMOVALS; MECHANICAL ENGINEERING INSTALLATIONS (Cont´d); FD; size 450 x 250mm | 1 | Nr. | 37.79 | 37.79 | G | GA010100 | 7.1 | Minor Demolition – Strip Out | Item | 99 | Rule | ✓
1311 | M | STRIP-OUT / REMOVALS; MECHANICAL ENGINEERING INSTALLATIONS (Cont´d); FD; size 500 x 350mm | 2 | Nr. | 37.79 | 75.58 | G | GA010100 | 7.1 | Minor Demolition – Strip Out | Item | 99 | Rule | ✓
1313 | N | STRIP-OUT / REMOVALS; MECHANICAL ENGINEERING INSTALLATIONS (Cont´d); FD; size 550 x 550mm | 1 | Nr. | 43.18 | 43.18 | G | GA010100 | 7.1 | Minor Demolition – Strip Out | Item | 99 | Rule | ✓
1315 | P | STRIP-OUT / REMOVALS; MECHANICAL ENGINEERING INSTALLATIONS (Cont´d); FD; size 600 x 450mm | 1 | Nr. | 43.18 | 43.18 | G | GA010100 | 7.1 | Minor Demolition – Strip Out | Item | 99 | Rule | ✓
1317 | Q | STRIP-OUT / REMOVALS; MECHANICAL ENGINEERING INSTALLATIONS (Cont´d); FD; size 600 x 500mm | 1 | Nr. | 43.18 | 43.18 | G | GA010100 | 7.1 | Minor Demolition – Strip Out | Item | 99 | Rule | ✓
1319 | R | STRIP-OUT / REMOVALS; MECHANICAL ENGINEERING INSTALLATIONS (Cont´d); FD; size 700 x 300mm | 1 | Nr. | 53.97 | 53.97 | G | GA010100 | 7.1 | Minor Demolition – Strip Out | Item | 99 | Rule | ✓
1321 | S | STRIP-OUT / REMOVALS; MECHANICAL ENGINEERING INSTALLATIONS (Cont´d); FD; size 700 x 350mm | 1 | Nr. | 53.97 | 53.97 | G | GA010100 | 7.1 | Minor Demolition – Strip Out | Item | 99 | Rule | ✓
1323 | T | STRIP-OUT / REMOVALS; MECHANICAL ENGINEERING INSTALLATIONS (Cont´d); FD; size 750 x 250mm | 1 | Nr. | 53.97 | 53.97 | G | GA010100 | 7.1 | Minor Demolition – Strip Out | Item | 99 | Rule | ✓
1325 | U | STRIP-OUT / REMOVALS; MECHANICAL ENGINEERING INSTALLATIONS (Cont´d); FD; size 700 x 300mm | 1 | Nr. | 53.97 | 53.97 | G | GA010100 | 7.1 | Minor Demolition – Strip Out | Item | 99 | Rule | ✓
1327 | V | STRIP-OUT / REMOVALS; MECHANICAL ENGINEERING INSTALLATIONS (Cont´d); FD; size 1000 x 650mm | 1 | Nr. | 94.46 | 94.46 | G | GA010100 | 7.1 | Minor Demolition – Strip Out | Item | 99 | Rule | ✓
1329 | W | STRIP-OUT / REMOVALS; MECHANICAL ENGINEERING INSTALLATIONS (Cont´d); FD; size 1250 x 500mm | 1 | Nr. | 94.46 | 94.46 | G | GA010100 | 7.1 | Minor Demolition – Strip Out | Item | 99 | Rule | ✓
1334 |  |  | To Collection |  | AED | 33057.78
▸ STRIP-OUT / REMOVALS; MECHANICAL ENGINEERING INSTALLATIONS (Cont´d)
1339 | A | STRIP-OUT / REMOVALS; MECHANICAL ENGINEERING INSTALLATIONS (Cont´d); FD; size 1400 x 450mm | 1 | Nr. | 80.97 | 80.97 | G | GA010100 | 7.1 | Minor Demolition – Strip Out | Item | 99 | Rule | ✓
1341 | B | STRIP-OUT / REMOVALS; MECHANICAL ENGINEERING INSTALLATIONS (Cont´d); FD; size 1500 x 900mm | 1 | Nr. | 202.41 | 202.41 | G | GA010100 | 7.1 | Minor Demolition – Strip Out | Item | 99 | Rule | ✓
1343 | C | STRIP-OUT / REMOVALS; MECHANICAL ENGINEERING INSTALLATIONS (Cont´d); FD; size 1900 x 900mm | 1 | Nr. | 202.41 | 202.41 | G | GA010100 | 7.1 | Minor Demolition – Strip Out | Item | 99 | Rule | ✓
1345 | D | STRIP-OUT / REMOVALS; MECHANICAL ENGINEERING INSTALLATIONS (Cont´d); FD; size 2000 x 600mm | 1 | Nr. | 229.39 | 229.39 | G | GA010100 | 7.1 | Minor Demolition – Strip Out | Item | 99 | Rule | ✓
1347 | E | STRIP-OUT / REMOVALS; MECHANICAL ENGINEERING INSTALLATIONS (Cont´d); FD; various size | 12 | Nr. | 134.94 | 1619.28 | G | GA010100 | 7.1 | Minor Demolition – Strip Out | Item | 99 | Rule | ✓
1349 | F | STRIP-OUT / REMOVALS; MECHANICAL ENGINEERING INSTALLATIONS (Cont´d); MFSD; various size | 6 | Nr. | 188.92 | 1133.52 | G | GA010100 | 7.1 | Minor Demolition – Strip Out | Item | 99 | Rule | ✓
1351 | G | STRIP-OUT / REMOVALS; MECHANICAL ENGINEERING INSTALLATIONS (Cont´d); MFSD; size 1100 x 650mm | 1 | Nr. | 269.87 | 269.87 | G | GA010100 | 7.1 | Minor Demolition – Strip Out | Item | 99 | Rule | ✓
1353 | H | STRIP-OUT / REMOVALS; MECHANICAL ENGINEERING INSTALLATIONS (Cont´d); MFSD; size 1850 x 800mm | 1 | Nr. | 404.82 | 404.82 | G | GA010100 | 7.1 | Minor Demolition – Strip Out | Item | 99 | Rule | ✓
1355 | J | STRIP-OUT / REMOVALS; MECHANICAL ENGINEERING INSTALLATIONS (Cont´d); MFSD; size 2000 x 700mm | 2 | Nr. | 404.82 | 809.64 | G | GA010100 | 7.1 | Minor Demolition – Strip Out | Item | 99 | Rule | ✓
1357 | K | STRIP-OUT / REMOVALS; MECHANICAL ENGINEERING INSTALLATIONS (Cont´d); MD; size 700 x 250mm | 2 | Nr. | 134.94 | 269.88 | G | GA010100 | 7.1 | Minor Demolition – Strip Out | Item | 99 | Rule | ✓
1359 | L | STRIP-OUT / REMOVALS; MECHANICAL ENGINEERING INSTALLATIONS (Cont´d); MD; size 1250 x 1250mm | 3 | Nr. | 215.9 | 647.7 | G | GA010100 | 7.1 | Minor Demolition – Strip Out | Item | 99 | Rule | ✓
▸ Dismantling, protect and handing over at client yard for all existing Grilles and Diffusers; including plenum boxes, insulations and all ancillary works as necessary( for subsequent re-use; isolate, disconnections, making good and disposal to approved location)
1363 | M | Dismantling, protect and handing over at client yard for all existing Grilles and Diffusers; including plenum boxes, insulations and all ancillary works as necessary( for subsequent re-use; isolate, disconnections, making good and disposal to approved location); Supply grille; size 1350 x 400mm | 17 | Nr. | 32.38 | 550.46 | B | B070100 | 7.01 | Minor Demolition – Dismantling | Item | 95 | Rule | ✓
1365 | N | Dismantling, protect and handing over at client yard for all existing Grilles and Diffusers; including plenum boxes, insulations and all ancillary works as necessary( for subsequent re-use; isolate, disconnections, making good and disposal to approved location); Exhaust grille; size 1150 x 300mm | 8 | Nr. | 32.38 | 259.04 | B | B070100 | 7.01 | Minor Demolition – Dismantling | Item | 95 | Rule | ✓
1367 | P | Dismantling, protect and handing over at client yard for all existing Grilles and Diffusers; including plenum boxes, insulations and all ancillary works as necessary( for subsequent re-use; isolate, disconnections, making good and disposal to approved location); Return ceiling diffuser; size 300 x 300mm | 45 | Nr. | 32.38 | 1457.1 | B | B070100 | 7.01 | Minor Demolition – Dismantling | Item | 95 | Rule | ✓
1369 | Q | Dismantling, protect and handing over at client yard for all existing Grilles and Diffusers; including plenum boxes, insulations and all ancillary works as necessary( for subsequent re-use; isolate, disconnections, making good and disposal to approved location); Return ceiling diffuser; size 375 x 375mm | 6 | Nr. | 32.38 | 194.28 | B | B070100 | 7.01 | Minor Demolition – Dismantling | Item | 95 | Rule | ✓
1371 | R | Dismantling, protect and handing over at client yard for all existing Grilles and Diffusers; including plenum boxes, insulations and all ancillary works as necessary( for subsequent re-use; isolate, disconnections, making good and disposal to approved location); Supply ceiling diffuser; size 300 x 300mm | 49 | Nr. | 32.38 | 1586.62 | B | B070100 | 7.01 | Minor Demolition – Dismantling | Item | 95 | Rule | ✓
1373 | S | Dismantling, protect and handing over at client yard for all existing Grilles and Diffusers; including plenum boxes, insulations and all ancillary works as necessary( for subsequent re-use; isolate, disconnections, making good and disposal to approved location); Supply ceiling diffuser; size 375 x 375mm | 8 | Nr. | 32.38 | 259.04 | B | B070100 | 7.01 | Minor Demolition – Dismantling | Item | 95 | Rule | ✓
1375 | T | Dismantling, protect and handing over at client yard for all existing Grilles and Diffusers; including plenum boxes, insulations and all ancillary works as necessary( for subsequent re-use; isolate, disconnections, making good and disposal to approved location); Supply ceiling diffuser; size 600 x 600mm | 2 | Nr. | 32.38 | 64.76 | B | B070100 | 7.01 | Minor Demolition – Dismantling | Item | 95 | Rule | ✓
1379 |  |  | To Collection |  | AED | 10241.19
▸ STRIP-OUT / REMOVALS; MECHANICAL ENGINEERING INSTALLATIONS (Cont´d)
1384 | A | STRIP-OUT / REMOVALS; MECHANICAL ENGINEERING INSTALLATIONS (Cont´d); Supply ceiling diffuser; various size | 70 | Nr. | 32.38 | 2266.6 | G | GA010100 | 7.1 | Minor Demolition – Strip Out | Item | 99 | Rule | ✓
1386 | B | STRIP-OUT / REMOVALS; MECHANICAL ENGINEERING INSTALLATIONS (Cont´d); Return grille; various size | 7 | Nr. | 32.38 | 226.66 | G | GA010100 | 7.1 | Minor Demolition – Strip Out | Item | 99 | Rule | ✓
1388 | C | STRIP-OUT / REMOVALS; MECHANICAL ENGINEERING INSTALLATIONS (Cont´d); Supply grille; various size | 7 | Nr. | 32.38 | 226.66 | G | GA010100 | 7.1 | Minor Demolition – Strip Out | Item | 99 | Rule | ✓
1390 | D | STRIP-OUT / REMOVALS; MECHANICAL ENGINEERING INSTALLATIONS (Cont´d); Linear slot diffuser; various size | 58 | Nr. | 48.58 | 2817.64 | G | GA010100 | 7.1 | Minor Demolition – Strip Out | Item | 99 | Rule | ✓
1392 | E | STRIP-OUT / REMOVALS; MECHANICAL ENGINEERING INSTALLATIONS (Cont´d); Return ceiling diffuser; various size | 61 | Nr. | 40.48 | 2469.28 | G | GA010100 | 7.1 | Minor Demolition – Strip Out | Item | 99 | Rule | ✓
1394 | F | STRIP-OUT / REMOVALS; MECHANICAL ENGINEERING INSTALLATIONS (Cont´d); Return linear grille; various size | 67 | Nr. | 40.48 | 2712.16 | G | GA010100 | 7.1 | Minor Demolition – Strip Out | Item | 99 | Rule | ✓
1396 | G | STRIP-OUT / REMOVALS; MECHANICAL ENGINEERING INSTALLATIONS (Cont´d); Jet nozzle; 250mm diameter | 88 | Nr. | 43.18 | 3799.84 | G | GA010100 | 7.1 | Minor Demolition – Strip Out | Item | 99 | Rule | ✓
1398 | H | STRIP-OUT / REMOVALS; MECHANICAL ENGINEERING INSTALLATIONS (Cont´d); Jet nozzle; various size | 8 | Nr. | 43.18 | 345.44 | G | GA010100 | 7.1 | Minor Demolition – Strip Out | Item | 99 | Rule | ✓
1400 | J | STRIP-OUT / REMOVALS; MECHANICAL ENGINEERING INSTALLATIONS (Cont´d); RLBG; various size | 266 | Nr. | 40.48 | 10767.68 | G | GA010100 | 7.1 | Minor Demolition – Strip Out | Item | 99 | Rule | ✓
1402 | K | STRIP-OUT / REMOVALS; MECHANICAL ENGINEERING INSTALLATIONS (Cont´d); SLBG; various size | 274 | Nr. | 48.58 | 13310.92 | G | GA010100 | 7.1 | Minor Demolition – Strip Out | Item | 99 | Rule | ✓
1404 | L | STRIP-OUT / REMOVALS; MECHANICAL ENGINEERING INSTALLATIONS (Cont´d); RLBG; size 1000mm long x 75mm width | 51 | Nr. | 40.48 | 2064.48 | G | GA010100 | 7.1 | Minor Demolition – Strip Out | Item | 99 | Rule | ✓
1406 | M | STRIP-OUT / REMOVALS; MECHANICAL ENGINEERING INSTALLATIONS (Cont´d); RLBG; size 2000mm long x 75mm width | 83 | Nr. | 60.72 | 5039.76 | G | GA010100 | 7.1 | Minor Demolition – Strip Out | Item | 99 | Rule | ✓
1408 | N | STRIP-OUT / REMOVALS; MECHANICAL ENGINEERING INSTALLATIONS (Cont´d); RLSD; 1800mm long 3 slot x 75mm width | 22 | Nr. | 40.48 | 890.56 | G | GA010100 | 7.1 | Minor Demolition – Strip Out | Item | 99 | Rule | ✓
1410 | P | STRIP-OUT / REMOVALS; MECHANICAL ENGINEERING INSTALLATIONS (Cont´d); RLSD; 2000mm long 3 slot x 150mm width | 93 | Nr. | 60.72 | 5646.96 | G | GA010100 | 7.1 | Minor Demolition – Strip Out | Item | 99 | Rule | ✓
1412 | Q | STRIP-OUT / REMOVALS; MECHANICAL ENGINEERING INSTALLATIONS (Cont´d); SLBG; size 1000mm long x 75mm width with 200mm diameter flex. duct | 64 | Nr. | 48.58 | 3109.12 | G | GA010100 | 7.1 | Minor Demolition – Strip Out | Item | 99 | Rule | ✓
1414 | R | STRIP-OUT / REMOVALS; MECHANICAL ENGINEERING INSTALLATIONS (Cont´d); SLBG; size 1800mm long x 75mm width with 200mm diameter flex. duct | 32 | Nr. | 72.87 | 2331.84 | G | GA010100 | 7.1 | Minor Demolition – Strip Out | Item | 99 | Rule | ✓
1416 | S | STRIP-OUT / REMOVALS; MECHANICAL ENGINEERING INSTALLATIONS (Cont´d); SLBG; size 2000mm long x 75mm width with 200mm diameter flex. duct | 42 | Nr. | 72.87 | 3060.54 | G | GA010100 | 7.1 | Minor Demolition – Strip Out | Item | 99 | Rule | ✓
1418 | T | STRIP-OUT / REMOVALS; MECHANICAL ENGINEERING INSTALLATIONS (Cont´d); SLSD; 1800mm long 3 slot x 75mm width with 200mm flex. duct | 12 | Nr. | 72.87 | 874.44 | G | GA010100 | 7.1 | Minor Demolition – Strip Out | Item | 99 | Rule | ✓
1420 | U | STRIP-OUT / REMOVALS; MECHANICAL ENGINEERING INSTALLATIONS (Cont´d); SLSD; 2000mm long 3 slot x 150mm width with 200mm flex. duct | 93 | Nr. | 72.87 | 6776.91 | G | GA010100 | 7.1 | Minor Demolition – Strip Out | Item | 99 | Rule | ✓
1424 |  |  | To Collection |  | AED | 68737.49
▸ STRIP-OUT / REMOVALS; MECHANICAL ENGINEERING INSTALLATIONS (Cont´d)
1429 | A | STRIP-OUT / REMOVALS; MECHANICAL ENGINEERING INSTALLATIONS (Cont´d); RR; size 1000 x 250mm | 1 | Nr. | 40.48 | 40.48 | G | GA010100 | 7.1 | Minor Demolition – Strip Out | Item | 99 | Rule | ✓
1431 | B | STRIP-OUT / REMOVALS; MECHANICAL ENGINEERING INSTALLATIONS (Cont´d); SR; size 1000 x 250mm | 1 | Nr. | 40.48 | 40.48 | G | GA010100 | 7.1 | Minor Demolition – Strip Out | Item | 99 | Rule | ✓
▸ Dismantling, protect and handing over at client yard for all existing Equipments; including disconnections, wiring, isolators, BMS connections and all ancillary works as necessary( for subsequent re-use; isolate, disconnections, making good and disposal to approved location)
▸ Fans
1437 | C | Fans; SEF-M-TOMR-01, 02, 03 | 3 | Nr. | 809.63 | 2428.89
▸ FCU's and AHU's
1441 | D | FCU's and AHU's; CAHU-M-B1-02 | 1 | Nr. | 2024.07 | 2024.07 | Q | Q040100 | 5.06 | Air Treatment – AHU | Enumerated (nr) | 95 | Rule | ✓
1443 | E | FCU's and AHU's; FCU-M-B1-16-02 | 1 | Nr. | 269.87 | 269.87 | Q | Q040100 | 5.06 | Air Treatment – AHU | Enumerated (nr) | 95 | Rule | ✓
1445 | F | FCU's and AHU's; FCU-16 (UTC-20) | 1 | Nr. | 269.87 | 269.87 | Q | Q040100 | 5.06 | Air Treatment – AHU | Enumerated (nr) | 95 | Rule | ✓
1447 | G | FCU's and AHU's; FCU-01 (UTC-20) | 3 | Nr. | 269.87 | 809.61 | Q | Q040100 | 5.06 | Air Treatment – AHU | Enumerated (nr) | 95 | Rule | ✓
1449 | H | FCU's and AHU's; FCU-06 (UTC-20) | 29 | Nr. | 269.87 | 7826.23 | Q | Q040100 | 5.06 | Air Treatment – AHU | Enumerated (nr) | 95 | Rule | ✓
1451 | J | FCU's and AHU's; FCU-07 (UTC-30) | 5 | Nr. | 269.87 | 1349.35 | Q | Q040100 | 5.06 | Air Treatment – AHU | Enumerated (nr) | 95 | Rule | ✓
1453 | K | FCU's and AHU's; FCU-08 (UTC-50) | 6 | Nr. | 269.87 | 1619.22 | Q | Q040100 | 5.06 | Air Treatment – AHU | Enumerated (nr) | 95 | Rule | ✓
1455 | L | FCU's and AHU's; FCU-09 (UTC-50) | 2 | Nr. | 269.87 | 539.74 | Q | Q040100 | 5.06 | Air Treatment – AHU | Enumerated (nr) | 95 | Rule | ✓
1457 | M | FCU's and AHU's; FCU-12 (UTC-30) | 35 | Nr. | 269.87 | 9445.45 | Q | Q040100 | 5.06 | Air Treatment – AHU | Enumerated (nr) | 95 | Rule | ✓
1459 | N | FCU's and AHU's; FCU-13 (UTC-50) | 20 | Nr. | 269.87 | 5397.4 | Q | Q040100 | 5.06 | Air Treatment – AHU | Enumerated (nr) | 95 | Rule | ✓
1461 | P | FCU's and AHU's; FCU-15 (VCE-54) | 2 | Nr. | 269.87 | 539.74 | Q | Q040100 | 5.06 | Air Treatment – AHU | Enumerated (nr) | 95 | Rule | ✓
1463 | Q | FCU's and AHU's; AC-M-GF-01 to 09 | 9 | Nr. | 269.87 | 2428.83 | Q | Q040100 | 5.06 | Air Treatment – AHU | Enumerated (nr) | 95 | Rule | ✓
1469 |  |  | To Collection |  | AED | 35029.23
▸ STRIP-OUT / REMOVALS; MECHANICAL ENGINEERING INSTALLATIONS (Cont´d)
1474 | A | STRIP-OUT / REMOVALS; MECHANICAL ENGINEERING INSTALLATIONS (Cont´d); SRCU-M-FF-05-01 | 1 | Nr. | 674.69 | 674.69 | G | GA010100 | 7.1 | Minor Demolition – Strip Out | Item | 99 | Rule | ✓
1476 | B | STRIP-OUT / REMOVALS; MECHANICAL ENGINEERING INSTALLATIONS (Cont´d); SRCU-M-TF-05-01 service panel | 3 | Nr. | 674.69 | 2024.07 | G | GA010100 | 7.1 | Minor Demolition – Strip Out | Item | 99 | Rule | ✓
1519 |  |  | To Collection |  | AED | 2698.76
▸ STRIP-OUT / REMOVALS; ELECTRICAL ENGINEERING INSTALLATIONS
▸ Note: Refer to the following:
▸ 1. Drawings are provided for services that are required to be removed and modified. However, the extent / scope of demolition shall not be limited to the details shown on the drawings, based on site conditions. Contractor shall be responsible for rerouting or modifying existing services whether shown on the drawings or not to facilitate civil, architectural and MEP works.
▸ 2. Drawing Nr. E-12000 to 12050, E-12055 to 12105, E-12110 to 12160, E-12165 to 12215, E-12355 to 12405, T-12000 to 12050, T-12065 to 12105, F-12000 to 12050, F-12055 to 12105, E-12225 to 12235 and E-12285 to 12325
▸ Disconnect, break out, seal off and strip-out/remove all existing redundant electrical engineering installation services generally, make good all damage to retained work
▸ Power system
▸ Existing power cables
1536 | A | Existing power cables; 1 x 4C x 10mm² CU/XLPE/PVC + 1 x 1C x 10mm² Cu/PVC (E) | 713 | m | 14.79 | 10545.27 | R | R020100 | 5.08 | Electrical Installations | Item | 88 | Rule | ✓
1538 | B | Existing power cables; 1 x 4C x 10mm² CU/XLPE/SWA/LSOH + 1 x 1C x 10mm² Cu/LSOH (E) | 3,027 | m | 14.79 | 44769.33 | R | R020100 | 5.08 | Electrical Installations | Item | 88 | Rule | ✓
1540 | C | Existing power cables; 1 x 4C x 10mm² CU/XLPE/SWA/PVC + 1 x 1C x 10mm² Cu/PVC (E) | 1,369 | m | 14.79 | 20247.51 | R | R020100 | 5.08 | Electrical Installations | Item | 88 | Rule | ✓
1542 | D | Existing power cables; 1 x 4C x 16mm² Cu/XLPE/PVC + 1 x 1C x 16mm² Cu/PVC (E) | 486 | m | 14.79 | 7187.94 | R | R020100 | 5.08 | Electrical Installations | Item | 88 | Rule | ✓
1544 | E | Existing power cables; 1 x 4C x 16mm² Cu/XLPE/SWA/LSOH + 1 x 1C x 16mm² Cu/LSOH (E) | 3,695 | m | 14.79 | 54649.05 | R | R020100 | 5.08 | Electrical Installations | Item | 88 | Rule | ✓
1550 |  |  | To Collection |  | AED | 137399.1
▸ STRIP-OUT / REMOVALS; ELECTRICAL ENGINEERING INSTALLATIONS (Cont´d)
1555 | A | STRIP-OUT / REMOVALS; ELECTRICAL ENGINEERING INSTALLATIONS (Cont´d); 1 x 4C x 16mm² Cu/XLPE/SWA/PVC + 1 x 1C x 16mm² Cu/PVC (E) | 1,978 | m | 14.79 | 29254.62 | G | GA010100 | 7.1 | Minor Demolition – Strip Out | Item | 99 | Rule | ✓
1557 | B | STRIP-OUT / REMOVALS; ELECTRICAL ENGINEERING INSTALLATIONS (Cont´d); 1 x 4C x 25mm² Cu/XLPE/PVC + 1 x 1C x 16mm² Cu/PVC (E) | 435 | m | 15.12 | 6577.2 | G | GA010100 | 7.1 | Minor Demolition – Strip Out | Item | 99 | Rule | ✓
1559 | C | STRIP-OUT / REMOVALS; ELECTRICAL ENGINEERING INSTALLATIONS (Cont´d); 1 x 4C x 25mm² Cu/XLPE/SWA/LSOH + 1 x 1C x 16mm² Cu/LSOH (E) | 4,248 | m | 15.12 | 64229.76 | G | GA010100 | 7.1 | Minor Demolition – Strip Out | Item | 99 | Rule | ✓
1561 | D | STRIP-OUT / REMOVALS; ELECTRICAL ENGINEERING INSTALLATIONS (Cont´d); 1 x 4C x 25mm² Cu/XLPE/SWA/LSOH + 1 x 1C x 16mm² Cu/LSOH (E) | 48 | m | 15.12 | 725.76 | G | GA010100 | 7.1 | Minor Demolition – Strip Out | Item | 99 | Rule | ✓
1563 | E | STRIP-OUT / REMOVALS; ELECTRICAL ENGINEERING INSTALLATIONS (Cont´d); 1 x 4C x 25mm² Cu/XLPE/SWA/PVC + 1 x 1C x 16mm² Cu/PVC (E) | 1,560 | m | 15.12 | 23587.2 | G | GA010100 | 7.1 | Minor Demolition – Strip Out | Item | 99 | Rule | ✓
1565 | F | STRIP-OUT / REMOVALS; ELECTRICAL ENGINEERING INSTALLATIONS (Cont´d); 1 x 4C x 35mm² Cu/XLPE/PVC + 1 x 1C x 25mm² Cu/PVC (E) | 135 | m | 15.51 | 2093.85 | G | GA010100 | 7.1 | Minor Demolition – Strip Out | Item | 99 | Rule | ✓
1567 | G | STRIP-OUT / REMOVALS; ELECTRICAL ENGINEERING INSTALLATIONS (Cont´d); 1 x 4C x 35mm² Cu/XLPE/SWA/LSOH + 1 x 1C x 16mm² Cu/LSOH (E) | 150 | m | 15.51 | 2326.5 | G | GA010100 | 7.1 | Minor Demolition – Strip Out | Item | 99 | Rule | ✓
1569 | H | STRIP-OUT / REMOVALS; ELECTRICAL ENGINEERING INSTALLATIONS (Cont´d); 1 x 4C x 35mm² Cu/XLPE/SWA/LSOH + 1 x 1C x 25mm² Cu/LSOH (E) | 2,889 | m | 15.51 | 44808.39 | G | GA010100 | 7.1 | Minor Demolition – Strip Out | Item | 99 | Rule | ✓
1571 | J | STRIP-OUT / REMOVALS; ELECTRICAL ENGINEERING INSTALLATIONS (Cont´d); 1 x 4C x 35mm² Cu/XLPE/SWA/PVC + 1 x 1C x 25mm² Cu/PVC (E) | 1,626 | m | 15.51 | 25219.26 | G | GA010100 | 7.1 | Minor Demolition – Strip Out | Item | 99 | Rule | ✓
1573 | K | STRIP-OUT / REMOVALS; ELECTRICAL ENGINEERING INSTALLATIONS (Cont´d); 1 x 4C x 50mm² Cu/XLPE/PVC + 1 x 1C x 25mm² Cu/PVC (E) | 90 | m | 16.74 | 1506.6 | G | GA010100 | 7.1 | Minor Demolition – Strip Out | Item | 99 | Rule | ✓
1575 | L | STRIP-OUT / REMOVALS; ELECTRICAL ENGINEERING INSTALLATIONS (Cont´d); 1 x 4C x 50mm² Cu/XLPE/SWA/LSOH + 1 x 1C x 25mm² Cu/LSOH (E) | 786 | m | 16.74 | 13157.64 | G | GA010100 | 7.1 | Minor Demolition – Strip Out | Item | 99 | Rule | ✓
1577 | M | STRIP-OUT / REMOVALS; ELECTRICAL ENGINEERING INSTALLATIONS (Cont´d); 1 x 4C x 50mm² Cu/XLPE/SWA/LSOH + 1 x 1C x 35mm² Cu/LSOH (E) | 136 | m | 16.74 | 2276.64 | G | GA010100 | 7.1 | Minor Demolition – Strip Out | Item | 99 | Rule | ✓
1579 | N | STRIP-OUT / REMOVALS; ELECTRICAL ENGINEERING INSTALLATIONS (Cont´d); 1 x 4C x 50mm² Cu/XLPE/SWA/PVC + 1 x 1C x 25mm² Cu/PVC (E) | 791 | m | 16.74 | 13241.34 | G | GA010100 | 7.1 | Minor Demolition – Strip Out | Item | 99 | Rule | ✓
1581 | P | STRIP-OUT / REMOVALS; ELECTRICAL ENGINEERING INSTALLATIONS (Cont´d); 1 x 4C x 70mm² Cu/XLPE/LSOH + 1 x 1C x 35mm² Cu/LSOH (E) | 150 | m | 18.81 | 2821.5 | G | GA010100 | 7.1 | Minor Demolition – Strip Out | Item | 99 | Rule | ✓
1586 |  |  | To Collection |  | AED | 231826.26
▸ STRIP-OUT / REMOVALS; ELECTRICAL ENGINEERING INSTALLATIONS (Cont´d)
1591 | A | STRIP-OUT / REMOVALS; ELECTRICAL ENGINEERING INSTALLATIONS (Cont´d); 1 x 4C x 70mm² Cu/XLPE/LSOH + 1 x 1C x 50mm² Cu/LSOH (E) | 949 | m | 18.81 | 17850.69 | G | GA010100 | 7.1 | Minor Demolition – Strip Out | Item | 99 | Rule | ✓
1593 | B | STRIP-OUT / REMOVALS; ELECTRICAL ENGINEERING INSTALLATIONS (Cont´d); 1 x 4C x 70mm² Cu/XLPE/PVC + 1 x 1C x 35mm² Cu/PVC (E) | 85 | m | 18.81 | 1598.85 | G | GA010100 | 7.1 | Minor Demolition – Strip Out | Item | 99 | Rule | ✓
1595 | C | STRIP-OUT / REMOVALS; ELECTRICAL ENGINEERING INSTALLATIONS (Cont´d); 1 x 4C x 70mm² Cu/XLPE/SWA/LSOH + 1 x 1C x 35mm² Cu/LSOH (E) | 969 | m | 18.81 | 18226.89 | G | GA010100 | 7.1 | Minor Demolition – Strip Out | Item | 99 | Rule | ✓
1597 | D | STRIP-OUT / REMOVALS; ELECTRICAL ENGINEERING INSTALLATIONS (Cont´d); 1 x 4C x 70mm² Cu/XLPE/SWA/LSOH + 1 x 1C x 50mm² Cu/LSOH (E) | 129 | m | 18.81 | 2426.49 | G | GA010100 | 7.1 | Minor Demolition – Strip Out | Item | 99 | Rule | ✓
1599 | E | STRIP-OUT / REMOVALS; ELECTRICAL ENGINEERING INSTALLATIONS (Cont´d); 1 x 4C x 70mm² Cu/XLPE/SWA/PVC + 1 x 1C x 35mm² Cu/PVC (E) | 532 | m | 18.81 | 10006.92 | G | GA010100 | 7.1 | Minor Demolition – Strip Out | Item | 99 | Rule | ✓
1601 | F | STRIP-OUT / REMOVALS; ELECTRICAL ENGINEERING INSTALLATIONS (Cont´d); 1 x 4C x 95mm² Cu/XLPE/LSOH + 1 x 1C x 70mm² Cu/LSOH (E) | 126 | m | 20.49 | 2581.74 | G | GA010100 | 7.1 | Minor Demolition – Strip Out | Item | 99 | Rule | ✓
1603 | G | STRIP-OUT / REMOVALS; ELECTRICAL ENGINEERING INSTALLATIONS (Cont´d); 1 x 4C x 95mm² Cu/XLPE/SWA/LSOH + 1 x 1C x 50mm² Cu/LSOH (E) | 214 | m | 20.49 | 4384.86 | G | GA010100 | 7.1 | Minor Demolition – Strip Out | Item | 99 | Rule | ✓
1605 | H | STRIP-OUT / REMOVALS; ELECTRICAL ENGINEERING INSTALLATIONS (Cont´d); 1 x 4C x 120mm² Cu/XLPE/PVC + 1 x 1C x 70mm² Cu/PVC (E) | 140 | m | 23.28 | 3259.2 | G | GA010100 | 7.1 | Minor Demolition – Strip Out | Item | 99 | Rule | ✓
1607 | J | STRIP-OUT / REMOVALS; ELECTRICAL ENGINEERING INSTALLATIONS (Cont´d); 1 x 4C x 120mm² Cu/XLPE/SWA/PVC + 1 x 1C x 70mm² Cu/PVC (E) | 170 | m | 23.28 | 3957.6 | G | GA010100 | 7.1 | Minor Demolition – Strip Out | Item | 99 | Rule | ✓
1609 | K | STRIP-OUT / REMOVALS; ELECTRICAL ENGINEERING INSTALLATIONS (Cont´d); 1 x 4C x 150mm² Cu/XLPE/PVC + 1 x 1C x 95mm² Cu/PVC (E) | 140 | m | 28.3 | 3962 | G | GA010100 | 7.1 | Minor Demolition – Strip Out | Item | 99 | Rule | ✓
1611 | L | STRIP-OUT / REMOVALS; ELECTRICAL ENGINEERING INSTALLATIONS (Cont´d); 1 x 4C x 150mm² Cu/XLPE/SWA/LSOH + 1 x 1C x 70mm² Cu/LSOH (E) | 205 | m | 28.3 | 5801.5 | G | GA010100 | 7.1 | Minor Demolition – Strip Out | Item | 99 | Rule | ✓
1613 | M | STRIP-OUT / REMOVALS; ELECTRICAL ENGINEERING INSTALLATIONS (Cont´d); 1 x 4C x 150mm² Cu/XLPE/SWA/PVC + 1 x 1C x 95mm² Cu/PVC (E) | 100 | m | 28.3 | 2830 | G | GA010100 | 7.1 | Minor Demolition – Strip Out | Item | 99 | Rule | ✓
1615 | N | STRIP-OUT / REMOVALS; ELECTRICAL ENGINEERING INSTALLATIONS (Cont´d); 1 x 4C x 185mm² Cu/XLPE/SWA/LSOH + 1 x 1C x 95mm² Cu/LSOH (E) | 362 | m | 32.6 | 11801.2 | G | GA010100 | 7.1 | Minor Demolition – Strip Out | Item | 99 | Rule | ✓
1617 | P | STRIP-OUT / REMOVALS; ELECTRICAL ENGINEERING INSTALLATIONS (Cont´d); 1 x 4C x 185mm² Cu/XLPE/SWA/LSOH + 1 x 1C x 120mm² Cu/LSOH (E) | 293 | m | 32.6 | 9551.8 | G | GA010100 | 7.1 | Minor Demolition – Strip Out | Item | 99 | Rule | ✓
1622 |  |  | To Collection |  | AED | 98239.74
▸ STRIP-OUT / REMOVALS; ELECTRICAL ENGINEERING INSTALLATIONS (Cont´d)
1627 | A | STRIP-OUT / REMOVALS; ELECTRICAL ENGINEERING INSTALLATIONS (Cont´d); 1 x 4C x 240mm² Cu/XLPE/SWA/LSOH + 1 x 1C x 120mm² Cu/LSOH (E) | 152 | m | 35.8 | 5441.6 | G | GA010100 | 7.1 | Minor Demolition – Strip Out | Item | 99 | Rule | ✓
1629 | B | STRIP-OUT / REMOVALS; ELECTRICAL ENGINEERING INSTALLATIONS (Cont´d); 1 x 4C x 300mm² Cu/XLPE/SWA/LSOH + 1 x 1C x 150mm² Cu/LSOH (E) | 7,458 | m | 36.12 | 269382.96 | G | GA010100 | 7.1 | Minor Demolition – Strip Out | Item | 99 | Rule | ✓
1631 | C | STRIP-OUT / REMOVALS; ELECTRICAL ENGINEERING INSTALLATIONS (Cont´d); 1 x 4C x 300mm² Cu/XLPE/SWA/PVC + 1 x 1C x 150mm² Cu/PVC (E) | 160 | m | 36.12 | 5779.2 | G | GA010100 | 7.1 | Minor Demolition – Strip Out | Item | 99 | Rule | ✓
1633 | D | STRIP-OUT / REMOVALS; ELECTRICAL ENGINEERING INSTALLATIONS (Cont´d); 2 x 4C x 150mm² Cu/XLPE/SWA/LSOH + 1 x 1C x 150mm² Cu/LSOH (E) | 140 | m | 51.98 | 7277.2 | G | GA010100 | 7.1 | Minor Demolition – Strip Out | Item | 99 | Rule | ✓
1635 | E | STRIP-OUT / REMOVALS; ELECTRICAL ENGINEERING INSTALLATIONS (Cont´d); 2 x 4C x 150mm² Cu/XLPE/SWA/PVC + 1 x 1C x 150mm² Cu/PVC (E) | 236 | m | 51.98 | 12267.28 | G | GA010100 | 7.1 | Minor Demolition – Strip Out | Item | 99 | Rule | ✓
1637 | F | STRIP-OUT / REMOVALS; ELECTRICAL ENGINEERING INSTALLATIONS (Cont´d); 3 x 4C x 300mm² Cu/XLPE/PVC + 2 x 1C x 300mm² Cu/PVC (E) | 130 | m | 105.46 | 13709.8 | G | GA010100 | 7.1 | Minor Demolition – Strip Out | Item | 99 | Rule | ✓
1639 | G | STRIP-OUT / REMOVALS; ELECTRICAL ENGINEERING INSTALLATIONS (Cont´d); 3 x 4C x 300mm² Cu/XLPE/SWA/LSOH + 2 x 1C x 300mm² Cu/LSOH (E) | 280 | m | 108.35 | 30338 | G | GA010100 | 7.1 | Minor Demolition – Strip Out | Item | 99 | Rule | ✓
1641 | H | STRIP-OUT / REMOVALS; ELECTRICAL ENGINEERING INSTALLATIONS (Cont´d); 8 x 1C x 630mm² Cu/XLPE/SWA/LSOH + 3 x 1C x 300mm² Cu/LSOH (E) | 55 | m | 159.67 | 8781.85 | G | GA010100 | 7.1 | Minor Demolition – Strip Out | Item | 99 | Rule | ✓
1643 | J | STRIP-OUT / REMOVALS; ELECTRICAL ENGINEERING INSTALLATIONS (Cont´d); 12 x 1C x 630mm² Cu/XLPE/SWA/PVC + 4 x 1C x 300mm² Cu/PVC (E) | 200 | m | 233.18 | 46636 | G | GA010100 | 7.1 | Minor Demolition – Strip Out | Item | 99 | Rule | ✓
▸ Existing distribution board
1647 | K | Existing distribution board; Main distribution board | 2 | Nr. | 4016.13 | 8032.26 | G | GA010100 | 7.1 | Minor Demolition – Existing DB | Enumerated (nr) | 95 | Rule | ✓
1649 | L | Existing distribution board; Sub-main distribution board | 85 | Nr. | 1349.21 | 114682.85 | G | GA010100 | 7.1 | Minor Demolition – Existing DB | Enumerated (nr) | 95 | Rule | ✓
1651 | M | Existing distribution board; Distribution board | 220 | Nr. | 674.6 | 148412 | G | GA010100 | 7.1 | Minor Demolition – Existing DB | Enumerated (nr) | 95 | Rule | ✓
▸ Existing electrical meter
1655 | N | Existing electrical meter; CT meter | 67 | Nr. | 1349.21 | 90397.07
1657 | P | Existing electrical meter; kWh meter | 84 | Nr. | 188.89 | 15866.76 | R | R060100 | 5.08 | Electrical Installations | Enumerated (nr) | 97 | Rule | ✓
▸ Existing isolator
1663 |  |  | To Collection |  | AED | 777004.83
▸ STRIP-OUT / REMOVALS; ELECTRICAL ENGINEERING INSTALLATIONS (Cont´d)
1668 | A | STRIP-OUT / REMOVALS; ELECTRICAL ENGINEERING INSTALLATIONS (Cont´d); Isolator | 4 | Nr. | 445.24 | 1780.96 | G | GA010100 | 7.1 | Minor Demolition – Strip Out | Item | 99 | Rule | ✓
▸ Existing cable containment
1672 | B | Existing cable containment; 100mm wide cable tray | 67 | m | 19.43 | 1301.81 | R | R020300 | 5.08 | Electrical Installations | Length (m) | 97 | Rule | ✓
1674 | C | Existing cable containment; 150mm wide cable tray | 216 | m | 20.81 | 4494.96 | R | R020300 | 5.08 | Electrical Installations | Length (m) | 97 | Rule | ✓
1676 | D | Existing cable containment; 200mm wide cable tray | 1 | m | 20.54 | 20.54 | R | R020300 | 5.08 | Electrical Installations | Length (m) | 97 | Rule | ✓
1678 | E | Existing cable containment; 300mm wide cable tray | 130 | m | 23.48 | 3052.4 | R | R020300 | 5.08 | Electrical Installations | Length (m) | 97 | Rule | ✓
1680 | F | Existing cable containment; 450mm wide cable tray | 125 | m | 28.36 | 3545 | R | R020300 | 5.08 | Electrical Installations | Length (m) | 97 | Rule | ✓
1682 | G | Existing cable containment; 600mm wide cable tray | 92 | m | 31.47 | 2895.24 | R | R020300 | 5.08 | Electrical Installations | Length (m) | 97 | Rule | ✓
1684 | H | Existing cable containment; 650mm wide cable tray | 2 | m | 31.47 | 62.94 | R | R020300 | 5.08 | Electrical Installations | Length (m) | 97 | Rule | ✓
1686 | J | Existing cable containment; 750mm wide cable tray | 23 | m | 35.45 | 815.35 | R | R020300 | 5.08 | Electrical Installations | Length (m) | 97 | Rule | ✓
1688 | K | Existing cable containment; 900mm wide cable tray | 178 | m | 40.42 | 7194.76 | R | R020300 | 5.08 | Electrical Installations | Length (m) | 97 | Rule | ✓
1690 | L | Existing cable containment; 100 x 300mm wide power cable tray | 45 | m | 24.18 | 1088.1 | R | R020300 | 5.08 | Electrical Installations | Length (m) | 97 | Rule | ✓
1692 | M | Existing cable containment; 100 x 900mm wide power cable tray | 53 | m | 41.12 | 2179.36 | R | R020300 | 5.08 | Electrical Installations | Length (m) | 97 | Rule | ✓
▸ Small power
1696 | N | Small power; Allow for demolition of existing floor mounted electrical devices on mall concourse as reflected in ground floor, first floor and second floor of power demolition plan | 1 | Item | 43152.92 | 43152.92 | G | GA010100 | 7.1 | Minor Demolition – Demolition Of | Item | 97 | Rule | ✓
1698 | P | Small power; Allow for demolition of existing power provision in preparation for new architectural layout as reflected in ground floor, first floor and second floor of power demolition plan | 1 | Item | 264591.1 | 264591.1 | G | GA010100 | 7.1 | Minor Demolition – Demolition Of | Item | 97 | Rule | ✓
▸ Earthing and lightning protection
▸ Existing down conductor and earth pit
1707 |  |  | To Collection |  | AED | 336175.44
▸ STRIP-OUT / REMOVALS; ELECTRICAL ENGINEERING INSTALLATIONS (Cont´d)
1712 | A | STRIP-OUT / REMOVALS; ELECTRICAL ENGINEERING INSTALLATIONS (Cont´d); Earth pit | 6 | Nr. | 674.6 | 4047.6 | G | GA010100 | 7.1 | Minor Demolition – Strip Out | Item | 99 | Rule | ✓
▸ Lighting system
▸ Existing cables and conduits
1718 | B | Existing cables and conduits; To lighting points | 58 | Nr. | 188.89 | 10955.62 | R | R020100 | 5.08 | Electrical Installations | Item | 88 | Rule | ✓
▸ Existing lighting fixtures
1722 | C | Existing lighting fixtures; Lighting fixtures; various types | 58 | Nr. | 53.97 | 3130.26
1724 | D | Existing lighting fixtures; Allow for demolition of all lighting fixtures in all suspended ceiling/bulkhead with in concourse area as reflected in lighting demolition plan | 1 | Item | 303496.34 | 303496.34 | G | GA010100 | 7.1 | Minor Demolition – Demolition Of | Item | 97 | Rule | ✓
1726 | E | Existing lighting fixtures; Allow for demolition of lighting fixture in preparation for new architectural layout as reflected in lighting demolition plan | 1 | Item | 75874.08 | 75874.08 | G | GA010100 | 7.1 | Minor Demolition – Demolition Of | Item | 97 | Rule | ✓
▸ Emergency lighting system
▸ Existing cables and conduits
1732 | F | Existing cables and conduits; To emergency lighting | 20 | Nr. | 593.66 | 11873.2 | R | R020100 | 5.11 | Fire Protection – Emergency Lighting | Enumerated (nr) | 95 | Rule | ✓
▸ Existing lighting fixtures
1736 | G | Existing lighting fixtures; Emergency lighting; various types | 20 | Nr. | 53.97 | 1079.4 | R | R020100 | 5.11 | Fire Protection – Emergency Lighting | Enumerated (nr) | 95 | Rule | ✓
1738 | H | Existing lighting fixtures; Allow for demolition of all emergency lighting devices with in new lift lobby as reflected in central battery system demolition plan | 1 | Item | 5504.78 | 5504.78 | G | GA010100 | 7.1 | Minor Demolition – Demolition Of | Item | 97 | Rule | ✓
1740 | J | Existing lighting fixtures; Allow for demolition of all existing central battery system layout in preparation for new architectural layout as reflected in central battery system demolition plan | 1 | Item |  | Included | G | GA010100 | 7.1 | Minor Demolition – Demolition Of | Item | 97 | Rule | ✓
1748 |  |  | To Collection |  | AED | 415961.28
▸ STRIP-OUT / REMOVALS; ELECTRICAL ENGINEERING INSTALLATIONS (Cont´d)
1753 | A | STRIP-OUT / REMOVALS; ELECTRICAL ENGINEERING INSTALLATIONS (Cont´d); Allow for demolition of all existing emergency lighting fixtures in all suspended ceiling/bulkhead with in concourse area as reflected in central battery system demolition plan | 1 | Item |  | Included | G | GA010100 | 7.1 | Minor Demolition – Strip Out | Item | 99 | Rule | ✓
▸ Telecom system
1757 | B | Allow for demolition of all existing data and wifi devices in all suspended ceiling/bulkhead with in concourse area as reflected in telecom system demolition plan | 1 | Item | 115268.74 | 115268.74 | G | GA010100 | 7.1 | Minor Demolition – Demolition Of | Item | 97 | Rule | ✓
1759 | C | Allow for demolition of all existing data and wifi devices in preparation for new architectural layout as reflected in telecom system demolition plan | 1 | Item | 252659.77 | 252659.77 | G | GA010100 | 7.1 | Minor Demolition – Demolition Of | Item | 97 | Rule | ✓
▸ Antenna system
1763 | D | Allow for demolition of all existing TETRA (antenna) devices in all suspended ceiling/bulkhead with in concourse area as reflected in antenna system demolition plan | 1 | Item | 20238.16 | 20238.16 | G | GA010100 | 7.1 | Minor Demolition – Demolition Of | Item | 97 | Rule | ✓
1765 | E | Allow for demolition of all existing TETRA (antenna) devices in preparation for new architectural layout as reflected in antenna system demolition plan | 1 | Item | 20238.16 | 20238.16 | G | GA010100 | 7.1 | Minor Demolition – Demolition Of | Item | 97 | Rule | ✓
1767 | F | Allow for demolition of all TETRA (antenna) devices within new lift lobby as reflected in antenna system demolition plan | 1 | Item | 5504.78 | 5504.78 | G | GA010100 | 7.1 | Minor Demolition – Demolition Of | Item | 97 | Rule | ✓
1769 | G | Allow for verification of TETRA (antenna) containment mounting location and apply suitable demolition method as reflected in antenna system demolition plan | 1 | Item | 24285.78 | 24285.78 | A | A010100 | 9.01 | Preliminaries – Allowance | Item | 88 | Rule | ✓
1778 |  |  | To Collection |  | AED | 438195.39
▸ STRIP-OUT / REMOVALS; ELECTRICAL ENGINEERING INSTALLATIONS (Cont´d)
▸ Fire detection and alarm system
1785 | A | Allow for demolition of all fire detection and alarm system devices within new lift lobby as reflected in fire detection and alarm system demolition plan | 1 | Item | 5504.78 | 5504.78 | G | GA010100 | 7.1 | Minor Demolition – Demolition Of | Item | 97 | Rule | ✓
1787 | B | Allow for demolition of fire detection and alarm system devices in preparation for new architectural layout as reflected in fire detection and alarm system demolition plan | 1 | Item |  | Included | G | GA010100 | 7.1 | Minor Demolition – Demolition Of | Item | 97 | Rule | ✓
1789 | C | Allow for demolition of all fire detection and alarm system devices in all suspended ceiling/bulkhead with in concourse area as reflected in fire detection and alarm system demolition plan | 1 | Item |  | Included | G | GA010100 | 7.1 | Minor Demolition – Demolition Of | Item | 97 | Rule | ✓
1820 |  |  | To Collection |  | AED | 5504.78
▸ GENERALLY
1825 | A | GENERALLY; Allow for any other works which are not included above and which are required to complete the Demolitions in accordance with the Specification and the Drawings (Tenderer to list below): |  | Item |  | 0 | A | A010100 | 9.01 | Preliminaries – Contingency | Item | 90 | Rule | ✓
▸ Gypsum Ceiling
1829 | B | Removal of gypsum ceilings | 31345 | m² | 21.81 | 683634.45 | G | GA010100 | 7.1 | Minor Demolition – Removal | Item | 95 | Rule | ✓
1831 | C | Gypsum Ceiling; Removal of gypsum bulkhead in preparation to removing MEP services | 1266 | m | 16.96 | 21471.36 | G | GA010100 | 7.1 | Minor Demolition – Removal | Item | 95 | Rule | ✓
1834 |  | Gypsum Ceiling; Removal / disposal of various construction waste (Rates Only) as per TA#9 item 1 |  |  |  |  | J | J050100 | 3.03 | Ceiling Finishes – Gypsum | Area (m²) | 95 | Rule | ✓
1836 | D | Gypsum Ceiling; Disposal of Re-usable Soil Waste from your site to approved Dubai municipality dumping location in 20m3 Tipper Truck | 0 | m³ | 33.17 | Rate only | J | J050100 | 3.03 | Ceiling Finishes – Gypsum | Area (m²) | 95 | Rule | ✓
1838 | E | Gypsum Ceiling; Disposal of Non-reusable Soil Waste from your site to approved Dubai municipality dumping location in 20m3 Tipper Truck | 0 | m³ | 33.17 | Rate only | J | J050100 | 3.03 | Ceiling Finishes – Gypsum | Area (m²) | 95 | Rule | ✓
1840 | F | Gypsum Ceiling; Dubai Municipality tipping charges applicable to above | 0 | tonne | 30.15 | Rate only | J | J050100 | 3.03 | Ceiling Finishes – Gypsum | Area (m²) | 95 | Rule | ✓
1842 | G | Gypsum Ceiling; Disposal of concrete debris from your site to approved Dubai municipality dumping location in 20m3 Tipper Truck | 0 | m³ | 35.54 | Rate only | J | J050100 | 3.03 | Ceiling Finishes – Gypsum | Area (m²) | 95 | Rule | ✓
1844 | H | Gypsum Ceiling; Dubai Municipality tipping charges applicable to above | 0 | tonne | 32.31 | Rate only | J | J050100 | 3.03 | Ceiling Finishes – Gypsum | Area (m²) | 95 | Rule | ✓
1846 | J | Gypsum Ceiling; Disposal of construction debris (Other than Concrete) from your site to approved Dubai municipality dumping location in 20m3 Tipper Truck | 0 | m³ | 33.17 | Rate only | J | J050100 | 3.03 | Ceiling Finishes – Gypsum | Area (m²) | 95 | Rule | ✓
1848 | K | Gypsum Ceiling; Dubai Municipality tipping charges applicable to above | 0 | tonne | 30.15 | Rate only | J | J050100 | 3.03 | Ceiling Finishes – Gypsum | Area (m²) | 95 | Rule | ✓
1854 |  |  | To Collection |  | AED | 705105.81
1857 |  | COLLECTION
1859 |  | Page 2/B5.1/1 |  |  |  | 180268.16
1861 |  | Page 2/B5.1/2 |  |  |  | 497440.88
1863 |  | Page 2/B5.1/3 |  |  |  | 1834479.02
1865 |  | Page 2/B5.1/4 |  |  |  | 1601031.78
1867 |  | Page 2/B5.1/5 |  |  |  | 1105467.74
1869 |  | Page 2/B5.1/6 |  |  |  | 905908.02
1871 |  | Page 2/B5.1/7 |  |  |  | 8952.5
1873 |  | Page 2/B5.1/8 |  |  |  | 230139.63
1875 |  | Page 2/B5.1/9 |  |  |  | 7814592.29
1877 |  | Page 2/B5.1/10 |  |  |  | 4804282.05
1879 |  | Page 2/B5.1/11 |  |  |  | 64697.6
1881 |  | Page 2/B5.1/12 |  |  |  | 453226.76
1883 |  | Page 2/B5.1/13 |  |  |  | 167665.01
1885 |  | Page 2/B5.1/14 |  |  |  | 78278.84
1887 |  | Page 2/B5.1/15 |  |  |  | 214094.63
1889 |  | Page 2/B5.1/16 |  |  |  | 650972.86
1891 |  | Page 2/B5.1/17 |  |  |  | 113354.13
1893 |  | Page 2/B5.1/18 |  |  |  | 33846.46
1895 |  | Page 2/B5.1/19 |  |  |  | 156784.23
1897 |  | Page 2/B5.1/20 |  |  |  | 920460.09
1899 |  | Page 2/B5.1/21 |  |  |  | 59269.32
1901 |  | Page 2/B5.1/22 |  |  |  | 16045.24
1905 |  |  | To Collection |  | AED | 21911257.24
1908 |  | COLLECTION
1910 |  | Brought Forward
1912 |  | Page 2/B5.1/23 |  |  |  | 58546.72
1914 |  | Page 2/B5.1/24 |  |  |  | 41072.17
1916 |  | Page 2/B5.1/25 |  |  |  | 225588.08
1918 |  | Page 2/B5.1/26 |  |  |  | 268778.75
1920 |  | Page 2/B5.1/27 |  |  |  | 43603.39
1922 |  | Page 2/B5.1/28 |  |  |  | 43928.47
1924 |  | Page 2/B5.1/29 |  |  |  | 395371.68
1926 |  | Page 2/B5.1/30 |  |  |  | 113181.47
1928 |  | Page 2/B5.1/31 |  |  |  | 1538.38
1930 |  | Page 2/B5.1/32 |  |  |  | 33057.78
1932 |  | Page 2/B5.1/33 |  |  |  | 10241.19
1934 |  | Page 2/B5.1/34 |  |  |  | 68737.49
1936 |  | Page 2/B5.1/35 |  |  |  | 35029.23
1938 |  | Page 2/B5.1/36 |  |  |  | 2698.76
1940 |  | Page 2/B5.1/37 |  |  |  | 137399.1
1942 |  | Page 2/B5.1/38 |  |  |  | 231826.26
1944 |  | Page 2/B5.1/39 |  |  |  | 98239.74
1946 |  | Page 2/B5.1/40 |  |  |  | 777004.83
1948 |  | Page 2/B5.1/41 |  |  |  | 336175.44
1950 |  | Page 2/B5.1/42 |  |  |  | 415961.28
1952 |  | Page 2/B5.1/43 |  |  |  | 438195.39
1956 |  |  | To Collection |  | AED | 3776175.6
1959 |  | COLLECTION
1961 |  | Brought Forward
1963 |  | Page 2/B5.1/44 |  |  |  | 5504.78
1965 |  | Page 2/B5.1/45 |  |  |  | 705105.81
1967 |  | Page 2/B5.1/46 |  |  |  | 21911257.24
1969 |  | Page 2/B5.1/47 |  |  |  | 3776175.6
2007 |  |  | Carried To Summary |  | AED | 26398043.43
Items coded: 572 · Auto ✓: 572 · Flagged ⚠: 0 · Auto rate: 100%

## MASTER BOQs
MASTER BOQs · Bill 02 Demol. and Alter. _21.02.2024 · All Sheets Combined
All priced items from every bill sheet in one table · Use filters to sort by Sheet / POMI Section / Stage
ACTION | BATCH | REF | Country | City | Asset | Project | Type | Employer | Contractor | Status | Tender Date | Award Date | Contract Type | POMI Section | Code 1 | Code 2 | Code 3 | POMI Sub Section | Description | Qty | Unit | Currency | Rate | Amount | NRM | NRM Description | Measurement | Conf% | Stage | Flag | NRM L1 | NRM L1 Name | NRM L2 | NRM L2 Name
| Bill 02 Demol. and Alter. _21.02.2024.xlsx | A |  |  | AKAM | [8 empty] | G — Thermal And Moisture Protection | G | GA0 | GA010 |  | Ref. D1; demolition for back of house lift 1,2 and 3. (SE-m-08, SE-m-09, SE-m-10); Break to remove ground bearing slab over compacted fill to expose top of raft slab and allow connection of new shaft walls to be formed; to basement 2 | 14 | m² | AED | 358.1 | 5013.4 | 7.1 | Minor Demolition and Alteration Works | Item | 98 | Rule | ✓ | 7 | Work to Existing Buildings | 7.1 | Minor Demolition and Alteration Works
| Bill 02 Demol. and Alter. _21.02.2024.xlsx | B |  |  | AKAM | [8 empty] | G — Thermal And Moisture Protection | G | GA0 | GA010 |  | Ref. D1; demolition for back of house lift 1,2 and 3. (SE-m-08, SE-m-09, SE-m-10); Cutting of existing suspended RC slab to form new service lift shaft; from basement 1 to second floor mezzanine | 149 | m² | AED | 414.01 | 61687.49 | 7.1 | Minor Demolition and Alteration Works | Volume (m³) | 98 | Rule | ✓ | 7 | Work to Existing Buildings | 7.1 | Minor Demolition and Alteration Works
| Bill 02 Demol. and Alter. _21.02.2024.xlsx | C |  |  | AKAM | [8 empty] | G — Thermal And Moisture Protection | G | GA0 | GA010 |  | Ref. D2; demolition for lulu service lift; Cutting of existing suspended RC slab to form new lift shaft; to ground floor and first floor | 19 | m² | AED | 358.1 | 6803.9 | 7.1 | Minor Demolition and Alteration Works | Volume (m³) | 98 | Rule | ✓ | 7 | Work to Existing Buildings | 7.1 | Minor Demolition and Alteration Works
| Bill 02 Demol. and Alter. _21.02.2024.xlsx | D |  |  | AKAM | [8 empty] | G — Thermal And Moisture Protection | G | GA0 | GA010 |  | Ref. D3; demolition for waitrose trolley lift (pe-m-21, pe-m-22); Break to remove ground bearing slab and allow removal of compacted fill; including cutting of raft slab to form overrun pit; to basement 2 | 37 | m² | AED | 358.1 | 13249.7 | 7.1 | Minor Demolition and Alteration Works | Item | 98 | Rule | ✓ | 7 | Work to Existing Buildings | 7.1 | Minor Demolition and Alteration Works
| Bill 02 Demol. and Alter. _21.02.2024.xlsx | E |  |  | AKAM | [8 empty] | G — Thermal And Moisture Protection | G | GA0 | GA010 |  | Ref. D3; demolition for waitrose trolley lift (pe-m-21, pe-m-22); Demolish RC column; size 600 x 1250 x 3050mm high; to basement 2 | 1 | Nr | AED | 1603.45 | 1603.45 | 7.1 | Minor Demolition and Alteration Works | Volume (m³) | 98 | Rule | ✓ | 7 | Work to Existing Buildings | 7.1 | Minor Demolition and Alteration Works
| Bill 02 Demol. and Alter. _21.02.2024.xlsx | F |  |  | AKAM | [8 empty] | G — Thermal And Moisture Protection | G | GA0 | GA010 |  | Ref. D3; demolition for waitrose trolley lift (pe-m-21, pe-m-22); Cutting of existing suspended RC slab to form new lift shaft; from basement 1 to lower roof | 222 | m² | AED | 414.01 | 91910.22 | 7.1 | Minor Demolition and Alteration Works | Volume (m³) | 98 | Rule | ✓ | 7 | Work to Existing Buildings | 7.1 | Minor Demolition and Alteration Works
| Bill 02 Demol. and Alter. _21.02.2024.xlsx | A |  |  | AKAM | [8 empty] | G — Thermal And Moisture Protection | G | GA0 | GA010 |  | Ref. D4; demolition for lulu trolley lift (pe-m-18, pe-m-19, pe-m-20); Break to remove ground bearing slab over compacted fill to expose top of raft slab and allow connection of new shaft walls to be formed; to basement 2 | 39 | m² | AED | 358.1 | 13965.9 | 7.1 | Minor Demolition and Alteration Works | Item | 98 | Rule | ✓ | 7 | Work to Existing Buildings | 7.1 | Minor Demolition and Alteration Works
| Bill 02 Demol. and Alter. _21.02.2024.xlsx | B |  |  | AKAM | [8 empty] | G — Thermal And Moisture Protection | G | GA0 | GA010 |  | Ref. D4; demolition for lulu trolley lift (pe-m-18, pe-m-19, pe-m-20); Cutting of existing suspended RC slab to form new lift shaft; from basement 1 to lower roof | 324 | m² | AED | 414.01 | 134139.24 | 7.1 | Minor Demolition and Alteration Works | Volume (m³) | 98 | Rule | ✓ | 7 | Work to Existing Buildings | 7.1 | Minor Demolition and Alteration Works
| Bill 02 Demol. and Alter. _21.02.2024.xlsx | C |  |  | AKAM | [8 empty] | G — Thermal And Moisture Protection | G | GA0 | GA010 |  | Ref. D5; demolition for f&b passenger lift (pe-m-17.1, pe-m-17.2); Cutting of existing suspended RC slab to form new lift shaft; from basement 1 to lower roof | 130 | m² | AED | 414.01 | 53821.3 | 7.1 | Minor Demolition and Alteration Works | Volume (m³) | 98 | Rule | ✓ | 7 | Work to Existing Buildings | 7.1 | Minor Demolition and Alteration Works
| Bill 02 Demol. and Alter. _21.02.2024.xlsx | D |  |  | AKAM | [8 empty] | G — Thermal And Moisture Protection | G | GA0 | GA010 |  | Ref. D6; demolition for f&b stairs; Break to remove ground bearing slab over compacted fill to expose top of raft slab and allow connection of new shaft walls to be formed; to basement 2 | 27 | m² | AED | 358.1 | 9668.7 | 7.1 | Minor Demolition and Alteration Works | Item | 98 | Rule | ✓ | 7 | Work to Existing Buildings | 7.1 | Minor Demolition and Alteration Works
| Bill 02 Demol. and Alter. _21.02.2024.xlsx | E |  |  | AKAM | [8 empty] | G — Thermal And Moisture Protection | G | GA0 | GA010 |  | Ref. D6; demolition for f&b stairs; Cutting of existing suspended RC slab to form new stair well; from basement 1 to second floor | 165 | m² | AED | 414.01 | 68311.65 | 7.1 | Minor Demolition and Alteration Works | Volume (m³) | 98 | Rule | ✓ | 7 | Work to Existing Buildings | 7.1 | Minor Demolition and Alteration Works
| Bill 02 Demol. and Alter. _21.02.2024.xlsx | F |  |  | AKAM | [8 empty] | G — Thermal And Moisture Protection | G | GA0 | GA010 |  | Ref. D7; partial demolition of existing south entrance shaft walls; Demolition of staircase; from ground floor to second floor | 1 | Nr. | AED | 120975.38 | 120975.38 | 7.1 | Minor Demolition and Alteration Works | Item | 98 | Rule | ✓ | 7 | Work to Existing Buildings | 7.1 | Minor Demolition and Alteration Works
| Bill 02 Demol. and Alter. _21.02.2024.xlsx | G |  |  | AKAM | [8 empty] | G — Thermal And Moisture Protection | G | GA0 | GA010 |  | Ref. D7; partial demolition of existing south entrance shaft walls; Demolition of fire escape walls; 600mm thick RC walls; from ground floor to third floor | 323 | m² | AED | 276.77 | 89396.71 | 7.1 | Minor Demolition and Alteration Works | Volume (m³) | 98 | Rule | ✓ | 7 | Work to Existing Buildings | 7.1 | Minor Demolition and Alteration Works
| Bill 02 Demol. and Alter. _21.02.2024.xlsx | H |  |  | AKAM | [8 empty] | G — Thermal And Moisture Protection | G | GA0 | GA010 |  | Ref. D8; demolition for installation of new escalator from level 1 to level 2; Cutting of existing RC slab to form opening for new escalator; to first floor | 20 | m² | AED | 358.1 | 7162 | 7.1 | Minor Demolition and Alteration Works | Volume (m³) | 98 | Rule | ✓ | 7 | Work to Existing Buildings | 7.1 | Minor Demolition and Alteration Works
| Bill 02 Demol. and Alter. _21.02.2024.xlsx | A |  |  | AKAM | [8 empty] | G — Thermal And Moisture Protection | G | GA0 | GA010 |  | CUTTING / REMOVALS; STRUCTURAL (Cont´d); Cutting of existing RC slab to form opening for new escalator; to second floor | 62 | m² | AED | 358.1 | 22202.2 | 7.1 | Minor Demolition and Alteration Works | Item | 99 | Rule | ✓ | 7 | Work to Existing Buildings | 7.1 | Minor Demolition and Alteration Works
| Bill 02 Demol. and Alter. _21.02.2024.xlsx | B |  |  | AKAM | [8 empty] | G — Thermal And Moisture Protection | G | GA0 | GA010 |  | Ref. D9; demolition for new south entrance; Demolition of RC column; size 1250 x 1250 x7250mm high; to ground floor | 3 | Nr. | AED | 3057.21 | 9171.63 | 7.1 | Minor Demolition and Alteration Works | Volume (m³) | 98 | Rule | ✓ | 7 | Work to Existing Buildings | 7.1 | Minor Demolition and Alteration Works
| Bill 02 Demol. and Alter. _21.02.2024.xlsx | C |  |  | AKAM | [8 empty] | G — Thermal And Moisture Protection | G | GA0 | GA010 |  | Ref. D9; demolition for new south entrance; Demolition of RC column; size 1250 x 2000 x 7250mm high; to ground floor | 1 | Nr. | AED | 3962 | 3962 | 7.1 | Minor Demolition and Alteration Works | Volume (m³) | 98 | Rule | ✓ | 7 | Work to Existing Buildings | 7.1 | Minor Demolition and Alteration Works
| Bill 02 Demol. and Alter. _21.02.2024.xlsx | D |  |  | AKAM | [8 empty] | G — Thermal And Moisture Protection | G | GA0 | GA010 |  | Ref. D9; demolition for new south entrance; Demolition of RC column; size 1250 x 1250 x7000mm high; to first floor | 3 | Nr. | AED | 3962 | 11886 | 7.1 | Minor Demolition and Alteration Works | Volume (m³) | 98 | Rule | ✓ | 7 | Work to Existing Buildings | 7.1 | Minor Demolition and Alteration Works
| Bill 02 Demol. and Alter. _21.02.2024.xlsx | E |  |  | AKAM | [8 empty] | G — Thermal And Moisture Protection | G | GA0 | GA010 |  | Ref. D9; demolition for new south entrance; Demolition of RC column; size 1250 x 2000 x 7000mm high; to first floor | 1 | Nr. | AED | 3260.54 | 3260.54 | 7.1 | Minor Demolition and Alteration Works | Volume (m³) | 98 | Rule | ✓ | 7 | Work to Existing Buildings | 7.1 | Minor Demolition and Alteration Works
| Bill 02 Demol. and Alter. _21.02.2024.xlsx | F |  |  | AKAM | [8 empty] | G — Thermal And Moisture Protection | G | GA0 | GA010 |  | Ref. D9; demolition for new south entrance; Demolition of RC column; size 1250 x 1250 x 6200mm high; to second floor | 3 | Nr. | AED | 3463.86 | 10391.58 | 7.1 | Minor Demolition and Alteration Works | Volume (m³) | 98 | Rule | ✓ | 7 | Work to Existing Buildings | 7.1 | Minor Demolition and Alteration Works
| Bill 02 Demol. and Alter. _21.02.2024.xlsx | G |  |  | AKAM | [8 empty] | G — Thermal And Moisture Protection | G | GA0 | GA010 |  | Ref. D9; demolition for new south entrance; Demolition of RC column; size 1250 x 2000 x 6200mm high; to second floor | 1 | Nr. | AED | 3057.21 | 3057.21 | 7.1 | Minor Demolition and Alteration Works | Volume (m³) | 98 | Rule | ✓ | 7 | Work to Existing Buildings | 7.1 | Minor Demolition and Alteration Works
| Bill 02 Demol. and Alter. _21.02.2024.xlsx | H |  |  | AKAM | [8 empty] | G — Thermal And Moisture Protection | G | GA0 | GA010 |  | Ref. D9; demolition for new south entrance; Demolition of RC column; size 1250 x 1250 x 6300mm high; to third floor | 3 | Nr. | AED | 3158.87 | 9476.61 | 7.1 | Minor Demolition and Alteration Works | Volume (m³) | 98 | Rule | ✓ | 7 | Work to Existing Buildings | 7.1 | Minor Demolition and Alteration Works
| Bill 02 Demol. and Alter. _21.02.2024.xlsx | J |  |  | AKAM | [8 empty] | G — Thermal And Moisture Protection | G | GA0 | GA010 |  | Ref. D9; demolition for new south entrance; Demolition of RC column; size 1250 x 2000 x 6300mm high; to third floor | 1 | Nr. | AED | 3718.01 | 3718.01 | 7.1 | Minor Demolition and Alteration Works | Volume (m³) | 98 | Rule | ✓ | 7 | Work to Existing Buildings | 7.1 | Minor Demolition and Alteration Works
| Bill 02 Demol. and Alter. _21.02.2024.xlsx | K |  |  | AKAM | [8 empty] | G — Thermal And Moisture Protection | G | GA0 | GA010 |  | Ref. D9; demolition for new south entrance; Cutting of existing suspended RC slab for new south entrance; from first floor to upper roof | 2,799 | m² | AED | 414.01 | 1158813.99 | 7.1 | Minor Demolition and Alteration Works | Volume (m³) | 98 | Rule | ✓ | 7 | Work to Existing Buildings | 7.1 | Minor Demolition and Alteration Works
| Bill 02 Demol. and Alter. _21.02.2024.xlsx | L |  |  | AKAM | [8 empty] | B — Site Work | B | B07 | B0701 | B7 Underpinning | Ref. D9; demolition for new south entrance; Removal of composite metal deck and steel beams; to first floor and second floor | 1,325 | m² | AED | 256.44 | 339783 | 7.1 | Minor Demolition and Alteration Works | Item | 96 | Rule | ✓ | 7 | Work to Existing Buildings | 7.1 | Minor Demolition and Alteration Works
| Bill 02 Demol. and Alter. _21.02.2024.xlsx | M |  |  | AKAM | [8 empty] | G — Thermal And Moisture Protection | G | GA0 | GA010 |  | Ref. D10; demolition for ellipsoid opening - no. 1,2,3 & 4; Cutting of existing suspended RC slab to form new oval shaped void; from first floor to lower roof | 625 | m² | AED | 414.01 | 258756.25 | 7.1 | Minor Demolition and Alteration Works | Volume (m³) | 98 | Rule | ✓ | 7 | Work to Existing Buildings | 7.1 | Minor Demolition and Alteration Works
| Bill 02 Demol. and Alter. _21.02.2024.xlsx | A |  |  | AKAM | [8 empty] | G — Thermal And Moisture Protection | G | GA0 | GA010 |  | Ref. D12; demolition for garden walk planter boxes -no. 1,2,3,4,5,6,7,8,9 and 10; Cutting of existing suspended RC slab to allow formation of new planter boxes; to ground floor | 2,169 | m² | AED | 414.01 | 897987.69 | 7.1 | Minor Demolition and Alteration Works | Volume (m³) | 98 | Rule | ✓ | 7 | Work to Existing Buildings | 7.1 | Minor Demolition and Alteration Works
| Bill 02 Demol. and Alter. _21.02.2024.xlsx | B |  |  | AKAM | [8 empty] | G — Thermal And Moisture Protection | G | GA0 | GA010 |  | Ref. D12; demolition for garden walk planter boxes -no. 1,2,3,4,5,6,7,8,9 and 10; Cutting of existing suspended RC slab to form escalator overrun pit; to ground floor | 55 | m² | AED | 414.01 | 22770.55 | 7.1 | Minor Demolition and Alteration Works | Volume (m³) | 98 | Rule | ✓ | 7 | Work to Existing Buildings | 7.1 | Minor Demolition and Alteration Works
| Bill 02 Demol. and Alter. _21.02.2024.xlsx | C |  |  | AKAM | [8 empty] | G — Thermal And Moisture Protection | G | GA0 | GA010 |  | Ref. D13; demolition for existing bridging structure; Demolition of RC column; size 1250 x 1500 x 7250mm high; to ground floor | 8 | Nr. | AED | 3260.54 | 26084.32 | 7.1 | Minor Demolition and Alteration Works | Volume (m³) | 98 | Rule | ✓ | 7 | Work to Existing Buildings | 7.1 | Minor Demolition and Alteration Works
| Bill 02 Demol. and Alter. _21.02.2024.xlsx | D |  |  | AKAM | [8 empty] | G — Thermal And Moisture Protection | G | GA0 | GA010 |  | Ref. D13; demolition for existing bridging structure; Demolition of RC column; size 1250 x 1500 x 7000mm high; to first floor | 8 | Nr. | AED | 3362.2 | 26897.6 | 7.1 | Minor Demolition and Alteration Works | Volume (m³) | 98 | Rule | ✓ | 7 | Work to Existing Buildings | 7.1 | Minor Demolition and Alteration Works
| Bill 02 Demol. and Alter. _21.02.2024.xlsx | E |  |  | AKAM | [8 empty] | G — Thermal And Moisture Protection | G | GA0 | GA010 |  | Ref. D13; demolition for existing bridging structure; Demolition of existing bridge walkway; to first floor and second floor | 1,028 | m² | AED | 500.42 | 514431.76 | 7.1 | Minor Demolition and Alteration Works | Item | 97 | Rule | ✓ | 7 | Work to Existing Buildings | 7.1 | Minor Demolition and Alteration Works
| Bill 02 Demol. and Alter. _21.02.2024.xlsx | F |  |  | AKAM | [8 empty] | G — Thermal And Moisture Protection | G | GA0 | GA010 |  | Ref. D14; demolition for new ramp b2 to b1 level; Break to remove ground bearing slab over compacted fill to expose top of raft slab and allow connection of new ramp slab to be formed; to basement 2 | 17 | m² | AED | 358.1 | 6087.7 | 7.1 | Minor Demolition and Alteration Works | Item | 98 | Rule | ✓ | 7 | Work to Existing Buildings | 7.1 | Minor Demolition and Alteration Works
| Bill 02 Demol. and Alter. _21.02.2024.xlsx | G |  |  | AKAM | [8 empty] | G — Thermal And Moisture Protection | G | GA0 | GA010 |  | Ref. D14; demolition for new ramp b2 to b1 level; Cutting of existing suspended RC slab to form slot for new ramp; to basement 1 | 254 | m² | AED | 414.01 | 105158.54 | 7.1 | Minor Demolition and Alteration Works | Volume (m³) | 98 | Rule | ✓ | 7 | Work to Existing Buildings | 7.1 | Minor Demolition and Alteration Works
| Bill 02 Demol. and Alter. _21.02.2024.xlsx | H |  |  | AKAM | [8 empty] | G — Thermal And Moisture Protection | G | GA0 | GA010 |  | Ref. D15; demolition to accommodate the new escalator at level 1; Cutting to form notch in existing suspended RC slab; to first floor | 1 | m² | AED | 1613.62 | 1613.62 | 7.1 | Minor Demolition and Alteration Works | Volume (m³) | 98 | Rule | ✓ | 7 | Work to Existing Buildings | 7.1 | Minor Demolition and Alteration Works
| Bill 02 Demol. and Alter. _21.02.2024.xlsx | A |  |  | AKAM | [8 empty] | B — Site Work | B | B07 | B0701 | B7 Underpinning | Ref. D16; demolition to form south side planters and feature opening; Removal of composite metal deck and steel beams; to first floor and second floor | 937 | m² | AED | 256.44 | 240284.28 | 7.1 | Minor Demolition and Alteration Works | Item | 96 | Rule | ✓ | 7 | Work to Existing Buildings | 7.1 | Minor Demolition and Alteration Works
| Bill 02 Demol. and Alter. _21.02.2024.xlsx | B |  |  | AKAM | [8 empty] | G — Thermal And Moisture Protection | G | GA0 | GA010 |  | Ref. D17; demolition to allow formation of new bridging structure - no 1,2, 3 and 4.; Cutting of existing suspended RC slab to facilitate bridge connection; to first floor and second floor | 244 | m² | AED | 358.1 | 87376.4 | 7.1 | Minor Demolition and Alteration Works | Volume (m³) | 98 | Rule | ✓ | 7 | Work to Existing Buildings | 7.1 | Minor Demolition and Alteration Works
| Bill 02 Demol. and Alter. _21.02.2024.xlsx | C |  |  | AKAM | [8 empty] | G — Thermal And Moisture Protection | G | GA0 | GA010 |  | Ref. D18; demolition to form openings around the pulse.; Demolition of RC column; size 1250 x 1250 x 7250mm high; to ground floor | 1 | Nr. | AED | 3260.54 | 3260.54 | 7.1 | Minor Demolition and Alteration Works | Volume (m³) | 98 | Rule | ✓ | 7 | Work to Existing Buildings | 7.1 | Minor Demolition and Alteration Works
| Bill 02 Demol. and Alter. _21.02.2024.xlsx | D |  |  | AKAM | [8 empty] | G — Thermal And Moisture Protection | G | GA0 | GA010 |  | Ref. D18; demolition to form openings around the pulse.; Demolition of RC column; size 1250 x 1250 x 7000mm high; to first floor | 1 | Nr. | AED | 3260.54 | 3260.54 | 7.1 | Minor Demolition and Alteration Works | Volume (m³) | 98 | Rule | ✓ | 7 | Work to Existing Buildings | 7.1 | Minor Demolition and Alteration Works
| Bill 02 Demol. and Alter. _21.02.2024.xlsx | E |  |  | AKAM | [8 empty] | G — Thermal And Moisture Protection | G | GA0 | GA010 |  | Ref. D18; demolition to form openings around the pulse.; Demolition of RC column; size 1250 x 1250 x 6250mm high; to second floor | 1 | Nr. | AED | 3057.21 | 3057.21 | 7.1 | Minor Demolition and Alteration Works | Volume (m³) | 98 | Rule | ✓ | 7 | Work to Existing Buildings | 7.1 | Minor Demolition and Alteration Works
| Bill 02 Demol. and Alter. _21.02.2024.xlsx | F |  |  | AKAM | [8 empty] | G — Thermal And Moisture Protection | G | GA0 | GA010 |  | Ref. D18; demolition to form openings around the pulse.; Demolition of RC column; size 1250 x 1250 x 3400mm high; to third floor | 1 | Nr. | AED | 1837.27 | 1837.27 | 7.1 | Minor Demolition and Alteration Works | Volume (m³) | 98 | Rule | ✓ | 7 | Work to Existing Buildings | 7.1 | Minor Demolition and Alteration Works
| Bill 02 Demol. and Alter. _21.02.2024.xlsx | G |  |  | AKAM | [8 empty] | G — Thermal And Moisture Protection | G | GA0 | GA010 |  | Ref. D18; demolition to form openings around the pulse.; Demolition of RC wall; 600mm thick; from ground floor to third floor | 400 | m² | AED | 434.34 | 173736 | 7.1 | Minor Demolition and Alteration Works | Volume (m³) | 98 | Rule | ✓ | 7 | Work to Existing Buildings | 7.1 | Minor Demolition and Alteration Works
| Bill 02 Demol. and Alter. _21.02.2024.xlsx | H |  |  | AKAM | [8 empty] | G — Thermal And Moisture Protection | G | GA0 | GA010 |  | Ref. D18; demolition to form openings around the pulse.; Cutting of existing RC slab to to form opening around pulse; from first floor to lower roof | 1655 | m² | AED | 358.1 | 592655.5 | 7.1 | Minor Demolition and Alteration Works | Volume (m³) | 98 | Rule | ✓ | 7 | Work to Existing Buildings | 7.1 | Minor Demolition and Alteration Works
| Bill 02 Demol. and Alter. _21.02.2024.xlsx | A |  |  | AKAM | [13 empty] | Ref. D19; demolition to reprofile existing openings - n0. 1,2,3,4,5, 6 and 7.; Break back and remove the covering of bulkhead and any architectural finishes on the existing hexagonal opening; to first floor and second floor | 409 | m | AED | 302.18 | 123591.62
| Bill 02 Demol. and Alter. _21.02.2024.xlsx | B |  |  | AKAM | [8 empty] | G — Thermal And Moisture Protection | G | GA0 | GA010 |  | Ref. D20; demolition to facilitate new travelator from b2 to b1.; Break to remove ground bearing slab and compacted fill, a minimum of 250mm breaking is also required in structural raft and an additional of 100mm for strengthening works | 28 | m² | AED | 480.09 | 13442.52 | 7.1 | Minor Demolition and Alteration Works | Item | 98 | Rule | ✓ | 7 | Work to Existing Buildings | 7.1 | Minor Demolition and Alteration Works
| Bill 02 Demol. and Alter. _21.02.2024.xlsx | C |  |  | AKAM | [8 empty] | G — Thermal And Moisture Protection | G | GA0 | GA010 |  | Ref. D20; demolition to facilitate new travelator from b2 to b1.; Cutting of existing suspended RC slab to form opening for new travelator; to basement 1 | 23 | m² | AED | 358.1 | 8236.3 | 7.1 | Minor Demolition and Alteration Works | Volume (m³) | 98 | Rule | ✓ | 7 | Work to Existing Buildings | 7.1 | Minor Demolition and Alteration Works
| Bill 02 Demol. and Alter. _21.02.2024.xlsx | D |  |  | AKAM | [8 empty] | B — Site Work | B | B07 | B0701 | B7 Underpinning | Ref. D21; demolition of steel area to form new circular opening - no. 1,2,3,4,5 and 6; Demolition and removal of steel beams; from third floor to upper roof | 2,336 | m² | AED | 256.44 | 599043.84 | 7.1 | Minor Demolition and Alteration Works | Item | 96 | Rule | ✓ | 7 | Work to Existing Buildings | 7.1 | Minor Demolition and Alteration Works
| Bill 02 Demol. and Alter. _21.02.2024.xlsx | E |  |  | AKAM | [8 empty] | G — Thermal And Moisture Protection | G | GA0 | GA010 |  | Ref. D22; demolition of r.c. slab to form circular opening -no. 1,2 and 3; Cutting of existing suspended RC slab to form opening; from third floor to upper roof | 342 | m² | AED | 414.01 | 141591.42 | 7.1 | Minor Demolition and Alteration Works | Volume (m³) | 98 | Rule | ✓ | 7 | Work to Existing Buildings | 7.1 | Minor Demolition and Alteration Works
| Bill 02 Demol. and Alter. _21.02.2024.xlsx | F |  |  | AKAM | [8 empty] | B — Site Work | B | B07 | B0701 | B7 Underpinning | Ref. D23; partial demolition to facilitate addition of planters on existing steel structures - no. 1 and 2; Demolition and removal of steel beams; to first floor | 78 | m² | AED | 256.44 | 20002.32 | 7.1 | Minor Demolition and Alteration Works | Item | 96 | Rule | ✓ | 7 | Work to Existing Buildings | 7.1 | Minor Demolition and Alteration Works
| Bill 02 Demol. and Alter. _21.02.2024.xlsx | A |  |  | AKAM | [8 empty] | G — Thermal And Moisture Protection | G | GA0 | GA010 |  | CUTTING / REMOVALS; STRUCTURAL (Cont´d); Cutting of 2 nr. 750mm wide strips out of the existing suspended RC slab; to third floor | 25 | m² | AED | 358.1 | 8952.5 | 7.1 | Minor Demolition and Alteration Works | Item | 99 | Rule | ✓ | 7 | Work to Existing Buildings | 7.1 | Minor Demolition and Alteration Works
| Bill 02 Demol. and Alter. _21.02.2024.xlsx | A |  |  | AKAM | [8 empty] | G — Thermal And Moisture Protection | G | GA0 | GA010 |  | Others:; Break to remove ground bearing slab over compacted fill to expose top of raft slab and allow connection of new sewer tank walls to be formed; to basement 2 | 8 | m² | AED | 358.1 | 2864.8 | 7.1 | Minor Demolition and Alteration Works | Item | 97 | Rule | ✓ | 7 | Work to Existing Buildings | 7.1 | Minor Demolition and Alteration Works
| Bill 02 Demol. and Alter. _21.02.2024.xlsx | B |  |  | AKAM | [8 empty] | G — Thermal And Moisture Protection | G | GA0 | GA010 |  | Others:; Demolition of existing RC wall to allow wall opening for new air intake shaft: 350mm thick; to basement 1 | 51 | m² | AED | 414.01 | 21114.51 | 7.1 | Minor Demolition and Alteration Works | Volume (m³) | 98 | Rule | ✓ | 7 | Work to Existing Buildings | 7.1 | Minor Demolition and Alteration Works
| Bill 02 Demol. and Alter. _21.02.2024.xlsx | C |  |  | AKAM | [8 empty] | G — Thermal And Moisture Protection | G | GA0 | GA010 |  | Others:; Demolition of existing ramp; to ground floor | 1 | Nr. | AED | 170514.62 | 170514.62 | 7.1 | Minor Demolition and Alteration Works | Item | 97 | Rule | ✓ | 7 | Work to Existing Buildings | 7.1 | Minor Demolition and Alteration Works
| Bill 02 Demol. and Alter. _21.02.2024.xlsx | D |  |  | AKAM | [8 empty] | G — Thermal And Moisture Protection | G | GA0 | GA010 |  | Others:; Demolition of existing wall; to ground floor | 5 | m² | AED | 434.34 | 2171.7 | 7.1 | Minor Demolition and Alteration Works | Item | 97 | Rule | ✓ | 7 | Work to Existing Buildings | 7.1 | Minor Demolition and Alteration Works
| Bill 02 Demol. and Alter. _21.02.2024.xlsx | E |  |  | AKAM | [8 empty] | G — Thermal And Moisture Protection | G | GA0 | GA010 |  | Others:; Demolition of parapet wall above ramp top slab; to ground floor | 56 | m | AED | 276.77 | 15499.12 | 7.1 | Minor Demolition and Alteration Works | Item | 97 | Rule | ✓ | 7 | Work to Existing Buildings | 7.1 | Minor Demolition and Alteration Works
| Bill 02 Demol. and Alter. _21.02.2024.xlsx | F |  |  | AKAM | [8 empty] | G — Thermal And Moisture Protection | G | GA0 | GA010 |  | Others:; Demolition of existing RC slab to facilitate new slab opening geometry; to first floor | 36 | m² | AED | 399.83 | 14393.88 | 7.1 | Minor Demolition and Alteration Works | Volume (m³) | 98 | Rule | ✓ | 7 | Work to Existing Buildings | 7.1 | Minor Demolition and Alteration Works
| Bill 02 Demol. and Alter. _21.02.2024.xlsx | G |  |  | AKAM | [8 empty] | G — Thermal And Moisture Protection | G | GA0 | GA010 |  | Others:; Cutting of existing RC slab to form opening; to upper roof | 5 | m² | AED | 358.1 | 1790.5 | 7.1 | Minor Demolition and Alteration Works | Item | 97 | Rule | ✓ | 7 | Work to Existing Buildings | 7.1 | Minor Demolition and Alteration Works
| Bill 02 Demol. and Alter. _21.02.2024.xlsx | H |  |  | AKAM | [8 empty] | G — Thermal And Moisture Protection | G | GA0 | GA010 |  | Others:; Cutting of existing RC slab to form opening; to top of upper mechanical room | 5 | m² | AED | 358.1 | 1790.5 | 7.1 | Minor Demolition and Alteration Works | Item | 97 | Rule | ✓ | 7 | Work to Existing Buildings | 7.1 | Minor Demolition and Alteration Works
| Bill 02 Demol. and Alter. _21.02.2024.xlsx | A |  |  | AKAM | [8 empty] | D — Masonry | D | D02 | D0201 | D2 Walls and piers | Removal of internal partitions and doors; various thickness; including disposal to approved locations, cleaning, making good all work affected and all ancillary works as necessary; Removal of blockwork walls; from basement 2 to upper roof | 19,141 | m² | AED | 80.56 | 1541998.96 | 2.7 | Internal Walls and Partitions | Area (m²) | 93 | Rule | ✓ | 2 | Superstructure | 2.7 | Internal Walls and Partitions
| Bill 02 Demol. and Alter. _21.02.2024.xlsx | B |  |  | AKAM | [8 empty] | G — Thermal And Moisture Protection | G | GA0 | GA010 |  | Removal of internal partitions and doors; various thickness; including disposal to approved locations, cleaning, making good all work affected and all ancillary works as necessary; Extra over single leaf door; from ground floor to lower roof | 43 | Nr. | AED | 134.44 | 5780.92 | 7.1 | Minor Demolition and Alteration Works | Area (m²) | 97 | Rule | ✓ | 7 | Work to Existing Buildings | 7.1 | Minor Demolition and Alteration Works
| Bill 02 Demol. and Alter. _21.02.2024.xlsx | C |  |  | AKAM | [8 empty] | G — Thermal And Moisture Protection | G | GA0 | GA010 |  | Removal of internal partitions and doors; various thickness; including disposal to approved locations, cleaning, making good all work affected and all ancillary works as necessary; Extra over double leaf door; from ground floor to lower roof | 17 | Nr. | AED | 190.36 | 3236.12 | 7.1 | Minor Demolition and Alteration Works | Area (m²) | 97 | Rule | ✓ | 7 | Work to Existing Buildings | 7.1 | Minor Demolition and Alteration Works
| Bill 02 Demol. and Alter. _21.02.2024.xlsx | D |  |  | AKAM | [8 empty] | G — Thermal And Moisture Protection | G | GA0 | GA010 |  | Removal of internal partitions and doors; various thickness; including disposal to approved locations, cleaning, making good all work affected and all ancillary works as necessary; Removal of demising walls; from ground floor to second floor | 25,457 | m² | AED | 80.56 | 2050815.92 | 7.1 | Minor Demolition and Alteration Works | Area (m²) | 97 | Rule | ✓ | 7 | Work to Existing Buildings | 7.1 | Minor Demolition and Alteration Works
| Bill 02 Demol. and Alter. _21.02.2024.xlsx | E |  |  | AKAM | [8 empty] | G — Thermal And Moisture Protection | G | GA0 | GA010 |  | Removal of internal partitions and doors; various thickness; including disposal to approved locations, cleaning, making good all work affected and all ancillary works as necessary; Removal of shop-front / demiser piers; from ground floor to second floor | 36,879 | m² | AED | 88.7 | 3271167.3 | 7.1 | Minor Demolition and Alteration Works | Area (m²) | 97 | Rule | ✓ | 7 | Work to Existing Buildings | 7.1 | Minor Demolition and Alteration Works
| Bill 02 Demol. and Alter. _21.02.2024.xlsx | F |  |  | AKAM | [8 empty] | G — Thermal And Moisture Protection | G | GA0 | GA010 |  | Removal of internal partitions and doors; various thickness; including disposal to approved locations, cleaning, making good all work affected and all ancillary works as necessary; Removal of single leaf door; to ground floor | 2 | Nr. | AED | 134.44 | 268.88 | 7.1 | Minor Demolition and Alteration Works | Area (m²) | 97 | Rule | ✓ | 7 | Work to Existing Buildings | 7.1 | Minor Demolition and Alteration Works
| Bill 02 Demol. and Alter. _21.02.2024.xlsx | G |  |  | AKAM | [8 empty] | G — Thermal And Moisture Protection | G | GA0 | GA010 |  | Removal of internal partitions and doors; various thickness; including disposal to approved locations, cleaning, making good all work affected and all ancillary works as necessary; Removal of double leaf door; to second floor and upper floor | 2 | Nr. | AED | 190.36 | 380.72 | 7.1 | Minor Demolition and Alteration Works | Area (m²) | 97 | Rule | ✓ | 7 | Work to Existing Buildings | 7.1 | Minor Demolition and Alteration Works
| Bill 02 Demol. and Alter. _21.02.2024.xlsx | H |  |  | AKAM | [8 empty] | G — Thermal And Moisture Protection | G | GA0 | GA010 |  | Removal of facade; including disposal to approved locations, cleaning, making good all work affected and all ancillary works as necessary; Removal of blockwork walls; from ground floor to second floor | 1,893 | m² | AED | 80.56 | 152500.08 | 7.1 | Minor Demolition and Alteration Works | Area (m²) | 97 | Rule | ✓ | 7 | Work to Existing Buildings | 7.1 | Minor Demolition and Alteration Works
| Bill 02 Demol. and Alter. _21.02.2024.xlsx | J |  |  | AKAM | [8 empty] | G — Thermal And Moisture Protection | G | GA0 | GA010 |  | Removal of facade; including disposal to approved locations, cleaning, making good all work affected and all ancillary works as necessary; Extra over double leaf door; to ground floor | 1 | Nr. | AED | 134.44 | 134.44 | 7.1 | Minor Demolition and Alteration Works | Area (m²) | 97 | Rule | ✓ | 7 | Work to Existing Buildings | 7.1 | Minor Demolition and Alteration Works
| Bill 02 Demol. and Alter. _21.02.2024.xlsx | K |  |  | AKAM | [8 empty] | G — Thermal And Moisture Protection | G | GA0 | GA010 |  | Removal of facade; including disposal to approved locations, cleaning, making good all work affected and all ancillary works as necessary; Removal of curtain walls; to ground floor | 2,145 | m² | AED | 367.51 | 788308.95 | 7.1 | Minor Demolition and Alteration Works | Area (m²) | 97 | Rule | ✓ | 7 | Work to Existing Buildings | 7.1 | Minor Demolition and Alteration Works
| Bill 02 Demol. and Alter. _21.02.2024.xlsx | A |  |  | AKAM | [8 empty] | G — Thermal And Moisture Protection | G | GA0 | GA010 |  | STRIP-OUT / REMOVALS; ARCHITECTURAL (Cont´d); Extra over for removal of GFRC panels and frames | 1 | Item | AED | 416376.42 | 416376.42 | 7.1 | Minor Demolition and Alteration Works | Item | 99 | Rule | ✓ | 7 | Work to Existing Buildings | 7.1 | Minor Demolition and Alteration Works
| Bill 02 Demol. and Alter. _21.02.2024.xlsx | B |  |  | AKAM | [8 empty] | G — Thermal And Moisture Protection | G | GA0 | GA010 |  | STRIP-OUT / REMOVALS; ARCHITECTURAL (Cont´d); Removal of GFRC panels and frames (RATE ONLY) |  | m² | AED | 300 | 0 | 7.1 | Minor Demolition and Alteration Works | Item | 99 | Rule | ✓ | 7 | Work to Existing Buildings | 7.1 | Minor Demolition and Alteration Works
| Bill 02 Demol. and Alter. _21.02.2024.xlsx | C |  |  | AKAM | [8 empty] | G — Thermal And Moisture Protection | G | GA0 | GA010 |  | STRIP-OUT / REMOVALS; ARCHITECTURAL (Cont´d); Removal of air intake (approximate) | 1680 | m² | AED | 370.22 | 621969.6 | 7.1 | Minor Demolition and Alteration Works | Item | 99 | Rule | ✓ | 7 | Work to Existing Buildings | 7.1 | Minor Demolition and Alteration Works
| Bill 02 Demol. and Alter. _21.02.2024.xlsx | D |  |  | AKAM | [8 empty] | G — Thermal And Moisture Protection | G | GA0 | GA010 |  | Removal of internal finishes; including disposal to approved locations, cleaning, making good all work affected and all ancillary works as necessary; Removal of existing floor finish on mall concourse; from ground floor to second floor | 37395 | m² | AED | 95.81 | 3582814.95 | 7.1 | Minor Demolition and Alteration Works | Item | 95 | Rule | ✓ | 7 | Work to Existing Buildings | 7.1 | Minor Demolition and Alteration Works
| Bill 02 Demol. and Alter. _21.02.2024.xlsx | E |  |  | AKAM | [8 empty] | G — Thermal And Moisture Protection | G | GA0 | GA010 |  | Removal of internal finishes; including disposal to approved locations, cleaning, making good all work affected and all ancillary works as necessary; Removal of bulkhead in preparation for newly shaped opening; to first floor and second floor | 606 | m | AED | 302.18 | 183121.08 | 7.1 | Minor Demolition and Alteration Works | Item | 95 | Rule | ✓ | 7 | Work to Existing Buildings | 7.1 | Minor Demolition and Alteration Works
| Bill 02 Demol. and Alter. _21.02.2024.xlsx | A |  |  | AKAM | [8 empty] | P — Conveying Systems | P | P02 | P0201 | P2 Sundries | Dismantling/packing of existing escalator unit; complete with drive motor, balustrade, truss, steps control panel, gears, sprockets, switches, escalator safety mechanisms, hoisting/hauling, and all ancillary works as necessary; Dismantling/packing escalator at lulu area | 2 | Nr.. | AED | 32348.8 | 64697.6 | 5.10 | Lift and Conveyor Installations | Enumerated (nr) | 96 | Rule | ✓ | 5 | Services | 5.10 | Lift and Conveyor Installations
| Bill 02 Demol. and Alter. _21.02.2024.xlsx | A |  |  | AKAM | [8 empty] | P — Conveying Systems | P | P02 | P0201 | P2 Sundries | Dismantling of existing VT unit; complete with drive motor, balustrade, truss, steps control panel, gears, sprockets, switches, escalator safety mechanisms, hoisting/hauling, and all ancillary works as necessary; Dismantling of escalator unit; to garden walk area | 4 | Nr. | AED | 88418.96 | 353675.84 | 5.10 | Lift and Conveyor Installations | Enumerated (nr) | 96 | Rule | ✓ | 5 | Services | 5.10 | Lift and Conveyor Installations
| Bill 02 Demol. and Alter. _21.02.2024.xlsx | B |  |  | AKAM | [8 empty] | Q — Mechanical Engineering Installations | Q | Q02 | Q0201 | Q2 Pipework and gutterwork | Dismantling, protect and store all existing Drainage system services; including pipes, pipe fittings, supports, hangers, valves, floor drains, parking drains, roof vent cowls, roof drains, clean outs, and all ancillary works as necessary( for subsequent; re-use, isolate, disconnections, pipe branches to be dismantled shall be close and fitted with tags and making good and disposal to approved location); Kitchen waste pipe; size 75mm diameter | 538 | m | AED | 60.24 | 32409.12 | 5.3 | Disposal Installations | Length (m) | 95 | Rule | ✓ | 5 | Services | 5.3 | Disposal Installations
| Bill 02 Demol. and Alter. _21.02.2024.xlsx | C |  |  | AKAM | [8 empty] | Q — Mechanical Engineering Installations | Q | Q02 | Q0201 | Q2 Pipework and gutterwork | Dismantling, protect and store all existing Drainage system services; including pipes, pipe fittings, supports, hangers, valves, floor drains, parking drains, roof vent cowls, roof drains, clean outs, and all ancillary works as necessary( for subsequent; re-use, isolate, disconnections, pipe branches to be dismantled shall be close and fitted with tags and making good and disposal to approved location); Kitchen waste pipe; size 80mm diameter | 8 | m | AED | 60.26 | 482.08 | 5.3 | Disposal Installations | Length (m) | 95 | Rule | ✓ | 5 | Services | 5.3 | Disposal Installations
| Bill 02 Demol. and Alter. _21.02.2024.xlsx | D |  |  | AKAM | [8 empty] | Q — Mechanical Engineering Installations | Q | Q02 | Q0201 | Q2 Pipework and gutterwork | Dismantling, protect and store all existing Drainage system services; including pipes, pipe fittings, supports, hangers, valves, floor drains, parking drains, roof vent cowls, roof drains, clean outs, and all ancillary works as necessary( for subsequent; re-use, isolate, disconnections, pipe branches to be dismantled shall be close and fitted with tags and making good and disposal to approved location); Kitchen waste pipe; size 100mm diameter | 5 | m | AED | 61.15 | 305.75 | 5.3 | Disposal Installations | Length (m) | 95 | Rule | ✓ | 5 | Services | 5.3 | Disposal Installations
| Bill 02 Demol. and Alter. _21.02.2024.xlsx | E |  |  | AKAM | [8 empty] | Q — Mechanical Engineering Installations | Q | Q02 | Q0201 | Q2 Pipework and gutterwork | Dismantling, protect and store all existing Drainage system services; including pipes, pipe fittings, supports, hangers, valves, floor drains, parking drains, roof vent cowls, roof drains, clean outs, and all ancillary works as necessary( for subsequent; re-use, isolate, disconnections, pipe branches to be dismantled shall be close and fitted with tags and making good and disposal to approved location); Kitchen waste pipe; size 150mm diameter | 54 | m | AED | 154.83 | 8360.82 | 5.3 | Disposal Installations | Length (m) | 95 | Rule | ✓ | 5 | Services | 5.3 | Disposal Installations
| Bill 02 Demol. and Alter. _21.02.2024.xlsx | F |  |  | AKAM | [8 empty] | Q — Mechanical Engineering Installations | Q | Q02 | Q0201 | Q2 Pipework and gutterwork | Dismantling, protect and store all existing Drainage system services; including pipes, pipe fittings, supports, hangers, valves, floor drains, parking drains, roof vent cowls, roof drains, clean outs, and all ancillary works as necessary( for subsequent; re-use, isolate, disconnections, pipe branches to be dismantled shall be close and fitted with tags and making good and disposal to approved location); Kitchen waste pipe; size 160mm diameter | 110 | m | AED | 154.83 | 17031.3 | 5.3 | Disposal Installations | Length (m) | 95 | Rule | ✓ | 5 | Services | 5.3 | Disposal Installations
| Bill 02 Demol. and Alter. _21.02.2024.xlsx | G |  |  | AKAM | [8 empty] | Q — Mechanical Engineering Installations | Q | Q02 | Q0201 | Q2 Pipework and gutterwork | Dismantling, protect and store all existing Drainage system services; including pipes, pipe fittings, supports, hangers, valves, floor drains, parking drains, roof vent cowls, roof drains, clean outs, and all ancillary works as necessary( for subsequent; re-use, isolate, disconnections, pipe branches to be dismantled shall be close and fitted with tags and making good and disposal to approved location); Sewer pipe; size 50mm diameter | 27 | m | AED | 43.03 | 1161.81 | 5.3 | Disposal Installations | Length (m) | 95 | Rule | ✓ | 5 | Services | 5.3 | Disposal Installations
| Bill 02 Demol. and Alter. _21.02.2024.xlsx | H |  |  | AKAM | [8 empty] | Q — Mechanical Engineering Installations | Q | Q02 | Q0201 | Q2 Pipework and gutterwork | Dismantling, protect and store all existing Drainage system services; including pipes, pipe fittings, supports, hangers, valves, floor drains, parking drains, roof vent cowls, roof drains, clean outs, and all ancillary works as necessary( for subsequent; re-use, isolate, disconnections, pipe branches to be dismantled shall be close and fitted with tags and making good and disposal to approved location); Sewer pipe; size 80mm diameter | 23 | m | AED | 33.1 | 761.3 | 5.3 | Disposal Installations | Length (m) | 95 | Rule | ✓ | 5 | Services | 5.3 | Disposal Installations
| Bill 02 Demol. and Alter. _21.02.2024.xlsx | J |  |  | AKAM | [8 empty] | Q — Mechanical Engineering Installations | Q | Q02 | Q0201 | Q2 Pipework and gutterwork | Dismantling, protect and store all existing Drainage system services; including pipes, pipe fittings, supports, hangers, valves, floor drains, parking drains, roof vent cowls, roof drains, clean outs, and all ancillary works as necessary( for subsequent; re-use, isolate, disconnections, pipe branches to be dismantled shall be close and fitted with tags and making good and disposal to approved location); Sewer pipe; size 100mm diameter | 525 | m | AED | 33.75 | 17718.75 | 5.3 | Disposal Installations | Length (m) | 95 | Rule | ✓ | 5 | Services | 5.3 | Disposal Installations
| Bill 02 Demol. and Alter. _21.02.2024.xlsx | K |  |  | AKAM | [8 empty] | Q — Mechanical Engineering Installations | Q | Q02 | Q0201 | Q2 Pipework and gutterwork | Dismantling, protect and store all existing Drainage system services; including pipes, pipe fittings, supports, hangers, valves, floor drains, parking drains, roof vent cowls, roof drains, clean outs, and all ancillary works as necessary( for subsequent; re-use, isolate, disconnections, pipe branches to be dismantled shall be close and fitted with tags and making good and disposal to approved location); Sewer pipe; size 110mm diameter | 50 | m | AED | 33.75 | 1687.5 | 5.3 | Disposal Installations | Length (m) | 95 | Rule | ✓ | 5 | Services | 5.3 | Disposal Installations
| Bill 02 Demol. and Alter. _21.02.2024.xlsx | L |  |  | AKAM | [8 empty] | Q — Mechanical Engineering Installations | Q | Q02 | Q0201 | Q2 Pipework and gutterwork | Dismantling, protect and store all existing Drainage system services; including pipes, pipe fittings, supports, hangers, valves, floor drains, parking drains, roof vent cowls, roof drains, clean outs, and all ancillary works as necessary( for subsequent; re-use, isolate, disconnections, pipe branches to be dismantled shall be close and fitted with tags and making good and disposal to approved location); Sewer pipe; size 160mm diameter | 80 | m | AED | 54.92 | 4393.6 | 5.3 | Disposal Installations | Length (m) | 95 | Rule | ✓ | 5 | Services | 5.3 | Disposal Installations
| Bill 02 Demol. and Alter. _21.02.2024.xlsx | M |  |  | AKAM | [8 empty] | Q — Mechanical Engineering Installations | Q | Q02 | Q0201 | Q2 Pipework and gutterwork | Dismantling, protect and store all existing Drainage system services; including pipes, pipe fittings, supports, hangers, valves, floor drains, parking drains, roof vent cowls, roof drains, clean outs, and all ancillary works as necessary( for subsequent; re-use, isolate, disconnections, pipe branches to be dismantled shall be close and fitted with tags and making good and disposal to approved location); Sewer pipe; size 200mm diameter | 64 | m | AED | 66.66 | 4266.24 | 5.3 | Disposal Installations | Length (m) | 95 | Rule | ✓ | 5 | Services | 5.3 | Disposal Installations
| Bill 02 Demol. and Alter. _21.02.2024.xlsx | N |  |  | AKAM | [8 empty] | Q — Mechanical Engineering Installations | Q | Q02 | Q0201 | Q2 Pipework and gutterwork | Dismantling, protect and store all existing Drainage system services; including pipes, pipe fittings, supports, hangers, valves, floor drains, parking drains, roof vent cowls, roof drains, clean outs, and all ancillary works as necessary( for subsequent; re-use, isolate, disconnections, pipe branches to be dismantled shall be close and fitted with tags and making good and disposal to approved location); Waste pipe; size 50mm diameter | 255 | m | AED | 43.03 | 10972.65 | 5.3 | Disposal Installations | Length (m) | 95 | Rule | ✓ | 5 | Services | 5.3 | Disposal Installations
| Bill 02 Demol. and Alter. _21.02.2024.xlsx | A |  |  | AKAM | [8 empty] | G — Thermal And Moisture Protection | G | GA0 | GA010 |  | STRIP-OUT / REMOVALS; MECHANICAL ENGINEERING INSTALLATIONS (Cont´d); Waste pipe; size 65mm diameter | 2 | m | AED | 33.08 | 66.16 | 7.1 | Minor Demolition and Alteration Works | Item | 99 | Rule | ✓ | 7 | Work to Existing Buildings | 7.1 | Minor Demolition and Alteration Works
| Bill 02 Demol. and Alter. _21.02.2024.xlsx | B |  |  | AKAM | [8 empty] | G — Thermal And Moisture Protection | G | GA0 | GA010 |  | STRIP-OUT / REMOVALS; MECHANICAL ENGINEERING INSTALLATIONS (Cont´d); Waste pipe; size 80mm diameter | 631 | m | AED | 33.1 | 20886.1 | 7.1 | Minor Demolition and Alteration Works | Item | 99 | Rule | ✓ | 7 | Work to Existing Buildings | 7.1 | Minor Demolition and Alteration Works
| Bill 02 Demol. and Alter. _21.02.2024.xlsx | C |  |  | AKAM | [8 empty] | G — Thermal And Moisture Protection | G | GA0 | GA010 |  | STRIP-OUT / REMOVALS; MECHANICAL ENGINEERING INSTALLATIONS (Cont´d); Waste pipe; size 82mm diameter | 435 | m | AED | 33.1 | 14398.5 | 7.1 | Minor Demolition and Alteration Works | Item | 99 | Rule | ✓ | 7 | Work to Existing Buildings | 7.1 | Minor Demolition and Alteration Works
| Bill 02 Demol. and Alter. _21.02.2024.xlsx | D |  |  | AKAM | [8 empty] | G — Thermal And Moisture Protection | G | GA0 | GA010 |  | STRIP-OUT / REMOVALS; MECHANICAL ENGINEERING INSTALLATIONS (Cont´d); Waste pipe; size 100mm diameter | 234 | m | AED | 33.75 | 7897.5 | 7.1 | Minor Demolition and Alteration Works | Item | 99 | Rule | ✓ | 7 | Work to Existing Buildings | 7.1 | Minor Demolition and Alteration Works
| Bill 02 Demol. and Alter. _21.02.2024.xlsx | E |  |  | AKAM | [8 empty] | G — Thermal And Moisture Protection | G | GA0 | GA010 |  | STRIP-OUT / REMOVALS; MECHANICAL ENGINEERING INSTALLATIONS (Cont´d); Waste pipe; size 110mm diameter | 52 | m | AED | 33.75 | 1755 | 7.1 | Minor Demolition and Alteration Works | Item | 99 | Rule | ✓ | 7 | Work to Existing Buildings | 7.1 | Minor Demolition and Alteration Works
| Bill 02 Demol. and Alter. _21.02.2024.xlsx | F |  |  | AKAM | [8 empty] | G — Thermal And Moisture Protection | G | GA0 | GA010 |  | STRIP-OUT / REMOVALS; MECHANICAL ENGINEERING INSTALLATIONS (Cont´d); Waste pipe; size 150mm diameter | 9 | m | AED | 54.92 | 494.28 | 7.1 | Minor Demolition and Alteration Works | Item | 99 | Rule | ✓ | 7 | Work to Existing Buildings | 7.1 | Minor Demolition and Alteration Works
| Bill 02 Demol. and Alter. _21.02.2024.xlsx | G |  |  | AKAM | [8 empty] | G — Thermal And Moisture Protection | G | GA0 | GA010 |  | STRIP-OUT / REMOVALS; MECHANICAL ENGINEERING INSTALLATIONS (Cont´d); Waste pipe; size 160mm diameter | 221 | m | AED | 54.92 | 12137.32 | 7.1 | Minor Demolition and Alteration Works | Item | 99 | Rule | ✓ | 7 | Work to Existing Buildings | 7.1 | Minor Demolition and Alteration Works
| Bill 02 Demol. and Alter. _21.02.2024.xlsx | H |  |  | AKAM | [8 empty] | G — Thermal And Moisture Protection | G | GA0 | GA010 |  | STRIP-OUT / REMOVALS; MECHANICAL ENGINEERING INSTALLATIONS (Cont´d); Waste pipe; size 200mm diameter | 168 | m | AED | 66.66 | 11198.88 | 7.1 | Minor Demolition and Alteration Works | Item | 99 | Rule | ✓ | 7 | Work to Existing Buildings | 7.1 | Minor Demolition and Alteration Works
| Bill 02 Demol. and Alter. _21.02.2024.xlsx | J |  |  | AKAM | [8 empty] | G — Thermal And Moisture Protection | G | GA0 | GA010 |  | STRIP-OUT / REMOVALS; MECHANICAL ENGINEERING INSTALLATIONS (Cont´d); Vent pipe; size 50mm diameter | 39 | m | AED | 43.03 | 1678.17 | 7.1 | Minor Demolition and Alteration Works | Item | 99 | Rule | ✓ | 7 | Work to Existing Buildings | 7.1 | Minor Demolition and Alteration Works
| Bill 02 Demol. and Alter. _21.02.2024.xlsx | K |  |  | AKAM | [8 empty] | G — Thermal And Moisture Protection | G | GA0 | GA010 |  | STRIP-OUT / REMOVALS; MECHANICAL ENGINEERING INSTALLATIONS (Cont´d); Vent pipe; size 82mm diameter | 1,273 | m | AED | 33.1 | 42136.3 | 7.1 | Minor Demolition and Alteration Works | Item | 99 | Rule | ✓ | 7 | Work to Existing Buildings | 7.1 | Minor Demolition and Alteration Works
| Bill 02 Demol. and Alter. _21.02.2024.xlsx | L |  |  | AKAM | [8 empty] | G — Thermal And Moisture Protection | G | GA0 | GA010 |  | STRIP-OUT / REMOVALS; MECHANICAL ENGINEERING INSTALLATIONS (Cont´d); Vent pipe; size 65mm diameter | 83 | m | AED | 33.08 | 2745.64 | 7.1 | Minor Demolition and Alteration Works | Item | 99 | Rule | ✓ | 7 | Work to Existing Buildings | 7.1 | Minor Demolition and Alteration Works
| Bill 02 Demol. and Alter. _21.02.2024.xlsx | M |  |  | AKAM | [8 empty] | G — Thermal And Moisture Protection | G | GA0 | GA010 |  | STRIP-OUT / REMOVALS; MECHANICAL ENGINEERING INSTALLATIONS (Cont´d); Vent pipe; size 80mm diameter | 78 | m | AED | 33.1 | 2581.8 | 7.1 | Minor Demolition and Alteration Works | Item | 99 | Rule | ✓ | 7 | Work to Existing Buildings | 7.1 | Minor Demolition and Alteration Works
| Bill 02 Demol. and Alter. _21.02.2024.xlsx | N |  |  | AKAM | [8 empty] | G — Thermal And Moisture Protection | G | GA0 | GA010 |  | STRIP-OUT / REMOVALS; MECHANICAL ENGINEERING INSTALLATIONS (Cont´d); Vent pipe; size 110mm diameter | 13 | m | AED | 33.75 | 438.75 | 7.1 | Minor Demolition and Alteration Works | Item | 99 | Rule | ✓ | 7 | Work to Existing Buildings | 7.1 | Minor Demolition and Alteration Works
| Bill 02 Demol. and Alter. _21.02.2024.xlsx | P |  |  | AKAM | [8 empty] | G — Thermal And Moisture Protection | G | GA0 | GA010 |  | STRIP-OUT / REMOVALS; MECHANICAL ENGINEERING INSTALLATIONS (Cont´d); Storm drainage pipe; size 82mm diameter | 9 | m | AED | 33.1 | 297.9 | 7.1 | Minor Demolition and Alteration Works | Item | 99 | Rule | ✓ | 7 | Work to Existing Buildings | 7.1 | Minor Demolition and Alteration Works
| Bill 02 Demol. and Alter. _21.02.2024.xlsx | Q |  |  | AKAM | [8 empty] | G — Thermal And Moisture Protection | G | GA0 | GA010 |  | STRIP-OUT / REMOVALS; MECHANICAL ENGINEERING INSTALLATIONS (Cont´d); Storm drainage pipe; size 110mm diameter | 591 | m | AED | 33.75 | 19946.25 | 7.1 | Minor Demolition and Alteration Works | Item | 99 | Rule | ✓ | 7 | Work to Existing Buildings | 7.1 | Minor Demolition and Alteration Works
| Bill 02 Demol. and Alter. _21.02.2024.xlsx | R |  |  | AKAM | [8 empty] | G — Thermal And Moisture Protection | G | GA0 | GA010 |  | STRIP-OUT / REMOVALS; MECHANICAL ENGINEERING INSTALLATIONS (Cont´d); Allow for dismantling, protect and store all existing Sanitary Fixtures and accessories; including disconnections of pipes, and all ancillary works as necessary( for subsequent re-use; isolate, making good and disposal to approved location) | 1 | Item | AED | 29006.46 | 29006.46 | 7.1 | Minor Demolition and Alteration Works | Item | 99 | Rule | ✓ | 7 | Work to Existing Buildings | 7.1 | Minor Demolition and Alteration Works
| Bill 02 Demol. and Alter. _21.02.2024.xlsx | A |  |  | AKAM | [8 empty] | B — Site Work | B | B07 | B0701 | B7 Underpinning | Dismantling, protect and store all existing Condensate drain pipe; including pipes, pipe fittings, supports, hangers, clean outs, insulations, and all ancillary works as necessary( for subsequent re-use; isolate, disconnections, pipe branches to be dismantled shall be close and fitted with tags, making good and disposal to approved location); CDP; size 25mm diameter | 300 | m | AED | 36.69 | 11007 | 7.1 | Minor Demolition and Alteration Works | Item | 95 | Rule | ✓ | 7 | Work to Existing Buildings | 7.1 | Minor Demolition and Alteration Works
| Bill 02 Demol. and Alter. _21.02.2024.xlsx | B |  |  | AKAM | [8 empty] | B — Site Work | B | B07 | B0701 | B7 Underpinning | Dismantling, protect and store all existing Condensate drain pipe; including pipes, pipe fittings, supports, hangers, clean outs, insulations, and all ancillary works as necessary( for subsequent re-use; isolate, disconnections, pipe branches to be dismantled shall be close and fitted with tags, making good and disposal to approved location); CDP; size 32mm diameter | 67 | m | AED | 37.81 | 2533.27 | 7.1 | Minor Demolition and Alteration Works | Item | 95 | Rule | ✓ | 7 | Work to Existing Buildings | 7.1 | Minor Demolition and Alteration Works
| Bill 02 Demol. and Alter. _21.02.2024.xlsx | C |  |  | AKAM | [8 empty] | B — Site Work | B | B07 | B0701 | B7 Underpinning | Dismantling, protect and store all existing Condensate drain pipe; including pipes, pipe fittings, supports, hangers, clean outs, insulations, and all ancillary works as necessary( for subsequent re-use; isolate, disconnections, pipe branches to be dismantled shall be close and fitted with tags, making good and disposal to approved location); CDP; size 40mm diameter | 21 | m | AED | 40.59 | 852.39 | 7.1 | Minor Demolition and Alteration Works | Item | 95 | Rule | ✓ | 7 | Work to Existing Buildings | 7.1 | Minor Demolition and Alteration Works
| Bill 02 Demol. and Alter. _21.02.2024.xlsx | D |  |  | AKAM | [8 empty] | B — Site Work | B | B07 | B0701 | B7 Underpinning | Dismantling, protect and store all existing Condensate drain pipe; including pipes, pipe fittings, supports, hangers, clean outs, insulations, and all ancillary works as necessary( for subsequent re-use; isolate, disconnections, pipe branches to be dismantled shall be close and fitted with tags, making good and disposal to approved location); CDP; size 50mm diameter | 118 | m | AED | 41.14 | 4854.52 | 7.1 | Minor Demolition and Alteration Works | Item | 95 | Rule | ✓ | 7 | Work to Existing Buildings | 7.1 | Minor Demolition and Alteration Works
| Bill 02 Demol. and Alter. _21.02.2024.xlsx | E |  |  | AKAM | [8 empty] | B — Site Work | B | B07 | B0701 | B7 Underpinning | Dismantling, protect and store all existing Condensate drain pipe; including pipes, pipe fittings, supports, hangers, clean outs, insulations, and all ancillary works as necessary( for subsequent re-use; isolate, disconnections, pipe branches to be dismantled shall be close and fitted with tags, making good and disposal to approved location); CDP; size 65mm diameter | 28 | m | AED | 41.97 | 1175.16 | 7.1 | Minor Demolition and Alteration Works | Item | 95 | Rule | ✓ | 7 | Work to Existing Buildings | 7.1 | Minor Demolition and Alteration Works
| Bill 02 Demol. and Alter. _21.02.2024.xlsx | F |  |  | AKAM | [8 empty] | B — Site Work | B | B07 | B0701 | B7 Underpinning | Dismantling, protect and store all existing Condensate drain pipe; including pipes, pipe fittings, supports, hangers, clean outs, insulations, and all ancillary works as necessary( for subsequent re-use; isolate, disconnections, pipe branches to be dismantled shall be close and fitted with tags, making good and disposal to approved location); CDP; size 75mm diameter | 44 | m | AED | 47.81 | 2103.64 | 7.1 | Minor Demolition and Alteration Works | Item | 95 | Rule | ✓ | 7 | Work to Existing Buildings | 7.1 | Minor Demolition and Alteration Works
| Bill 02 Demol. and Alter. _21.02.2024.xlsx | G |  |  | AKAM | [8 empty] | B — Site Work | B | B07 | B0701 | B7 Underpinning | Dismantling, protect and store all existing Condensate drain pipe; including pipes, pipe fittings, supports, hangers, clean outs, insulations, and all ancillary works as necessary( for subsequent re-use; isolate, disconnections, pipe branches to be dismantled shall be close and fitted with tags, making good and disposal to approved location); CDP; size 80mm diameter | 85 | m | AED | 47.81 | 4063.85 | 7.1 | Minor Demolition and Alteration Works | Item | 95 | Rule | ✓ | 7 | Work to Existing Buildings | 7.1 | Minor Demolition and Alteration Works
| Bill 02 Demol. and Alter. _21.02.2024.xlsx | H |  |  | AKAM | [8 empty] | B — Site Work | B | B07 | B0701 | B7 Underpinning | Dismantling, protect and store all existing Condensate drain pipe; including pipes, pipe fittings, supports, hangers, clean outs, insulations, and all ancillary works as necessary( for subsequent re-use; isolate, disconnections, pipe branches to be dismantled shall be close and fitted with tags, making good and disposal to approved location); CDP; size 82mm diameter | 512 | m | AED | 47.81 | 24478.72 | 7.1 | Minor Demolition and Alteration Works | Item | 95 | Rule | ✓ | 7 | Work to Existing Buildings | 7.1 | Minor Demolition and Alteration Works
| Bill 02 Demol. and Alter. _21.02.2024.xlsx | J |  |  | AKAM | [8 empty] | B — Site Work | B | B07 | B0701 | B7 Underpinning | Dismantling, protect and store all existing Condensate drain pipe; including pipes, pipe fittings, supports, hangers, clean outs, insulations, and all ancillary works as necessary( for subsequent re-use; isolate, disconnections, pipe branches to be dismantled shall be close and fitted with tags, making good and disposal to approved location); CDP; size 100mm diameter | 8 | m | AED | 66.71 | 533.68 | 7.1 | Minor Demolition and Alteration Works | Item | 95 | Rule | ✓ | 7 | Work to Existing Buildings | 7.1 | Minor Demolition and Alteration Works
| Bill 02 Demol. and Alter. _21.02.2024.xlsx | K |  |  | AKAM | [8 empty] | Q — Mechanical Engineering Installations | Q | Q02 | Q0201 | Q2 Pipework and gutterwork | Dismantling, protect and handing over at client yard all existing cold/hot Water Services; including pipes, pipe fittings, insulations, supports, hangers, valves, equipments and all ancillary works as necessary( for subsequent re-use; isolate, disconnections, pipe branches to be dismantled shall be close and fitted with tags, making good and disposal to approved location); CWS pipe; size 15mm diameter | 171 | m | AED | 35.59 | 6085.89 | 5.4 | Water Installations | Length (m) | 93 | Rule | ✓ | 5 | Services | 5.4 | Water Installations
| Bill 02 Demol. and Alter. _21.02.2024.xlsx | L |  |  | AKAM | [8 empty] | Q — Mechanical Engineering Installations | Q | Q02 | Q0201 | Q2 Pipework and gutterwork | Dismantling, protect and handing over at client yard all existing cold/hot Water Services; including pipes, pipe fittings, insulations, supports, hangers, valves, equipments and all ancillary works as necessary( for subsequent re-use; isolate, disconnections, pipe branches to be dismantled shall be close and fitted with tags, making good and disposal to approved location); CWS pipe; size 20mm diameter | 352 | m | AED | 41.69 | 14674.88 | 5.4 | Water Installations | Length (m) | 93 | Rule | ✓ | 5 | Services | 5.4 | Water Installations
| Bill 02 Demol. and Alter. _21.02.2024.xlsx | M |  |  | AKAM | [8 empty] | Q — Mechanical Engineering Installations | Q | Q02 | Q0201 | Q2 Pipework and gutterwork | Dismantling, protect and handing over at client yard all existing cold/hot Water Services; including pipes, pipe fittings, insulations, supports, hangers, valves, equipments and all ancillary works as necessary( for subsequent re-use; isolate, disconnections, pipe branches to be dismantled shall be close and fitted with tags, making good and disposal to approved location); CWS pipe; size 25mm diameter | 133 | m | AED | 44.48 | 5915.84 | 5.4 | Water Installations | Length (m) | 93 | Rule | ✓ | 5 | Services | 5.4 | Water Installations
| Bill 02 Demol. and Alter. _21.02.2024.xlsx | A |  |  | AKAM | [8 empty] | G — Thermal And Moisture Protection | G | GA0 | GA010 |  | STRIP-OUT / REMOVALS; MECHANICAL ENGINEERING INSTALLATIONS (Cont´d); CWS pipe; size 32mm diameter | 63 | m | AED | 46.98 | 2959.74 | 7.1 | Minor Demolition and Alteration Works | Item | 99 | Rule | ✓ | 7 | Work to Existing Buildings | 7.1 | Minor Demolition and Alteration Works
| Bill 02 Demol. and Alter. _21.02.2024.xlsx | B |  |  | AKAM | [8 empty] | G — Thermal And Moisture Protection | G | GA0 | GA010 |  | STRIP-OUT / REMOVALS; MECHANICAL ENGINEERING INSTALLATIONS (Cont´d); CWS pipe; size 40mm diameter | 508 | m | AED | 51.7 | 26263.6 | 7.1 | Minor Demolition and Alteration Works | Item | 99 | Rule | ✓ | 7 | Work to Existing Buildings | 7.1 | Minor Demolition and Alteration Works
| Bill 02 Demol. and Alter. _21.02.2024.xlsx | C |  |  | AKAM | [8 empty] | G — Thermal And Moisture Protection | G | GA0 | GA010 |  | STRIP-OUT / REMOVALS; MECHANICAL ENGINEERING INSTALLATIONS (Cont´d); CWS pipe; size 50mm diameter | 2,595 | m | AED | 54.2 | 140649 | 7.1 | Minor Demolition and Alteration Works | Item | 99 | Rule | ✓ | 7 | Work to Existing Buildings | 7.1 | Minor Demolition and Alteration Works
| Bill 02 Demol. and Alter. _21.02.2024.xlsx | D |  |  | AKAM | [8 empty] | G — Thermal And Moisture Protection | G | GA0 | GA010 |  | STRIP-OUT / REMOVALS; MECHANICAL ENGINEERING INSTALLATIONS (Cont´d); CWS pipe; size 65mm diameter | 277 | m | AED | 58.93 | 16323.61 | 7.1 | Minor Demolition and Alteration Works | Item | 99 | Rule | ✓ | 7 | Work to Existing Buildings | 7.1 | Minor Demolition and Alteration Works
| Bill 02 Demol. and Alter. _21.02.2024.xlsx | E |  |  | AKAM | [8 empty] | G — Thermal And Moisture Protection | G | GA0 | GA010 |  | STRIP-OUT / REMOVALS; MECHANICAL ENGINEERING INSTALLATIONS (Cont´d); CWS pipe; size 82mm diameter | 100 | m | AED | 77 | 7700 | 7.1 | Minor Demolition and Alteration Works | Item | 99 | Rule | ✓ | 7 | Work to Existing Buildings | 7.1 | Minor Demolition and Alteration Works
| Bill 02 Demol. and Alter. _21.02.2024.xlsx | F |  |  | AKAM | [8 empty] | G — Thermal And Moisture Protection | G | GA0 | GA010 |  | STRIP-OUT / REMOVALS; MECHANICAL ENGINEERING INSTALLATIONS (Cont´d); CWS pipe; size 90mm diameter | 9 | m | AED | 80.61 | 725.49 | 7.1 | Minor Demolition and Alteration Works | Item | 99 | Rule | ✓ | 7 | Work to Existing Buildings | 7.1 | Minor Demolition and Alteration Works
| Bill 02 Demol. and Alter. _21.02.2024.xlsx | G |  |  | AKAM | [8 empty] | G — Thermal And Moisture Protection | G | GA0 | GA010 |  | STRIP-OUT / REMOVALS; MECHANICAL ENGINEERING INSTALLATIONS (Cont´d); CWS pipe; size 100mm diameter | 42 | m | AED | 80.61 | 3385.62 | 7.1 | Minor Demolition and Alteration Works | Item | 99 | Rule | ✓ | 7 | Work to Existing Buildings | 7.1 | Minor Demolition and Alteration Works
| Bill 02 Demol. and Alter. _21.02.2024.xlsx | H |  |  | AKAM | [8 empty] | B — Site Work | B | B07 | B0701 | B7 Underpinning | Dismantling, protect and handing over at client yard in all existing valves and pipe Specialties: including supports, insulation and other accessories, making good, and disposal to approved location and all ancillary works as necessary; Ball valve; size 32mm diameter | 1 | Nr. | AED | 55.04 | 55.04 | 7.1 | Minor Demolition and Alteration Works | Item | 95 | Rule | ✓ | 7 | Work to Existing Buildings | 7.1 | Minor Demolition and Alteration Works
| Bill 02 Demol. and Alter. _21.02.2024.xlsx | J |  |  | AKAM | [8 empty] | B — Site Work | B | B07 | B0701 | B7 Underpinning | Dismantling, protect and handing over at client yard in all existing valves and pipe Specialties: including supports, insulation and other accessories, making good, and disposal to approved location and all ancillary works as necessary; Ball valve; size 40mm diameter | 27 | Nr. | AED | 58.37 | 1575.99 | 7.1 | Minor Demolition and Alteration Works | Item | 95 | Rule | ✓ | 7 | Work to Existing Buildings | 7.1 | Minor Demolition and Alteration Works
| Bill 02 Demol. and Alter. _21.02.2024.xlsx | K |  |  | AKAM | [8 empty] | B — Site Work | B | B07 | B0701 | B7 Underpinning | Dismantling, protect and handing over at client yard in all existing valves and pipe Specialties: including supports, insulation and other accessories, making good, and disposal to approved location and all ancillary works as necessary; Ball valve; size 50mm diameter | 103 | Nr. | AED | 59.2 | 6097.6 | 7.1 | Minor Demolition and Alteration Works | Item | 95 | Rule | ✓ | 7 | Work to Existing Buildings | 7.1 | Minor Demolition and Alteration Works
| Bill 02 Demol. and Alter. _21.02.2024.xlsx | L |  |  | AKAM | [8 empty] | B — Site Work | B | B07 | B0701 | B7 Underpinning | Dismantling, protect and handing over at client yard in all existing valves and pipe Specialties: including supports, insulation and other accessories, making good, and disposal to approved location and all ancillary works as necessary; Ball valve; size 65mm diameter | 2 | Nr. | AED | 141.21 | 282.42 | 7.1 | Minor Demolition and Alteration Works | Item | 95 | Rule | ✓ | 7 | Work to Existing Buildings | 7.1 | Minor Demolition and Alteration Works
| Bill 02 Demol. and Alter. _21.02.2024.xlsx | M |  |  | AKAM | [8 empty] | B — Site Work | B | B07 | B0701 | B7 Underpinning | Dismantling, protect and handing over at client yard in all existing valves and pipe Specialties: including supports, insulation and other accessories, making good, and disposal to approved location and all ancillary works as necessary; Butterfly valve; size 65mm diameter | 2 | Nr. | AED | 152.06 | 304.12 | 7.1 | Minor Demolition and Alteration Works | Item | 95 | Rule | ✓ | 7 | Work to Existing Buildings | 7.1 | Minor Demolition and Alteration Works
| Bill 02 Demol. and Alter. _21.02.2024.xlsx | N |  |  | AKAM | [8 empty] | B — Site Work | B | B07 | B0701 | B7 Underpinning | Dismantling, protect and handing over at client yard in all existing valves and pipe Specialties: including supports, insulation and other accessories, making good, and disposal to approved location and all ancillary works as necessary; Butterfly valve; size 100mm diameter | 4 | Nr. | AED | 236.28 | 945.12 | 7.1 | Minor Demolition and Alteration Works | Item | 95 | Rule | ✓ | 7 | Work to Existing Buildings | 7.1 | Minor Demolition and Alteration Works
| Bill 02 Demol. and Alter. _21.02.2024.xlsx | P |  |  | AKAM | [8 empty] | B — Site Work | B | B07 | B0701 | B7 Underpinning | Dismantling, protect and handing over at client yard in all existing valves and pipe Specialties: including supports, insulation and other accessories, making good, and disposal to approved location and all ancillary works as necessary; Isolation valve; size 20mm diameter | 27 | Nr. | AED | 33.08 | 893.16 | 7.1 | Minor Demolition and Alteration Works | Item | 95 | Rule | ✓ | 7 | Work to Existing Buildings | 7.1 | Minor Demolition and Alteration Works
| Bill 02 Demol. and Alter. _21.02.2024.xlsx | Q |  |  | AKAM | [8 empty] | B — Site Work | B | B07 | B0701 | B7 Underpinning | Dismantling, protect and handing over at client yard in all existing valves and pipe Specialties: including supports, insulation and other accessories, making good, and disposal to approved location and all ancillary works as necessary; Isolation valve; size 25mm diameter | 6 | Nr. | AED | 39.19 | 235.14 | 7.1 | Minor Demolition and Alteration Works | Item | 95 | Rule | ✓ | 7 | Work to Existing Buildings | 7.1 | Minor Demolition and Alteration Works
| Bill 02 Demol. and Alter. _21.02.2024.xlsx | R |  |  | AKAM | [8 empty] | B — Site Work | B | B07 | B0701 | B7 Underpinning | Dismantling, protect and handing over at client yard in all existing valves and pipe Specialties: including supports, insulation and other accessories, making good, and disposal to approved location and all ancillary works as necessary; Isolation valve; size 40mm diameter | 14 | Nr. | AED | 39.47 | 552.58 | 7.1 | Minor Demolition and Alteration Works | Item | 95 | Rule | ✓ | 7 | Work to Existing Buildings | 7.1 | Minor Demolition and Alteration Works
| Bill 02 Demol. and Alter. _21.02.2024.xlsx | S |  |  | AKAM | [8 empty] | B — Site Work | B | B07 | B0701 | B7 Underpinning | Dismantling, protect and handing over at client yard in all existing valves and pipe Specialties: including supports, insulation and other accessories, making good, and disposal to approved location and all ancillary works as necessary; Isolation valve; size 50mm diameter | 74 | Nr. | AED | 65.88 | 4875.12 | 7.1 | Minor Demolition and Alteration Works | Item | 95 | Rule | ✓ | 7 | Work to Existing Buildings | 7.1 | Minor Demolition and Alteration Works
| Bill 02 Demol. and Alter. _21.02.2024.xlsx | T |  |  | AKAM | [8 empty] | B — Site Work | B | B07 | B0701 | B7 Underpinning | Dismantling, protect and handing over at client yard in all existing valves and pipe Specialties: including supports, insulation and other accessories, making good, and disposal to approved location and all ancillary works as necessary; Isolation valve; size 65mm diameter | 4 | Nr. | AED | 67.82 | 271.28 | 7.1 | Minor Demolition and Alteration Works | Item | 95 | Rule | ✓ | 7 | Work to Existing Buildings | 7.1 | Minor Demolition and Alteration Works
| Bill 02 Demol. and Alter. _21.02.2024.xlsx | A |  |  | AKAM | [8 empty] | G — Thermal And Moisture Protection | G | GA0 | GA010 |  | STRIP-OUT / REMOVALS; MECHANICAL ENGINEERING INSTALLATIONS (Cont´d); Gate valve; size 65mm diameter | 7 | Nr. | AED | 67.82 | 474.74 | 7.1 | Minor Demolition and Alteration Works | Item | 99 | Rule | ✓ | 7 | Work to Existing Buildings | 7.1 | Minor Demolition and Alteration Works
| Bill 02 Demol. and Alter. _21.02.2024.xlsx | B |  |  | AKAM | [8 empty] | G — Thermal And Moisture Protection | G | GA0 | GA010 |  | STRIP-OUT / REMOVALS; MECHANICAL ENGINEERING INSTALLATIONS (Cont´d); Gate valve; size 82mm diameter | 2 | Nr. | AED | 127.31 | 254.62 | 7.1 | Minor Demolition and Alteration Works | Item | 99 | Rule | ✓ | 7 | Work to Existing Buildings | 7.1 | Minor Demolition and Alteration Works
| Bill 02 Demol. and Alter. _21.02.2024.xlsx | C |  |  | AKAM | [8 empty] | G — Thermal And Moisture Protection | G | GA0 | GA010 |  | STRIP-OUT / REMOVALS; MECHANICAL ENGINEERING INSTALLATIONS (Cont´d); Gate valve; size 90mm diameter | 2 | Nr. | AED | 154.83 | 309.66 | 7.1 | Minor Demolition and Alteration Works | Item | 99 | Rule | ✓ | 7 | Work to Existing Buildings | 7.1 | Minor Demolition and Alteration Works
| Bill 02 Demol. and Alter. _21.02.2024.xlsx | D |  |  | AKAM | [8 empty] | G — Thermal And Moisture Protection | G | GA0 | GA010 |  | STRIP-OUT / REMOVALS; MECHANICAL ENGINEERING INSTALLATIONS (Cont´d); Cleaning hose cabinet; CHC-1 | 14 | Nr. | AED | 160.95 | 2253.3 | 7.1 | Minor Demolition and Alteration Works | Item | 99 | Rule | ✓ | 7 | Work to Existing Buildings | 7.1 | Minor Demolition and Alteration Works
| Bill 02 Demol. and Alter. _21.02.2024.xlsx | E |  |  | AKAM | [8 empty] | G — Thermal And Moisture Protection | G | GA0 | GA010 |  | STRIP-OUT / REMOVALS; MECHANICAL ENGINEERING INSTALLATIONS (Cont´d); WT-01; size 15mm diameter | 2 | Nr. | AED | 160.95 | 321.9 | 7.1 | Minor Demolition and Alteration Works | Item | 99 | Rule | ✓ | 7 | Work to Existing Buildings | 7.1 | Minor Demolition and Alteration Works
| Bill 02 Demol. and Alter. _21.02.2024.xlsx | F |  |  | AKAM | [8 empty] | G — Thermal And Moisture Protection | G | GA0 | GA010 |  | STRIP-OUT / REMOVALS; MECHANICAL ENGINEERING INSTALLATIONS (Cont´d); Water meter; size 40mm diameter | 7 | Nr. | AED | 374.71 | 2622.97 | 7.1 | Minor Demolition and Alteration Works | Item | 99 | Rule | ✓ | 7 | Work to Existing Buildings | 7.1 | Minor Demolition and Alteration Works
| Bill 02 Demol. and Alter. _21.02.2024.xlsx | G |  |  | AKAM | [8 empty] | G — Thermal And Moisture Protection | G | GA0 | GA010 |  | STRIP-OUT / REMOVALS; MECHANICAL ENGINEERING INSTALLATIONS (Cont´d); Water meter; size 50mm diameter | 35 | Nr. | AED | 379.16 | 13270.6 | 7.1 | Minor Demolition and Alteration Works | Item | 99 | Rule | ✓ | 7 | Work to Existing Buildings | 7.1 | Minor Demolition and Alteration Works
| Bill 02 Demol. and Alter. _21.02.2024.xlsx | H |  |  | AKAM | [8 empty] | G — Thermal And Moisture Protection | G | GA0 | GA010 |  | STRIP-OUT / REMOVALS; MECHANICAL ENGINEERING INSTALLATIONS (Cont´d); Water meter; size 65mm diameter | 11 | Nr. | AED | 575.68 | 6332.48 | 7.1 | Minor Demolition and Alteration Works | Item | 99 | Rule | ✓ | 7 | Work to Existing Buildings | 7.1 | Minor Demolition and Alteration Works
| Bill 02 Demol. and Alter. _21.02.2024.xlsx | J |  |  | AKAM | [8 empty] | Q — Mechanical Engineering Installations | Q | Q02 | Q0201 | Q2 Pipework and gutterwork | Dismantling, protect and handing over at client yard all existing Fire Protection Services; including pipes, pipe fittings, valves, fire hose cabinets, sprinkler heads, fire extinguishers, and all ancillary works as necessary ( for subsequent re-use; isolate, disconnection, pipe branches dismantled shall be closed and fitted with tags, making good and disposal to approved location); WRP pipe; size 25mm diameter | 6,870 | m | AED | 34.75 | 238732.5 | 5.11 | Fire and Lightning Protection | Length (m) | 95 | Rule | ✓ | 5 | Services | 5.11 | Fire and Lightning Protection
| Bill 02 Demol. and Alter. _21.02.2024.xlsx | K |  |  | AKAM | [8 empty] | Q — Mechanical Engineering Installations | Q | Q02 | Q0201 | Q2 Pipework and gutterwork | Dismantling, protect and handing over at client yard all existing Fire Protection Services; including pipes, pipe fittings, valves, fire hose cabinets, sprinkler heads, fire extinguishers, and all ancillary works as necessary ( for subsequent re-use; isolate, disconnection, pipe branches dismantled shall be closed and fitted with tags, making good and disposal to approved location); WRP pipe; size 32mm diameter | 1,308 | m | AED | 42.26 | 55276.08 | 5.11 | Fire and Lightning Protection | Length (m) | 95 | Rule | ✓ | 5 | Services | 5.11 | Fire and Lightning Protection
| Bill 02 Demol. and Alter. _21.02.2024.xlsx | L |  |  | AKAM | [8 empty] | Q — Mechanical Engineering Installations | Q | Q02 | Q0201 | Q2 Pipework and gutterwork | Dismantling, protect and handing over at client yard all existing Fire Protection Services; including pipes, pipe fittings, valves, fire hose cabinets, sprinkler heads, fire extinguishers, and all ancillary works as necessary ( for subsequent re-use; isolate, disconnection, pipe branches dismantled shall be closed and fitted with tags, making good and disposal to approved location); WRP pipe; size 40mm diameter | 944 | m | AED | 63.1 | 59566.4 | 5.11 | Fire and Lightning Protection | Length (m) | 95 | Rule | ✓ | 5 | Services | 5.11 | Fire and Lightning Protection
| Bill 02 Demol. and Alter. _21.02.2024.xlsx | M |  |  | AKAM | [8 empty] | Q — Mechanical Engineering Installations | Q | Q02 | Q0201 | Q2 Pipework and gutterwork | Dismantling, protect and handing over at client yard all existing Fire Protection Services; including pipes, pipe fittings, valves, fire hose cabinets, sprinkler heads, fire extinguishers, and all ancillary works as necessary ( for subsequent re-use; isolate, disconnection, pipe branches dismantled shall be closed and fitted with tags, making good and disposal to approved location); WRP pipe; size 50mm diameter | 923 | m | AED | 63.94 | 59016.62 | 5.11 | Fire and Lightning Protection | Length (m) | 95 | Rule | ✓ | 5 | Services | 5.11 | Fire and Lightning Protection
| Bill 02 Demol. and Alter. _21.02.2024.xlsx | N |  |  | AKAM | [8 empty] | Q — Mechanical Engineering Installations | Q | Q02 | Q0201 | Q2 Pipework and gutterwork | Dismantling, protect and handing over at client yard all existing Fire Protection Services; including pipes, pipe fittings, valves, fire hose cabinets, sprinkler heads, fire extinguishers, and all ancillary works as necessary ( for subsequent re-use; isolate, disconnection, pipe branches dismantled shall be closed and fitted with tags, making good and disposal to approved location); WRP pipe; size 65mm diameter | 891 | m | AED | 65.88 | 58699.08 | 5.11 | Fire and Lightning Protection | Length (m) | 95 | Rule | ✓ | 5 | Services | 5.11 | Fire and Lightning Protection
| Bill 02 Demol. and Alter. _21.02.2024.xlsx | P |  |  | AKAM | [8 empty] | Q — Mechanical Engineering Installations | Q | Q02 | Q0201 | Q2 Pipework and gutterwork | Dismantling, protect and handing over at client yard all existing Fire Protection Services; including pipes, pipe fittings, valves, fire hose cabinets, sprinkler heads, fire extinguishers, and all ancillary works as necessary ( for subsequent re-use; isolate, disconnection, pipe branches dismantled shall be closed and fitted with tags, making good and disposal to approved location); WRP pipe; size 80mm diameter | 656 | m | AED | 76.16 | 49960.96 | 5.11 | Fire and Lightning Protection | Length (m) | 95 | Rule | ✓ | 5 | Services | 5.11 | Fire and Lightning Protection
| Bill 02 Demol. and Alter. _21.02.2024.xlsx | Q |  |  | AKAM | [8 empty] | Q — Mechanical Engineering Installations | Q | Q02 | Q0201 | Q2 Pipework and gutterwork | Dismantling, protect and handing over at client yard all existing Fire Protection Services; including pipes, pipe fittings, valves, fire hose cabinets, sprinkler heads, fire extinguishers, and all ancillary works as necessary ( for subsequent re-use; isolate, disconnection, pipe branches dismantled shall be closed and fitted with tags, making good and disposal to approved location); WRP pipe; size 100mm diameter | 770 | m | AED | 79.78 | 61430.6 | 5.11 | Fire and Lightning Protection | Length (m) | 95 | Rule | ✓ | 5 | Services | 5.11 | Fire and Lightning Protection
| Bill 02 Demol. and Alter. _21.02.2024.xlsx | R |  |  | AKAM | [8 empty] | Q — Mechanical Engineering Installations | Q | Q02 | Q0201 | Q2 Pipework and gutterwork | Dismantling, protect and handing over at client yard all existing Fire Protection Services; including pipes, pipe fittings, valves, fire hose cabinets, sprinkler heads, fire extinguishers, and all ancillary works as necessary ( for subsequent re-use; isolate, disconnection, pipe branches dismantled shall be closed and fitted with tags, making good and disposal to approved location); WRP pipe; size 150mm diameter | 415 | m | AED | 102.29 | 42450.35 | 5.11 | Fire and Lightning Protection | Length (m) | 95 | Rule | ✓ | 5 | Services | 5.11 | Fire and Lightning Protection
| Bill 02 Demol. and Alter. _21.02.2024.xlsx | A |  |  | AKAM | [8 empty] | G — Thermal And Moisture Protection | G | GA0 | GA010 |  | STRIP-OUT / REMOVALS; MECHANICAL ENGINEERING INSTALLATIONS (Cont´d); WRP pipe; size 200mm diameter | 162 | m | AED | 175.12 | 28369.44 | 7.1 | Minor Demolition and Alteration Works | Item | 99 | Rule | ✓ | 7 | Work to Existing Buildings | 7.1 | Minor Demolition and Alteration Works
| Bill 02 Demol. and Alter. _21.02.2024.xlsx | B |  |  | AKAM | [8 empty] | G — Thermal And Moisture Protection | G | GA0 | GA010 |  | STRIP-OUT / REMOVALS; MECHANICAL ENGINEERING INSTALLATIONS (Cont´d); WRP pipe; size 250mm diameter | 17 | m | AED | 259.07 | 4404.19 | 7.1 | Minor Demolition and Alteration Works | Item | 99 | Rule | ✓ | 7 | Work to Existing Buildings | 7.1 | Minor Demolition and Alteration Works
| Bill 02 Demol. and Alter. _21.02.2024.xlsx | C |  |  | AKAM | [8 empty] | G — Thermal And Moisture Protection | G | GA0 | GA010 |  | STRIP-OUT / REMOVALS; MECHANICAL ENGINEERING INSTALLATIONS (Cont´d); WRP pipe; various sizes | 321 | m | AED | 83.39 | 26768.19 | 7.1 | Minor Demolition and Alteration Works | Item | 99 | Rule | ✓ | 7 | Work to Existing Buildings | 7.1 | Minor Demolition and Alteration Works
| Bill 02 Demol. and Alter. _21.02.2024.xlsx | D |  |  | AKAM | [8 empty] | G — Thermal And Moisture Protection | G | GA0 | GA010 |  | STRIP-OUT / REMOVALS; MECHANICAL ENGINEERING INSTALLATIONS (Cont´d); Underground HDPE pipe: size 250mm diameter | 69 | m | AED | 101.74 | 7020.06 | 7.1 | Minor Demolition and Alteration Works | Item | 99 | Rule | ✓ | 7 | Work to Existing Buildings | 7.1 | Minor Demolition and Alteration Works
| Bill 02 Demol. and Alter. _21.02.2024.xlsx | E |  |  | AKAM | [8 empty] | B — Site Work | B | B07 | B0701 | B7 Underpinning | Dismantling, protect and handing over at client yard all existing Valves and Pipe Specialties: including supports, accessories and all ancillary works as necessary ( for subsequent re-use; isolate, disconnection, making good and disposal to approved location); CO2 5kg fire extinguisher - FE-2 | 6 | Nr. | AED | 34.47 | 206.82 | 7.1 | Minor Demolition and Alteration Works | Item | 95 | Rule | ✓ | 7 | Work to Existing Buildings | 7.1 | Minor Demolition and Alteration Works
| Bill 02 Demol. and Alter. _21.02.2024.xlsx | F |  |  | AKAM | [8 empty] | Q — Mechanical Engineering Installations | Q | Q02 | Q0201 | Q2 Pipework and gutterwork | Dismantling, protect and handing over at client yard all existing Valves and Pipe Specialties: including supports, accessories and all ancillary works as necessary ( for subsequent re-use; isolate, disconnection, making good and disposal to approved location); Water type 9liters fire extinguisher- FE-1 | 2 | Nr. | AED | 34.47 | 68.94 | 5.4 | Water Installations | Length (m) | 93 | Rule | ✓ | 5 | Services | 5.4 | Water Installations
| Bill 02 Demol. and Alter. _21.02.2024.xlsx | G |  |  | AKAM | [8 empty] | Q — Mechanical Engineering Installations | Q | Q02 | Q0201 | Q2 Pipework and gutterwork | Dismantling, protect and handing over at client yard all existing Valves and Pipe Specialties: including supports, accessories and all ancillary works as necessary ( for subsequent re-use; isolate, disconnection, making good and disposal to approved location); Various sprinkler head | 5,327 | Nr. | AED | 7.22 | 38460.94 | 5.11 | Fire and Lightning Protection | Length (m) | 95 | Rule | ✓ | 5 | Services | 5.11 | Fire and Lightning Protection
| Bill 02 Demol. and Alter. _21.02.2024.xlsx | H |  |  | AKAM | [8 empty] | Q — Mechanical Engineering Installations | Q | Q05 | Q0501 | Q5 Automatic controls | Dismantling, protect and handing over at client yard all existing Valves and Pipe Specialties: including supports, accessories and all ancillary works as necessary ( for subsequent re-use; isolate, disconnection, making good and disposal to approved location); Fire hose cabinet - FHC-2 | 1 | Nr. | AED | 679.93 | 679.93 | 5.6 | Space Heating and Air Treatment | Enumerated (nr) | 97 | Rule | ✓ | 5 | Services | 5.6 | Space Heating and Air Treatment
| Bill 02 Demol. and Alter. _21.02.2024.xlsx | J |  |  | AKAM | [8 empty] | B — Site Work | B | B07 | B0701 | B7 Underpinning | Dismantling, protect and handing over at client yard all existing Valves and Pipe Specialties: including supports, accessories and all ancillary works as necessary ( for subsequent re-use; isolate, disconnection, making good and disposal to approved location); Drain valve; 25mm diameter | 16 | Nr. | AED | 36.69 | 587.04 | 7.1 | Minor Demolition and Alteration Works | Item | 95 | Rule | ✓ | 7 | Work to Existing Buildings | 7.1 | Minor Demolition and Alteration Works
| Bill 02 Demol. and Alter. _21.02.2024.xlsx | K |  |  | AKAM | [8 empty] | B — Site Work | B | B07 | B0701 | B7 Underpinning | Dismantling, protect and handing over at client yard all existing Valves and Pipe Specialties: including supports, accessories and all ancillary works as necessary ( for subsequent re-use; isolate, disconnection, making good and disposal to approved location); Drain valve; 40mm diameter | 1 | Nr. | AED | 58.1 | 58.1 | 7.1 | Minor Demolition and Alteration Works | Item | 95 | Rule | ✓ | 7 | Work to Existing Buildings | 7.1 | Minor Demolition and Alteration Works
| Bill 02 Demol. and Alter. _21.02.2024.xlsx | L |  |  | AKAM | [8 empty] | B — Site Work | B | B07 | B0701 | B7 Underpinning | Dismantling, protect and handing over at client yard all existing Valves and Pipe Specialties: including supports, accessories and all ancillary works as necessary ( for subsequent re-use; isolate, disconnection, making good and disposal to approved location); Zone control valve; size 100mm diameter | 1 | Nr. | AED | 256.84 | 256.84 | 7.1 | Minor Demolition and Alteration Works | Item | 95 | Rule | ✓ | 7 | Work to Existing Buildings | 7.1 | Minor Demolition and Alteration Works
| Bill 02 Demol. and Alter. _21.02.2024.xlsx | M |  |  | AKAM | [8 empty] | B — Site Work | B | B07 | B0701 | B7 Underpinning | Dismantling, protect and handing over at client yard all existing Valves and Pipe Specialties: including supports, accessories and all ancillary works as necessary ( for subsequent re-use; isolate, disconnection, making good and disposal to approved location); Zone control valve; size 200mm diameter | 1 | Nr. | AED | 456.99 | 456.99 | 7.1 | Minor Demolition and Alteration Works | Item | 95 | Rule | ✓ | 7 | Work to Existing Buildings | 7.1 | Minor Demolition and Alteration Works
| Bill 02 Demol. and Alter. _21.02.2024.xlsx | N |  |  | AKAM | [8 empty] | B — Site Work | B | B07 | B0701 | B7 Underpinning | Dismantling, protect and handing over at client yard all existing Valves and Pipe Specialties: including supports, accessories and all ancillary works as necessary ( for subsequent re-use; isolate, disconnection, making good and disposal to approved location); Valve with stub-out; size 40mm diameter | 2 | Nr. | AED | 58.1 | 116.2 | 7.1 | Minor Demolition and Alteration Works | Item | 95 | Rule | ✓ | 7 | Work to Existing Buildings | 7.1 | Minor Demolition and Alteration Works
| Bill 02 Demol. and Alter. _21.02.2024.xlsx | P |  |  | AKAM | [8 empty] | B — Site Work | B | B07 | B0701 | B7 Underpinning | Dismantling, protect and handing over at client yard all existing Valves and Pipe Specialties: including supports, accessories and all ancillary works as necessary ( for subsequent re-use; isolate, disconnection, making good and disposal to approved location); Valve with stub-out; size 50mm diameter | 11 | Nr. | AED | 68.11 | 749.21 | 7.1 | Minor Demolition and Alteration Works | Item | 95 | Rule | ✓ | 7 | Work to Existing Buildings | 7.1 | Minor Demolition and Alteration Works
| Bill 02 Demol. and Alter. _21.02.2024.xlsx | Q |  |  | AKAM | [8 empty] | B — Site Work | B | B07 | B0701 | B7 Underpinning | Dismantling, protect and handing over at client yard all existing Valves and Pipe Specialties: including supports, accessories and all ancillary works as necessary ( for subsequent re-use; isolate, disconnection, making good and disposal to approved location); Valve with stub-out; size 65mm diameter | 23 | Nr. | AED | 143.44 | 3299.12 | 7.1 | Minor Demolition and Alteration Works | Item | 95 | Rule | ✓ | 7 | Work to Existing Buildings | 7.1 | Minor Demolition and Alteration Works
| Bill 02 Demol. and Alter. _21.02.2024.xlsx | R |  |  | AKAM | [8 empty] | B — Site Work | B | B07 | B0701 | B7 Underpinning | Dismantling, protect and handing over at client yard all existing Valves and Pipe Specialties: including supports, accessories and all ancillary works as necessary ( for subsequent re-use; isolate, disconnection, making good and disposal to approved location); Valve with stub-out; size 80mm diameter | 9 | Nr. | AED | 171.23 | 1541.07 | 7.1 | Minor Demolition and Alteration Works | Item | 95 | Rule | ✓ | 7 | Work to Existing Buildings | 7.1 | Minor Demolition and Alteration Works
| Bill 02 Demol. and Alter. _21.02.2024.xlsx | S |  |  | AKAM | [8 empty] | B — Site Work | B | B07 | B0701 | B7 Underpinning | Dismantling, protect and handing over at client yard all existing Valves and Pipe Specialties: including supports, accessories and all ancillary works as necessary ( for subsequent re-use; isolate, disconnection, making good and disposal to approved location); Valve with stub-out; size 150mm diameter | 1 | Nr. | AED | 311.05 | 311.05 | 7.1 | Minor Demolition and Alteration Works | Item | 95 | Rule | ✓ | 7 | Work to Existing Buildings | 7.1 | Minor Demolition and Alteration Works
| Bill 02 Demol. and Alter. _21.02.2024.xlsx | A |  |  | AKAM | [8 empty] | Q — Mechanical Engineering Installations | Q | Q05 | Q0501 | Q5 Automatic controls | Dismantling, protect and handing over at client yard all existing Fire Hose Cabinet: including valves, fire extinguishers, hose reel, supports, making good and all ancillary works as necessary; Fire hose cabinet - FHC-2 | 6 | Nr. | AED | 679.93 | 4079.58 | 5.6 | Space Heating and Air Treatment | Enumerated (nr) | 97 | Rule | ✓ | 5 | Services | 5.6 | Space Heating and Air Treatment
| Bill 02 Demol. and Alter. _21.02.2024.xlsx | B |  |  | AKAM | [8 empty] | B — Site Work | B | B07 | B0701 | B7 Underpinning | Dismantling, protect and store all existing Gas Services; including pipes, pipe fittings, supports, hangers, valves, gas detectors, sensors, and all ancillary works as necessary (for subsequent re-use; isolate, disconnections, pipe branches to be dismantled shall be close and fitted with tags, making good and disposal to approved location); Gas CS pipe sch. 40; size 32mm diameter | 184 | m | AED | 17.23 | 3170.32 | 7.1 | Minor Demolition and Alteration Works | Item | 95 | Rule | ✓ | 7 | Work to Existing Buildings | 7.1 | Minor Demolition and Alteration Works
| Bill 02 Demol. and Alter. _21.02.2024.xlsx | C |  |  | AKAM | [8 empty] | B — Site Work | B | B07 | B0701 | B7 Underpinning | Dismantling, protect and store all existing Gas Services; including pipes, pipe fittings, supports, hangers, valves, gas detectors, sensors, and all ancillary works as necessary (for subsequent re-use; isolate, disconnections, pipe branches to be dismantled shall be close and fitted with tags, making good and disposal to approved location); Gas CS pipe sch. 40; size 40mm diameter | 62 | m | AED | 18.63 | 1155.06 | 7.1 | Minor Demolition and Alteration Works | Item | 95 | Rule | ✓ | 7 | Work to Existing Buildings | 7.1 | Minor Demolition and Alteration Works
| Bill 02 Demol. and Alter. _21.02.2024.xlsx | D |  |  | AKAM | [8 empty] | B — Site Work | B | B07 | B0701 | B7 Underpinning | Dismantling, protect and store all existing Gas Services; including pipes, pipe fittings, supports, hangers, valves, gas detectors, sensors, and all ancillary works as necessary (for subsequent re-use; isolate, disconnections, pipe branches to be dismantled shall be close and fitted with tags, making good and disposal to approved location); Gas CS pipe sch. 40; size 50mm diameter | 65 | m | AED | 21.4 | 1391 | 7.1 | Minor Demolition and Alteration Works | Item | 95 | Rule | ✓ | 7 | Work to Existing Buildings | 7.1 | Minor Demolition and Alteration Works
| Bill 02 Demol. and Alter. _21.02.2024.xlsx | E |  |  | AKAM | [8 empty] | B — Site Work | B | B07 | B0701 | B7 Underpinning | Dismantling, protect and store all existing Gas Services; including pipes, pipe fittings, supports, hangers, valves, gas detectors, sensors, and all ancillary works as necessary (for subsequent re-use; isolate, disconnections, pipe branches to be dismantled shall be close and fitted with tags, making good and disposal to approved location); Gas CS pipe sch. 40; size 65mm diameter | 35 | m | AED | 39.47 | 1381.45 | 7.1 | Minor Demolition and Alteration Works | Item | 95 | Rule | ✓ | 7 | Work to Existing Buildings | 7.1 | Minor Demolition and Alteration Works
| Bill 02 Demol. and Alter. _21.02.2024.xlsx | F |  |  | AKAM | [8 empty] | B — Site Work | B | B07 | B0701 | B7 Underpinning | Dismantling, protect and store all existing Gas Services; including pipes, pipe fittings, supports, hangers, valves, gas detectors, sensors, and all ancillary works as necessary (for subsequent re-use; isolate, disconnections, pipe branches to be dismantled shall be close and fitted with tags, making good and disposal to approved location); Gas CS pipe sch. 40; size 80mm diameter | 11 | m | AED | 46.7 | 513.7 | 7.1 | Minor Demolition and Alteration Works | Item | 95 | Rule | ✓ | 7 | Work to Existing Buildings | 7.1 | Minor Demolition and Alteration Works
| Bill 02 Demol. and Alter. _21.02.2024.xlsx | G |  |  | AKAM | [8 empty] | B — Site Work | B | B07 | B0701 | B7 Underpinning | Dismantling, protect and store all existing Gas Services; including pipes, pipe fittings, supports, hangers, valves, gas detectors, sensors, and all ancillary works as necessary (for subsequent re-use; isolate, disconnections, pipe branches to be dismantled shall be close and fitted with tags, making good and disposal to approved location); Gas CS pipe sch. 40; size 125mm diameter | 75 | m | AED | 50.59 | 3794.25 | 7.1 | Minor Demolition and Alteration Works | Item | 95 | Rule | ✓ | 7 | Work to Existing Buildings | 7.1 | Minor Demolition and Alteration Works
| Bill 02 Demol. and Alter. _21.02.2024.xlsx | H |  |  | AKAM | [8 empty] | B — Site Work | B | B07 | B0701 | B7 Underpinning | Dismantling, protect and store all existing Gas Services; including pipes, pipe fittings, supports, hangers, valves, gas detectors, sensors, and all ancillary works as necessary (for subsequent re-use; isolate, disconnections, pipe branches to be dismantled shall be close and fitted with tags, making good and disposal to approved location); Gas CS pipe sch. 40; size 150mm diameter | 69 | m | AED | 82 | 5658 | 7.1 | Minor Demolition and Alteration Works | Item | 95 | Rule | ✓ | 7 | Work to Existing Buildings | 7.1 | Minor Demolition and Alteration Works
| Bill 02 Demol. and Alter. _21.02.2024.xlsx | J |  |  | AKAM | [8 empty] | B — Site Work | B | B07 | B0701 | B7 Underpinning | Dismantling, protect and store all existing Gas Services; including pipes, pipe fittings, supports, hangers, valves, gas detectors, sensors, and all ancillary works as necessary (for subsequent re-use; isolate, disconnections, pipe branches to be dismantled shall be close and fitted with tags, making good and disposal to approved location); Gas CS pipe sch. 40; size 250mm diameter | 18 | m | AED | 259.07 | 4663.26 | 7.1 | Minor Demolition and Alteration Works | Item | 95 | Rule | ✓ | 7 | Work to Existing Buildings | 7.1 | Minor Demolition and Alteration Works
| Bill 02 Demol. and Alter. _21.02.2024.xlsx | K |  |  | AKAM | [8 empty] | B — Site Work | B | B07 | B0701 | B7 Underpinning | Dismantling, protect and store all existing Gas Services; including pipes, pipe fittings, supports, hangers, valves, gas detectors, sensors, and all ancillary works as necessary (for subsequent re-use; isolate, disconnections, pipe branches to be dismantled shall be close and fitted with tags, making good and disposal to approved location); ERW steel gas protection pipe; size 65mm diameter | 77 | m | AED | 39.47 | 3039.19 | 7.1 | Minor Demolition and Alteration Works | Item | 95 | Rule | ✓ | 7 | Work to Existing Buildings | 7.1 | Minor Demolition and Alteration Works
| Bill 02 Demol. and Alter. _21.02.2024.xlsx | L |  |  | AKAM | [8 empty] | B — Site Work | B | B07 | B0701 | B7 Underpinning | Dismantling, protect and store all existing Gas Services; including pipes, pipe fittings, supports, hangers, valves, gas detectors, sensors, and all ancillary works as necessary (for subsequent re-use; isolate, disconnections, pipe branches to be dismantled shall be close and fitted with tags, making good and disposal to approved location); ERW steel gas protection pipe; size 80mm diameter | 15 | m | AED | 46.7 | 700.5 | 7.1 | Minor Demolition and Alteration Works | Item | 95 | Rule | ✓ | 7 | Work to Existing Buildings | 7.1 | Minor Demolition and Alteration Works
| Bill 02 Demol. and Alter. _21.02.2024.xlsx | M |  |  | AKAM | [8 empty] | B — Site Work | B | B07 | B0701 | B7 Underpinning | Dismantling, protect and store all existing Gas Services; including pipes, pipe fittings, supports, hangers, valves, gas detectors, sensors, and all ancillary works as necessary (for subsequent re-use; isolate, disconnections, pipe branches to be dismantled shall be close and fitted with tags, making good and disposal to approved location); ERW steel gas protection pipe; size 100mm diameter | 85 | m | AED | 50.59 | 4300.15 | 7.1 | Minor Demolition and Alteration Works | Item | 95 | Rule | ✓ | 7 | Work to Existing Buildings | 7.1 | Minor Demolition and Alteration Works
| Bill 02 Demol. and Alter. _21.02.2024.xlsx | A |  |  | AKAM | [8 empty] | G — Thermal And Moisture Protection | G | GA0 | GA010 |  | STRIP-OUT / REMOVALS; MECHANICAL ENGINEERING INSTALLATIONS (Cont´d); ERW steel gas protection pipe; size 150mm diameter | 11 | m | AED | 82 | 902 | 7.1 | Minor Demolition and Alteration Works | Item | 99 | Rule | ✓ | 7 | Work to Existing Buildings | 7.1 | Minor Demolition and Alteration Works
| Bill 02 Demol. and Alter. _21.02.2024.xlsx | B |  |  | AKAM | [8 empty] | G — Thermal And Moisture Protection | G | GA0 | GA010 |  | STRIP-OUT / REMOVALS; MECHANICAL ENGINEERING INSTALLATIONS (Cont´d); ERW steel gas protection pipe; size 200mm diameter | 126 | m | AED | 145.1 | 18282.6 | 7.1 | Minor Demolition and Alteration Works | Item | 99 | Rule | ✓ | 7 | Work to Existing Buildings | 7.1 | Minor Demolition and Alteration Works
| Bill 02 Demol. and Alter. _21.02.2024.xlsx | C |  |  | AKAM | [8 empty] | G — Thermal And Moisture Protection | G | GA0 | GA010 |  | STRIP-OUT / REMOVALS; MECHANICAL ENGINEERING INSTALLATIONS (Cont´d); ERW steel gas protection pipe; size 300mm diameter | 5 | m | AED | 1356.22 | 6781.1 | 7.1 | Minor Demolition and Alteration Works | Item | 99 | Rule | ✓ | 7 | Work to Existing Buildings | 7.1 | Minor Demolition and Alteration Works
| Bill 02 Demol. and Alter. _21.02.2024.xlsx | D |  |  | AKAM | [8 empty] | B — Site Work | B | B07 | B0701 | B7 Underpinning | Dismantling, protect and handing over at client yard in all existing valves and pipe Specialties: including supports, accessories, BMS disconnections and all ancillary works as necessary (for subsequent re-use; isolate, disconnections, making good and disposal to approved location); Ball valve: size 32mm diameter | 21 | Nr. | AED | 55.04 | 1155.84 | 7.1 | Minor Demolition and Alteration Works | Item | 95 | Rule | ✓ | 7 | Work to Existing Buildings | 7.1 | Minor Demolition and Alteration Works
| Bill 02 Demol. and Alter. _21.02.2024.xlsx | E |  |  | AKAM | [8 empty] | B — Site Work | B | B07 | B0701 | B7 Underpinning | Dismantling, protect and handing over at client yard in all existing valves and pipe Specialties: including supports, accessories, BMS disconnections and all ancillary works as necessary (for subsequent re-use; isolate, disconnections, making good and disposal to approved location); Ball valve: size 65mm diameter | 1 | Nr. | AED | 62.27 | 62.27 | 7.1 | Minor Demolition and Alteration Works | Item | 95 | Rule | ✓ | 7 | Work to Existing Buildings | 7.1 | Minor Demolition and Alteration Works
| Bill 02 Demol. and Alter. _21.02.2024.xlsx | F |  |  | AKAM | [8 empty] | B — Site Work | B | B07 | B0701 | B7 Underpinning | Dismantling, protect and handing over at client yard in all existing valves and pipe Specialties: including supports, accessories, BMS disconnections and all ancillary works as necessary (for subsequent re-use; isolate, disconnections, making good and disposal to approved location); Ball valve: size 125mm diameter | 1 | Nr. | AED | 154.83 | 154.83 | 7.1 | Minor Demolition and Alteration Works | Item | 95 | Rule | ✓ | 7 | Work to Existing Buildings | 7.1 | Minor Demolition and Alteration Works
| Bill 02 Demol. and Alter. _21.02.2024.xlsx | G |  |  | AKAM | [8 empty] | B — Site Work | B | B07 | B0701 | B7 Underpinning | Dismantling, protect and handing over at client yard in all existing valves and pipe Specialties: including supports, accessories, BMS disconnections and all ancillary works as necessary (for subsequent re-use; isolate, disconnections, making good and disposal to approved location); Explosion proof gas detector | 1 | Nr. | AED | 151.22 | 151.22 | 7.1 | Minor Demolition and Alteration Works | Item | 95 | Rule | ✓ | 7 | Work to Existing Buildings | 7.1 | Minor Demolition and Alteration Works
| Bill 02 Demol. and Alter. _21.02.2024.xlsx | H |  |  | AKAM | [8 empty] | B — Site Work | B | B07 | B0701 | B7 Underpinning | Dismantling, protect and handing over at client yard in all existing valves and pipe Specialties: including supports, accessories, BMS disconnections and all ancillary works as necessary (for subsequent re-use; isolate, disconnections, making good and disposal to approved location); Pipe gas detector | 13 | Nr. | AED | 154.83 | 2012.79 | 7.1 | Minor Demolition and Alteration Works | Item | 95 | Rule | ✓ | 7 | Work to Existing Buildings | 7.1 | Minor Demolition and Alteration Works
| Bill 02 Demol. and Alter. _21.02.2024.xlsx | J |  |  | AKAM | [8 empty] | Q — Mechanical Engineering Installations | Q | Q02 | Q0201 | Q2 Pipework and gutterwork | Dismantling, protect and handing over at client yard all existing Chilled Water Services; including pipes, pipe fittings, insulations, supports, hangers, valves and all ancillary works as necessary( for subsequent re-use; isolate, disconnections, pipe branches to be dismantled shall be close and fitted with tags, making good and disposal to approved location); SHWS/R pipe; size 20mm diameter | 583 | m | AED | 48.58 | 28322.14 | 5.4 | Water Installations | Length (m) | 93 | Rule | ✓ | 5 | Services | 5.4 | Water Installations
| Bill 02 Demol. and Alter. _21.02.2024.xlsx | K |  |  | AKAM | [8 empty] | Q — Mechanical Engineering Installations | Q | Q02 | Q0201 | Q2 Pipework and gutterwork | Dismantling, protect and handing over at client yard all existing Chilled Water Services; including pipes, pipe fittings, insulations, supports, hangers, valves and all ancillary works as necessary( for subsequent re-use; isolate, disconnections, pipe branches to be dismantled shall be close and fitted with tags, making good and disposal to approved location); SHWS/R pipe; size 25mm diameter | 1,035 | m | AED | 51.28 | 53074.8 | 5.4 | Water Installations | Length (m) | 93 | Rule | ✓ | 5 | Services | 5.4 | Water Installations
| Bill 02 Demol. and Alter. _21.02.2024.xlsx | L |  |  | AKAM | [8 empty] | Q — Mechanical Engineering Installations | Q | Q02 | Q0201 | Q2 Pipework and gutterwork | Dismantling, protect and handing over at client yard all existing Chilled Water Services; including pipes, pipe fittings, insulations, supports, hangers, valves and all ancillary works as necessary( for subsequent re-use; isolate, disconnections, pipe branches to be dismantled shall be close and fitted with tags, making good and disposal to approved location); SHWS/R pipe; size 32mm diameter | 872 | m | AED | 52.62 | 45884.64 | 5.4 | Water Installations | Length (m) | 93 | Rule | ✓ | 5 | Services | 5.4 | Water Installations
| Bill 02 Demol. and Alter. _21.02.2024.xlsx | A |  |  | AKAM | [8 empty] | G — Thermal And Moisture Protection | G | GA0 | GA010 |  | STRIP-OUT / REMOVALS; MECHANICAL ENGINEERING INSTALLATIONS (Cont´d); SHWS/R pipe; size 40mm diameter | 638 | m | AED | 72.87 | 46491.06 | 7.1 | Minor Demolition and Alteration Works | Item | 99 | Rule | ✓ | 7 | Work to Existing Buildings | 7.1 | Minor Demolition and Alteration Works
| Bill 02 Demol. and Alter. _21.02.2024.xlsx | B |  |  | AKAM | [8 empty] | G — Thermal And Moisture Protection | G | GA0 | GA010 |  | STRIP-OUT / REMOVALS; MECHANICAL ENGINEERING INSTALLATIONS (Cont´d); SHWS/R pipe; size 50mm diameter | 500 | m | AED | 81.5 | 40750 | 7.1 | Minor Demolition and Alteration Works | Item | 99 | Rule | ✓ | 7 | Work to Existing Buildings | 7.1 | Minor Demolition and Alteration Works
| Bill 02 Demol. and Alter. _21.02.2024.xlsx | C |  |  | AKAM | [8 empty] | G — Thermal And Moisture Protection | G | GA0 | GA010 |  | STRIP-OUT / REMOVALS; MECHANICAL ENGINEERING INSTALLATIONS (Cont´d); SHWS/R pipe; size 65mm diameter | 269 | m | AED | 142.76 | 38402.44 | 7.1 | Minor Demolition and Alteration Works | Item | 99 | Rule | ✓ | 7 | Work to Existing Buildings | 7.1 | Minor Demolition and Alteration Works
| Bill 02 Demol. and Alter. _21.02.2024.xlsx | D |  |  | AKAM | [8 empty] | G — Thermal And Moisture Protection | G | GA0 | GA010 |  | STRIP-OUT / REMOVALS; MECHANICAL ENGINEERING INSTALLATIONS (Cont´d); SHWS/R pipe; size 80mm diameter | 115 | m | AED | 211.85 | 24362.75 | 7.1 | Minor Demolition and Alteration Works | Item | 99 | Rule | ✓ | 7 | Work to Existing Buildings | 7.1 | Minor Demolition and Alteration Works
| Bill 02 Demol. and Alter. _21.02.2024.xlsx | E |  |  | AKAM | [8 empty] | G — Thermal And Moisture Protection | G | GA0 | GA010 |  | STRIP-OUT / REMOVALS; MECHANICAL ENGINEERING INSTALLATIONS (Cont´d); SHWS/R pipe; size 100mm diameter | 125 | m | AED | 250.98 | 31372.5 | 7.1 | Minor Demolition and Alteration Works | Item | 99 | Rule | ✓ | 7 | Work to Existing Buildings | 7.1 | Minor Demolition and Alteration Works
| Bill 02 Demol. and Alter. _21.02.2024.xlsx | F |  |  | AKAM | [8 empty] | G — Thermal And Moisture Protection | G | GA0 | GA010 |  | STRIP-OUT / REMOVALS; MECHANICAL ENGINEERING INSTALLATIONS (Cont´d); SHWS/R pipe; size 125mm diameter | 128 | m | AED | 293.35 | 37548.8 | 7.1 | Minor Demolition and Alteration Works | Item | 99 | Rule | ✓ | 7 | Work to Existing Buildings | 7.1 | Minor Demolition and Alteration Works
| Bill 02 Demol. and Alter. _21.02.2024.xlsx | G |  |  | AKAM | [8 empty] | G — Thermal And Moisture Protection | G | GA0 | GA010 |  | STRIP-OUT / REMOVALS; MECHANICAL ENGINEERING INSTALLATIONS (Cont´d); SHWS/R pipe; size 150mm diameter | 29 | m | AED | 341.12 | 9892.48 | 7.1 | Minor Demolition and Alteration Works | Item | 99 | Rule | ✓ | 7 | Work to Existing Buildings | 7.1 | Minor Demolition and Alteration Works
| Bill 02 Demol. and Alter. _21.02.2024.xlsx | H |  |  | AKAM | [8 empty] | G — Thermal And Moisture Protection | G | GA0 | GA010 |  | STRIP-OUT / REMOVALS; MECHANICAL ENGINEERING INSTALLATIONS (Cont´d); SHWS/R pipe; size 200mm diameter | 200 | m | AED | 399.69 | 79938 | 7.1 | Minor Demolition and Alteration Works | Item | 99 | Rule | ✓ | 7 | Work to Existing Buildings | 7.1 | Minor Demolition and Alteration Works
| Bill 02 Demol. and Alter. _21.02.2024.xlsx | J |  |  | AKAM | [8 empty] | G — Thermal And Moisture Protection | G | GA0 | GA010 |  | STRIP-OUT / REMOVALS; MECHANICAL ENGINEERING INSTALLATIONS (Cont´d); SHWS/R pipe; size 250mm diameter | 19 | m | AED | 487.39 | 9260.41 | 7.1 | Minor Demolition and Alteration Works | Item | 99 | Rule | ✓ | 7 | Work to Existing Buildings | 7.1 | Minor Demolition and Alteration Works
| Bill 02 Demol. and Alter. _21.02.2024.xlsx | K |  |  | AKAM | [8 empty] | G — Thermal And Moisture Protection | G | GA0 | GA010 |  | STRIP-OUT / REMOVALS; MECHANICAL ENGINEERING INSTALLATIONS (Cont´d); SHWS/R pipe; size 300mm diameter | 171 | m | AED | 487.39 | 83343.69 | 7.1 | Minor Demolition and Alteration Works | Item | 99 | Rule | ✓ | 7 | Work to Existing Buildings | 7.1 | Minor Demolition and Alteration Works
| Bill 02 Demol. and Alter. _21.02.2024.xlsx | L |  |  | AKAM | [8 empty] | G — Thermal And Moisture Protection | G | GA0 | GA010 |  | STRIP-OUT / REMOVALS; MECHANICAL ENGINEERING INSTALLATIONS (Cont´d); SHWS/R pipe; various size | 2,712 | m | AED | 188.92 | 512351.04 | 7.1 | Minor Demolition and Alteration Works | Item | 99 | Rule | ✓ | 7 | Work to Existing Buildings | 7.1 | Minor Demolition and Alteration Works
| Bill 02 Demol. and Alter. _21.02.2024.xlsx | M |  |  | AKAM | [8 empty] | G — Thermal And Moisture Protection | G | GA0 | GA010 |  | STRIP-OUT / REMOVALS; MECHANICAL ENGINEERING INSTALLATIONS (Cont´d); Allow demolition, protect and handing over at client yard for all existing Chilled Water Pipeworks; valves and accessories, making good, disposal to approved location and all ancillary works as necessary to third floor Grid line Y6 to Y9 and C2 to C4 | 1 | Item | AED | 4048.15 | 4048.15 | 7.1 | Minor Demolition and Alteration Works | Item | 99 | Rule | ✓ | 7 | Work to Existing Buildings | 7.1 | Minor Demolition and Alteration Works
| Bill 02 Demol. and Alter. _21.02.2024.xlsx | N |  |  | AKAM | [8 empty] | G — Thermal And Moisture Protection | G | GA0 | GA010 |  | STRIP-OUT / REMOVALS; MECHANICAL ENGINEERING INSTALLATIONS (Cont´d); Allow demolition, protect and handing over at client yard for all existing Chilled Water Pipeworks, valves and accessories, making good, disposal to approved location and all ancillary works as necessary to third floor Grid line Z1 to Z2 and C1 to C2 | 1 | Item | AED | 2698.77 | 2698.77 | 7.1 | Minor Demolition and Alteration Works | Item | 99 | Rule | ✓ | 7 | Work to Existing Buildings | 7.1 | Minor Demolition and Alteration Works
| Bill 02 Demol. and Alter. _21.02.2024.xlsx | A |  |  | AKAM | [8 empty] | G — Thermal And Moisture Protection | G | GA0 | GA010 |  | STRIP-OUT / REMOVALS; MECHANICAL ENGINEERING INSTALLATIONS (Cont´d); Allow for demolition, protect and handing over at client yard for all existing chilled water pipes, FCU's,RAHU's, valve sets, BMS disconnections, ductworks and accessories, making good, disposal to approved location and all ancillary works as necessary to lower roof Grid line Y6 to Y9 and C2 to C4 | 1 | Item | AED | 26987.65 | 26987.65 | 7.1 | Minor Demolition and Alteration Works | Item | 99 | Rule | ✓ | 7 | Work to Existing Buildings | 7.1 | Minor Demolition and Alteration Works
| Bill 02 Demol. and Alter. _21.02.2024.xlsx | B |  |  | AKAM | [8 empty] | G — Thermal And Moisture Protection | G | GA0 | GA010 |  | STRIP-OUT / REMOVALS; MECHANICAL ENGINEERING INSTALLATIONS (Cont´d); Allow for demolition, protect and handing over at client yard for all existing Chilled Water Pipeworks, valve sets, making good, disposal to approved location and all ancillary works as necessary to lower roof Grid line Z1 to Z4 and C6 to C10 grid line | 1 | Item | AED | 21590.12 | 21590.12 | 7.1 | Minor Demolition and Alteration Works | Item | 99 | Rule | ✓ | 7 | Work to Existing Buildings | 7.1 | Minor Demolition and Alteration Works
| Bill 02 Demol. and Alter. _21.02.2024.xlsx | C |  |  | AKAM | [8 empty] | B — Site Work | B | B07 | B0701 | B7 Underpinning | Dismantling, protect and handing over at client yard for all existing pipe Specialties; including BMS disconnections and all ancillary works as necessary (for subsequent re-use; isolate, disconnections, valves to be dismantled shall be with tags, making good, disposal to approved location); Valve set; size 20mm diameter | 11 | Nr. | AED | 26.99 | 296.89 | 7.1 | Minor Demolition and Alteration Works | Item | 95 | Rule | ✓ | 7 | Work to Existing Buildings | 7.1 | Minor Demolition and Alteration Works
| Bill 02 Demol. and Alter. _21.02.2024.xlsx | D |  |  | AKAM | [8 empty] | B — Site Work | B | B07 | B0701 | B7 Underpinning | Dismantling, protect and handing over at client yard for all existing pipe Specialties; including BMS disconnections and all ancillary works as necessary (for subsequent re-use; isolate, disconnections, valves to be dismantled shall be with tags, making good, disposal to approved location); Valve set; size 25mm diameter | 11 | Nr. | AED | 26.99 | 296.89 | 7.1 | Minor Demolition and Alteration Works | Item | 95 | Rule | ✓ | 7 | Work to Existing Buildings | 7.1 | Minor Demolition and Alteration Works
| Bill 02 Demol. and Alter. _21.02.2024.xlsx | E |  |  | AKAM | [8 empty] | B — Site Work | B | B07 | B0701 | B7 Underpinning | Dismantling, protect and handing over at client yard for all existing pipe Specialties; including BMS disconnections and all ancillary works as necessary (for subsequent re-use; isolate, disconnections, valves to be dismantled shall be with tags, making good, disposal to approved location); Valve set; size 32mm diameter | 1 | Nr. | AED | 26.99 | 26.99 | 7.1 | Minor Demolition and Alteration Works | Item | 95 | Rule | ✓ | 7 | Work to Existing Buildings | 7.1 | Minor Demolition and Alteration Works
| Bill 02 Demol. and Alter. _21.02.2024.xlsx | F |  |  | AKAM | [8 empty] | B — Site Work | B | B07 | B0701 | B7 Underpinning | Dismantling, protect and handing over at client yard for all existing pipe Specialties; including BMS disconnections and all ancillary works as necessary (for subsequent re-use; isolate, disconnections, valves to be dismantled shall be with tags, making good, disposal to approved location); Valve set; size 50mm diameter | 1 | Nr. | AED | 32.38 | 32.38 | 7.1 | Minor Demolition and Alteration Works | Item | 95 | Rule | ✓ | 7 | Work to Existing Buildings | 7.1 | Minor Demolition and Alteration Works
| Bill 02 Demol. and Alter. _21.02.2024.xlsx | G |  |  | AKAM | [8 empty] | B — Site Work | B | B07 | B0701 | B7 Underpinning | Dismantling, protect and handing over at client yard for all existing pipe Specialties; including BMS disconnections and all ancillary works as necessary (for subsequent re-use; isolate, disconnections, valves to be dismantled shall be with tags, making good, disposal to approved location); Valve set; various size | 19 | Nr. | AED | 32.38 | 615.22 | 7.1 | Minor Demolition and Alteration Works | Item | 95 | Rule | ✓ | 7 | Work to Existing Buildings | 7.1 | Minor Demolition and Alteration Works
| Bill 02 Demol. and Alter. _21.02.2024.xlsx | H |  |  | AKAM | [8 empty] | B — Site Work | B | B07 | B0701 | B7 Underpinning | Dismantling, protect and handing over at client yard for all existing pipe Specialties; including BMS disconnections and all ancillary works as necessary (for subsequent re-use; isolate, disconnections, valves to be dismantled shall be with tags, making good, disposal to approved location); BTU meter assembly; size 20mm diameter | 61 | Nr. | AED | 53.97 | 3292.17 | 7.1 | Minor Demolition and Alteration Works | Item | 95 | Rule | ✓ | 7 | Work to Existing Buildings | 7.1 | Minor Demolition and Alteration Works
| Bill 02 Demol. and Alter. _21.02.2024.xlsx | J |  |  | AKAM | [8 empty] | B — Site Work | B | B07 | B0701 | B7 Underpinning | Dismantling, protect and handing over at client yard for all existing pipe Specialties; including BMS disconnections and all ancillary works as necessary (for subsequent re-use; isolate, disconnections, valves to be dismantled shall be with tags, making good, disposal to approved location); BTU meter assembly; size 25mm diameter | 87 | Nr. | AED | 53.97 | 4695.39 | 7.1 | Minor Demolition and Alteration Works | Item | 95 | Rule | ✓ | 7 | Work to Existing Buildings | 7.1 | Minor Demolition and Alteration Works
| Bill 02 Demol. and Alter. _21.02.2024.xlsx | K |  |  | AKAM | [8 empty] | B — Site Work | B | B07 | B0701 | B7 Underpinning | Dismantling, protect and handing over at client yard for all existing pipe Specialties; including BMS disconnections and all ancillary works as necessary (for subsequent re-use; isolate, disconnections, valves to be dismantled shall be with tags, making good, disposal to approved location); BTU meter assembly; size 32mm diameter | 23 | Nr. | AED | 53.97 | 1241.31 | 7.1 | Minor Demolition and Alteration Works | Item | 95 | Rule | ✓ | 7 | Work to Existing Buildings | 7.1 | Minor Demolition and Alteration Works
| Bill 02 Demol. and Alter. _21.02.2024.xlsx | L |  |  | AKAM | [8 empty] | B — Site Work | B | B07 | B0701 | B7 Underpinning | Dismantling, protect and handing over at client yard for all existing pipe Specialties; including BMS disconnections and all ancillary works as necessary (for subsequent re-use; isolate, disconnections, valves to be dismantled shall be with tags, making good, disposal to approved location); BTU meter assembly; size 40mm diameter | 3 | Nr. | AED | 64.77 | 194.31 | 7.1 | Minor Demolition and Alteration Works | Item | 95 | Rule | ✓ | 7 | Work to Existing Buildings | 7.1 | Minor Demolition and Alteration Works
| Bill 02 Demol. and Alter. _21.02.2024.xlsx | A |  |  | AKAM | [8 empty] | G — Thermal And Moisture Protection | G | GA0 | GA010 |  | STRIP-OUT / REMOVALS; MECHANICAL ENGINEERING INSTALLATIONS (Cont´d); BTU meter assembly; size 50mm diameter | 4 | Nr. | AED | 64.77 | 259.08 | 7.1 | Minor Demolition and Alteration Works | Item | 99 | Rule | ✓ | 7 | Work to Existing Buildings | 7.1 | Minor Demolition and Alteration Works
| Bill 02 Demol. and Alter. _21.02.2024.xlsx | B |  |  | AKAM | [8 empty] | G — Thermal And Moisture Protection | G | GA0 | GA010 |  | STRIP-OUT / REMOVALS; MECHANICAL ENGINEERING INSTALLATIONS (Cont´d); BTU meter assembly; size 65mm diameter | 4 | Nr. | AED | 134.94 | 539.76 | 7.1 | Minor Demolition and Alteration Works | Item | 99 | Rule | ✓ | 7 | Work to Existing Buildings | 7.1 | Minor Demolition and Alteration Works
| Bill 02 Demol. and Alter. _21.02.2024.xlsx | C |  |  | AKAM | [8 empty] | G — Thermal And Moisture Protection | G | GA0 | GA010 |  | STRIP-OUT / REMOVALS; MECHANICAL ENGINEERING INSTALLATIONS (Cont´d); BTU meter assembly; size 80mm diameter | 3 | Nr. | AED | 134.94 | 404.82 | 7.1 | Minor Demolition and Alteration Works | Item | 99 | Rule | ✓ | 7 | Work to Existing Buildings | 7.1 | Minor Demolition and Alteration Works
| Bill 02 Demol. and Alter. _21.02.2024.xlsx | D |  |  | AKAM | [8 empty] | G — Thermal And Moisture Protection | G | GA0 | GA010 |  | STRIP-OUT / REMOVALS; MECHANICAL ENGINEERING INSTALLATIONS (Cont´d); BTU meter assembly; size 100mm diameter | 1 | Nr. | AED | 161.92 | 161.92 | 7.1 | Minor Demolition and Alteration Works | Item | 99 | Rule | ✓ | 7 | Work to Existing Buildings | 7.1 | Minor Demolition and Alteration Works
| Bill 02 Demol. and Alter. _21.02.2024.xlsx | E |  |  | AKAM | [8 empty] | G — Thermal And Moisture Protection | G | GA0 | GA010 |  | STRIP-OUT / REMOVALS; MECHANICAL ENGINEERING INSTALLATIONS (Cont´d); BTU meter assembly; size 125mm diameter | 1 | Nr. | AED | 161.92 | 161.92 | 7.1 | Minor Demolition and Alteration Works | Item | 99 | Rule | ✓ | 7 | Work to Existing Buildings | 7.1 | Minor Demolition and Alteration Works
| Bill 02 Demol. and Alter. _21.02.2024.xlsx | F |  |  | AKAM | [8 empty] | G — Thermal And Moisture Protection | G | GA0 | GA010 |  | STRIP-OUT / REMOVALS; MECHANICAL ENGINEERING INSTALLATIONS (Cont´d); BTU meter assembly; various size | 122 | Nr. | AED | 107.95 | 13169.9 | 7.1 | Minor Demolition and Alteration Works | Item | 99 | Rule | ✓ | 7 | Work to Existing Buildings | 7.1 | Minor Demolition and Alteration Works
| Bill 02 Demol. and Alter. _21.02.2024.xlsx | G |  |  | AKAM | [8 empty] | G — Thermal And Moisture Protection | G | GA0 | GA010 |  | STRIP-OUT / REMOVALS; MECHANICAL ENGINEERING INSTALLATIONS (Cont´d); Double regulating valve; size 32mm diameter | 5 | Nr. | AED | 26.99 | 134.95 | 7.1 | Minor Demolition and Alteration Works | Item | 99 | Rule | ✓ | 7 | Work to Existing Buildings | 7.1 | Minor Demolition and Alteration Works
| Bill 02 Demol. and Alter. _21.02.2024.xlsx | H |  |  | AKAM | [8 empty] | G — Thermal And Moisture Protection | G | GA0 | GA010 |  | STRIP-OUT / REMOVALS; MECHANICAL ENGINEERING INSTALLATIONS (Cont´d); Double regulating valve; size 40mm diameter | 2 | Nr. | AED | 26.99 | 53.98 | 7.1 | Minor Demolition and Alteration Works | Item | 99 | Rule | ✓ | 7 | Work to Existing Buildings | 7.1 | Minor Demolition and Alteration Works
| Bill 02 Demol. and Alter. _21.02.2024.xlsx | J |  |  | AKAM | [8 empty] | G — Thermal And Moisture Protection | G | GA0 | GA010 |  | STRIP-OUT / REMOVALS; MECHANICAL ENGINEERING INSTALLATIONS (Cont´d); Double regulating valve; size 50mm diameter | 3 | Nr. | AED | 32.38 | 97.14 | 7.1 | Minor Demolition and Alteration Works | Item | 99 | Rule | ✓ | 7 | Work to Existing Buildings | 7.1 | Minor Demolition and Alteration Works
| Bill 02 Demol. and Alter. _21.02.2024.xlsx | K |  |  | AKAM | [8 empty] | G — Thermal And Moisture Protection | G | GA0 | GA010 |  | STRIP-OUT / REMOVALS; MECHANICAL ENGINEERING INSTALLATIONS (Cont´d); Double regulating valve; size 65mm diameter | 2 | Nr. | AED | 34.28 | 68.56 | 7.1 | Minor Demolition and Alteration Works | Item | 99 | Rule | ✓ | 7 | Work to Existing Buildings | 7.1 | Minor Demolition and Alteration Works
| Bill 02 Demol. and Alter. _21.02.2024.xlsx | L |  |  | AKAM | [8 empty] | G — Thermal And Moisture Protection | G | GA0 | GA010 |  | STRIP-OUT / REMOVALS; MECHANICAL ENGINEERING INSTALLATIONS (Cont´d); Double regulating valve; size 80mm diameter | 1 | Nr. | AED | 67.47 | 67.47 | 7.1 | Minor Demolition and Alteration Works | Item | 99 | Rule | ✓ | 7 | Work to Existing Buildings | 7.1 | Minor Demolition and Alteration Works
| Bill 02 Demol. and Alter. _21.02.2024.xlsx | M |  |  | AKAM | [8 empty] | G — Thermal And Moisture Protection | G | GA0 | GA010 |  | STRIP-OUT / REMOVALS; MECHANICAL ENGINEERING INSTALLATIONS (Cont´d); Double regulating valve; size 250mm diameter | 1 | Nr. | AED | 114.7 | 114.7 | 7.1 | Minor Demolition and Alteration Works | Item | 99 | Rule | ✓ | 7 | Work to Existing Buildings | 7.1 | Minor Demolition and Alteration Works
| Bill 02 Demol. and Alter. _21.02.2024.xlsx | N |  |  | AKAM | [8 empty] | G — Thermal And Moisture Protection | G | GA0 | GA010 |  | STRIP-OUT / REMOVALS; MECHANICAL ENGINEERING INSTALLATIONS (Cont´d); Double regulating valve; various size | 4 | Nr. | AED | 34.28 | 137.12 | 7.1 | Minor Demolition and Alteration Works | Item | 99 | Rule | ✓ | 7 | Work to Existing Buildings | 7.1 | Minor Demolition and Alteration Works
| Bill 02 Demol. and Alter. _21.02.2024.xlsx | P |  |  | AKAM | [8 empty] | G — Thermal And Moisture Protection | G | GA0 | GA010 |  | STRIP-OUT / REMOVALS; MECHANICAL ENGINEERING INSTALLATIONS (Cont´d); Gate valve; size 32mm diameter | 5 | Nr. | AED | 26.99 | 134.95 | 7.1 | Minor Demolition and Alteration Works | Item | 99 | Rule | ✓ | 7 | Work to Existing Buildings | 7.1 | Minor Demolition and Alteration Works
| Bill 02 Demol. and Alter. _21.02.2024.xlsx | Q |  |  | AKAM | [8 empty] | G — Thermal And Moisture Protection | G | GA0 | GA010 |  | STRIP-OUT / REMOVALS; MECHANICAL ENGINEERING INSTALLATIONS (Cont´d); Gate valve; size 40mm diameter | 2 | Nr. | AED | 26.99 | 53.98 | 7.1 | Minor Demolition and Alteration Works | Item | 99 | Rule | ✓ | 7 | Work to Existing Buildings | 7.1 | Minor Demolition and Alteration Works
| Bill 02 Demol. and Alter. _21.02.2024.xlsx | R |  |  | AKAM | [8 empty] | G — Thermal And Moisture Protection | G | GA0 | GA010 |  | STRIP-OUT / REMOVALS; MECHANICAL ENGINEERING INSTALLATIONS (Cont´d); Gate valve; size 50mm diameter | 3 | Nr. | AED | 32.38 | 97.14 | 7.1 | Minor Demolition and Alteration Works | Item | 99 | Rule | ✓ | 7 | Work to Existing Buildings | 7.1 | Minor Demolition and Alteration Works
| Bill 02 Demol. and Alter. _21.02.2024.xlsx | S |  |  | AKAM | [8 empty] | G — Thermal And Moisture Protection | G | GA0 | GA010 |  | STRIP-OUT / REMOVALS; MECHANICAL ENGINEERING INSTALLATIONS (Cont´d); Gate valve; size 65mm diameter | 2 | Nr. | AED | 34.28 | 68.56 | 7.1 | Minor Demolition and Alteration Works | Item | 99 | Rule | ✓ | 7 | Work to Existing Buildings | 7.1 | Minor Demolition and Alteration Works
| Bill 02 Demol. and Alter. _21.02.2024.xlsx | T |  |  | AKAM | [8 empty] | G — Thermal And Moisture Protection | G | GA0 | GA010 |  | STRIP-OUT / REMOVALS; MECHANICAL ENGINEERING INSTALLATIONS (Cont´d); Gate valve; size 80mm diameter | 1 | Nr. | AED | 67.47 | 67.47 | 7.1 | Minor Demolition and Alteration Works | Item | 99 | Rule | ✓ | 7 | Work to Existing Buildings | 7.1 | Minor Demolition and Alteration Works
| Bill 02 Demol. and Alter. _21.02.2024.xlsx | U |  |  | AKAM | [8 empty] | G — Thermal And Moisture Protection | G | GA0 | GA010 |  | STRIP-OUT / REMOVALS; MECHANICAL ENGINEERING INSTALLATIONS (Cont´d); Gate valve; size 250mm diameter | 1 | Nr. | AED | 114.7 | 114.7 | 7.1 | Minor Demolition and Alteration Works | Item | 99 | Rule | ✓ | 7 | Work to Existing Buildings | 7.1 | Minor Demolition and Alteration Works
| Bill 02 Demol. and Alter. _21.02.2024.xlsx | V |  |  | AKAM | [8 empty] | G — Thermal And Moisture Protection | G | GA0 | GA010 |  | STRIP-OUT / REMOVALS; MECHANICAL ENGINEERING INSTALLATIONS (Cont´d); Gate valve; various size | 4 | Nr. | AED | 34.28 | 137.12 | 7.1 | Minor Demolition and Alteration Works | Item | 99 | Rule | ✓ | 7 | Work to Existing Buildings | 7.1 | Minor Demolition and Alteration Works
| Bill 02 Demol. and Alter. _21.02.2024.xlsx | A |  |  | AKAM | [8 empty] | B — Site Work | B | B07 | B0701 | B7 Underpinning | Dismantling, protect and handing over at client yard for all existing Duct Works; including fittings, plenum boxes, insulations, supports, hangers, and all ancillary works as necessary( for subsequent re-use; isolate, disconnections, duct branches to be dismantled shall be close and fitted with tags, making good, and disposal to approved location); FAD; size 150 x 150mm | 27 | m | AED | 29.15 | 787.05 | 7.1 | Minor Demolition and Alteration Works | Item | 95 | Rule | ✓ | 7 | Work to Existing Buildings | 7.1 | Minor Demolition and Alteration Works
| Bill 02 Demol. and Alter. _21.02.2024.xlsx | B |  |  | AKAM | [8 empty] | B — Site Work | B | B07 | B0701 | B7 Underpinning | Dismantling, protect and handing over at client yard for all existing Duct Works; including fittings, plenum boxes, insulations, supports, hangers, and all ancillary works as necessary( for subsequent re-use; isolate, disconnections, duct branches to be dismantled shall be close and fitted with tags, making good, and disposal to approved location); FAD; size 200 x 200mm | 3 | m | AED | 38.86 | 116.58 | 7.1 | Minor Demolition and Alteration Works | Item | 95 | Rule | ✓ | 7 | Work to Existing Buildings | 7.1 | Minor Demolition and Alteration Works
| Bill 02 Demol. and Alter. _21.02.2024.xlsx | C |  |  | AKAM | [8 empty] | B — Site Work | B | B07 | B0701 | B7 Underpinning | Dismantling, protect and handing over at client yard for all existing Duct Works; including fittings, plenum boxes, insulations, supports, hangers, and all ancillary works as necessary( for subsequent re-use; isolate, disconnections, duct branches to be dismantled shall be close and fitted with tags, making good, and disposal to approved location); FAD; size 250 x 250mm | 370 | m | AED | 48.58 | 17974.6 | 7.1 | Minor Demolition and Alteration Works | Item | 95 | Rule | ✓ | 7 | Work to Existing Buildings | 7.1 | Minor Demolition and Alteration Works
| Bill 02 Demol. and Alter. _21.02.2024.xlsx | D |  |  | AKAM | [8 empty] | B — Site Work | B | B07 | B0701 | B7 Underpinning | Dismantling, protect and handing over at client yard for all existing Duct Works; including fittings, plenum boxes, insulations, supports, hangers, and all ancillary works as necessary( for subsequent re-use; isolate, disconnections, duct branches to be dismantled shall be close and fitted with tags, making good, and disposal to approved location); FAD; size 300 x 250mm | 122 | m | AED | 53.44 | 6519.68 | 7.1 | Minor Demolition and Alteration Works | Item | 95 | Rule | ✓ | 7 | Work to Existing Buildings | 7.1 | Minor Demolition and Alteration Works
| Bill 02 Demol. and Alter. _21.02.2024.xlsx | E |  |  | AKAM | [8 empty] | B — Site Work | B | B07 | B0701 | B7 Underpinning | Dismantling, protect and handing over at client yard for all existing Duct Works; including fittings, plenum boxes, insulations, supports, hangers, and all ancillary works as necessary( for subsequent re-use; isolate, disconnections, duct branches to be dismantled shall be close and fitted with tags, making good, and disposal to approved location); FAD; size 300 x 300mm | 54 | m | AED | 58.29 | 3147.66 | 7.1 | Minor Demolition and Alteration Works | Item | 95 | Rule | ✓ | 7 | Work to Existing Buildings | 7.1 | Minor Demolition and Alteration Works
| Bill 02 Demol. and Alter. _21.02.2024.xlsx | F |  |  | AKAM | [8 empty] | B — Site Work | B | B07 | B0701 | B7 Underpinning | Dismantling, protect and handing over at client yard for all existing Duct Works; including fittings, plenum boxes, insulations, supports, hangers, and all ancillary works as necessary( for subsequent re-use; isolate, disconnections, duct branches to be dismantled shall be close and fitted with tags, making good, and disposal to approved location); FAD; size 350 x 200mm | 8 | m | AED | 53.44 | 427.52 | 7.1 | Minor Demolition and Alteration Works | Item | 95 | Rule | ✓ | 7 | Work to Existing Buildings | 7.1 | Minor Demolition and Alteration Works
| Bill 02 Demol. and Alter. _21.02.2024.xlsx | G |  |  | AKAM | [8 empty] | B — Site Work | B | B07 | B0701 | B7 Underpinning | Dismantling, protect and handing over at client yard for all existing Duct Works; including fittings, plenum boxes, insulations, supports, hangers, and all ancillary works as necessary( for subsequent re-use; isolate, disconnections, duct branches to be dismantled shall be close and fitted with tags, making good, and disposal to approved location); FAD; size 350 x 250mm | 65 | m | AED | 58.29 | 3788.85 | 7.1 | Minor Demolition and Alteration Works | Item | 95 | Rule | ✓ | 7 | Work to Existing Buildings | 7.1 | Minor Demolition and Alteration Works
| Bill 02 Demol. and Alter. _21.02.2024.xlsx | H |  |  | AKAM | [8 empty] | B — Site Work | B | B07 | B0701 | B7 Underpinning | Dismantling, protect and handing over at client yard for all existing Duct Works; including fittings, plenum boxes, insulations, supports, hangers, and all ancillary works as necessary( for subsequent re-use; isolate, disconnections, duct branches to be dismantled shall be close and fitted with tags, making good, and disposal to approved location); FAD; size 400 x 200mm | 24 | m | AED | 58.29 | 1398.96 | 7.1 | Minor Demolition and Alteration Works | Item | 95 | Rule | ✓ | 7 | Work to Existing Buildings | 7.1 | Minor Demolition and Alteration Works
| Bill 02 Demol. and Alter. _21.02.2024.xlsx | J |  |  | AKAM | [8 empty] | B — Site Work | B | B07 | B0701 | B7 Underpinning | Dismantling, protect and handing over at client yard for all existing Duct Works; including fittings, plenum boxes, insulations, supports, hangers, and all ancillary works as necessary( for subsequent re-use; isolate, disconnections, duct branches to be dismantled shall be close and fitted with tags, making good, and disposal to approved location); FAD; size 400 x 250mm | 149 | m | AED | 63.15 | 9409.35 | 7.1 | Minor Demolition and Alteration Works | Item | 95 | Rule | ✓ | 7 | Work to Existing Buildings | 7.1 | Minor Demolition and Alteration Works
| Bill 02 Demol. and Alter. _21.02.2024.xlsx | K |  |  | AKAM | [8 empty] | B — Site Work | B | B07 | B0701 | B7 Underpinning | Dismantling, protect and handing over at client yard for all existing Duct Works; including fittings, plenum boxes, insulations, supports, hangers, and all ancillary works as necessary( for subsequent re-use; isolate, disconnections, duct branches to be dismantled shall be close and fitted with tags, making good, and disposal to approved location); FAD; size 400 x 300mm | 80 | m | AED | 68.01 | 5440.8 | 7.1 | Minor Demolition and Alteration Works | Item | 95 | Rule | ✓ | 7 | Work to Existing Buildings | 7.1 | Minor Demolition and Alteration Works
| Bill 02 Demol. and Alter. _21.02.2024.xlsx | L |  |  | AKAM | [8 empty] | B — Site Work | B | B07 | B0701 | B7 Underpinning | Dismantling, protect and handing over at client yard for all existing Duct Works; including fittings, plenum boxes, insulations, supports, hangers, and all ancillary works as necessary( for subsequent re-use; isolate, disconnections, duct branches to be dismantled shall be close and fitted with tags, making good, and disposal to approved location); FAD; size 450 x 200mm | 5 | m | AED | 63.15 | 315.75 | 7.1 | Minor Demolition and Alteration Works | Item | 95 | Rule | ✓ | 7 | Work to Existing Buildings | 7.1 | Minor Demolition and Alteration Works
| Bill 02 Demol. and Alter. _21.02.2024.xlsx | M |  |  | AKAM | [8 empty] | B — Site Work | B | B07 | B0701 | B7 Underpinning | Dismantling, protect and handing over at client yard for all existing Duct Works; including fittings, plenum boxes, insulations, supports, hangers, and all ancillary works as necessary( for subsequent re-use; isolate, disconnections, duct branches to be dismantled shall be close and fitted with tags, making good, and disposal to approved location); FAD; size 450 x 300mm | 28 | m | AED | 72.87 | 2040.36 | 7.1 | Minor Demolition and Alteration Works | Item | 95 | Rule | ✓ | 7 | Work to Existing Buildings | 7.1 | Minor Demolition and Alteration Works
| Bill 02 Demol. and Alter. _21.02.2024.xlsx | N |  |  | AKAM | [8 empty] | B — Site Work | B | B07 | B0701 | B7 Underpinning | Dismantling, protect and handing over at client yard for all existing Duct Works; including fittings, plenum boxes, insulations, supports, hangers, and all ancillary works as necessary( for subsequent re-use; isolate, disconnections, duct branches to be dismantled shall be close and fitted with tags, making good, and disposal to approved location); FAD; size 450 x 350mm | 10 | m | AED | 77.72 | 777.2 | 7.1 | Minor Demolition and Alteration Works | Item | 95 | Rule | ✓ | 7 | Work to Existing Buildings | 7.1 | Minor Demolition and Alteration Works
| Bill 02 Demol. and Alter. _21.02.2024.xlsx | P |  |  | AKAM | [8 empty] | B — Site Work | B | B07 | B0701 | B7 Underpinning | Dismantling, protect and handing over at client yard for all existing Duct Works; including fittings, plenum boxes, insulations, supports, hangers, and all ancillary works as necessary( for subsequent re-use; isolate, disconnections, duct branches to be dismantled shall be close and fitted with tags, making good, and disposal to approved location); FAD; size 500 x 250mm | 20 | m | AED | 72.87 | 1457.4 | 7.1 | Minor Demolition and Alteration Works | Item | 95 | Rule | ✓ | 7 | Work to Existing Buildings | 7.1 | Minor Demolition and Alteration Works
| Bill 02 Demol. and Alter. _21.02.2024.xlsx | Q |  |  | AKAM | [8 empty] | B — Site Work | B | B07 | B0701 | B7 Underpinning | Dismantling, protect and handing over at client yard for all existing Duct Works; including fittings, plenum boxes, insulations, supports, hangers, and all ancillary works as necessary( for subsequent re-use; isolate, disconnections, duct branches to be dismantled shall be close and fitted with tags, making good, and disposal to approved location); FAD; size 500 x 300mm | 17 | m | AED | 77.72 | 1321.24 | 7.1 | Minor Demolition and Alteration Works | Item | 95 | Rule | ✓ | 7 | Work to Existing Buildings | 7.1 | Minor Demolition and Alteration Works
| Bill 02 Demol. and Alter. _21.02.2024.xlsx | R |  |  | AKAM | [8 empty] | B — Site Work | B | B07 | B0701 | B7 Underpinning | Dismantling, protect and handing over at client yard for all existing Duct Works; including fittings, plenum boxes, insulations, supports, hangers, and all ancillary works as necessary( for subsequent re-use; isolate, disconnections, duct branches to be dismantled shall be close and fitted with tags, making good, and disposal to approved location); FAD; size 500 x 350mm | 10 | m | AED | 82.58 | 825.8 | 7.1 | Minor Demolition and Alteration Works | Item | 95 | Rule | ✓ | 7 | Work to Existing Buildings | 7.1 | Minor Demolition and Alteration Works
| Bill 02 Demol. and Alter. _21.02.2024.xlsx | S |  |  | AKAM | [8 empty] | B — Site Work | B | B07 | B0701 | B7 Underpinning | Dismantling, protect and handing over at client yard for all existing Duct Works; including fittings, plenum boxes, insulations, supports, hangers, and all ancillary works as necessary( for subsequent re-use; isolate, disconnections, duct branches to be dismantled shall be close and fitted with tags, making good, and disposal to approved location); FAD; size 550 x 250mm | 36 | m | AED | 77.72 | 2797.92 | 7.1 | Minor Demolition and Alteration Works | Item | 95 | Rule | ✓ | 7 | Work to Existing Buildings | 7.1 | Minor Demolition and Alteration Works
| Bill 02 Demol. and Alter. _21.02.2024.xlsx | A |  |  | AKAM | [8 empty] | G — Thermal And Moisture Protection | G | GA0 | GA010 |  | STRIP-OUT / REMOVALS; MECHANICAL ENGINEERING INSTALLATIONS (Cont´d); FAD; size 550 x 300mm | 7 | m | AED | 82.58 | 578.06 | 7.1 | Minor Demolition and Alteration Works | Item | 99 | Rule | ✓ | 7 | Work to Existing Buildings | 7.1 | Minor Demolition and Alteration Works
| Bill 02 Demol. and Alter. _21.02.2024.xlsx | B |  |  | AKAM | [8 empty] | G — Thermal And Moisture Protection | G | GA0 | GA010 |  | STRIP-OUT / REMOVALS; MECHANICAL ENGINEERING INSTALLATIONS (Cont´d); FAD; size 600 x 300mm | 19 | m | AED | 87.44 | 1661.36 | 7.1 | Minor Demolition and Alteration Works | Item | 99 | Rule | ✓ | 7 | Work to Existing Buildings | 7.1 | Minor Demolition and Alteration Works
| Bill 02 Demol. and Alter. _21.02.2024.xlsx | C |  |  | AKAM | [8 empty] | G — Thermal And Moisture Protection | G | GA0 | GA010 |  | STRIP-OUT / REMOVALS; MECHANICAL ENGINEERING INSTALLATIONS (Cont´d); FAD; size 600 x 350mm | 24 | m | AED | 92.3 | 2215.2 | 7.1 | Minor Demolition and Alteration Works | Item | 99 | Rule | ✓ | 7 | Work to Existing Buildings | 7.1 | Minor Demolition and Alteration Works
| Bill 02 Demol. and Alter. _21.02.2024.xlsx | D |  |  | AKAM | [8 empty] | G — Thermal And Moisture Protection | G | GA0 | GA010 |  | STRIP-OUT / REMOVALS; MECHANICAL ENGINEERING INSTALLATIONS (Cont´d); FAD; size 650 x 300mm | 17 | m | AED | 92.3 | 1569.1 | 7.1 | Minor Demolition and Alteration Works | Item | 99 | Rule | ✓ | 7 | Work to Existing Buildings | 7.1 | Minor Demolition and Alteration Works
| Bill 02 Demol. and Alter. _21.02.2024.xlsx | E |  |  | AKAM | [8 empty] | G — Thermal And Moisture Protection | G | GA0 | GA010 |  | STRIP-OUT / REMOVALS; MECHANICAL ENGINEERING INSTALLATIONS (Cont´d); FAD; size 650 x 350mm | 28 | m | AED | 97.15 | 2720.2 | 7.1 | Minor Demolition and Alteration Works | Item | 99 | Rule | ✓ | 7 | Work to Existing Buildings | 7.1 | Minor Demolition and Alteration Works
| Bill 02 Demol. and Alter. _21.02.2024.xlsx | F |  |  | AKAM | [8 empty] | G — Thermal And Moisture Protection | G | GA0 | GA010 |  | STRIP-OUT / REMOVALS; MECHANICAL ENGINEERING INSTALLATIONS (Cont´d); FAD; size 650 x 400mm | 19 | m | AED | 102.01 | 1938.19 | 7.1 | Minor Demolition and Alteration Works | Item | 99 | Rule | ✓ | 7 | Work to Existing Buildings | 7.1 | Minor Demolition and Alteration Works
| Bill 02 Demol. and Alter. _21.02.2024.xlsx | G |  |  | AKAM | [8 empty] | G — Thermal And Moisture Protection | G | GA0 | GA010 |  | STRIP-OUT / REMOVALS; MECHANICAL ENGINEERING INSTALLATIONS (Cont´d); FAD; size 700 x 300mm | 26 | m | AED | 97.15 | 2525.9 | 7.1 | Minor Demolition and Alteration Works | Item | 99 | Rule | ✓ | 7 | Work to Existing Buildings | 7.1 | Minor Demolition and Alteration Works
| Bill 02 Demol. and Alter. _21.02.2024.xlsx | H |  |  | AKAM | [8 empty] | G — Thermal And Moisture Protection | G | GA0 | GA010 |  | STRIP-OUT / REMOVALS; MECHANICAL ENGINEERING INSTALLATIONS (Cont´d); FAD; size 700 x 500mm | 11 | m | AED | 116.59 | 1282.49 | 7.1 | Minor Demolition and Alteration Works | Item | 99 | Rule | ✓ | 7 | Work to Existing Buildings | 7.1 | Minor Demolition and Alteration Works
| Bill 02 Demol. and Alter. _21.02.2024.xlsx | J |  |  | AKAM | [8 empty] | G — Thermal And Moisture Protection | G | GA0 | GA010 |  | STRIP-OUT / REMOVALS; MECHANICAL ENGINEERING INSTALLATIONS (Cont´d); FAD; size 750 x 250mm | 2 | m | AED | 97.15 | 194.3 | 7.1 | Minor Demolition and Alteration Works | Item | 99 | Rule | ✓ | 7 | Work to Existing Buildings | 7.1 | Minor Demolition and Alteration Works
| Bill 02 Demol. and Alter. _21.02.2024.xlsx | K |  |  | AKAM | [8 empty] | G — Thermal And Moisture Protection | G | GA0 | GA010 |  | STRIP-OUT / REMOVALS; MECHANICAL ENGINEERING INSTALLATIONS (Cont´d); FAD; size 750 x 300mm | 15 | m | AED | 102.01 | 1530.15 | 7.1 | Minor Demolition and Alteration Works | Item | 99 | Rule | ✓ | 7 | Work to Existing Buildings | 7.1 | Minor Demolition and Alteration Works
| Bill 02 Demol. and Alter. _21.02.2024.xlsx | L |  |  | AKAM | [8 empty] | G — Thermal And Moisture Protection | G | GA0 | GA010 |  | STRIP-OUT / REMOVALS; MECHANICAL ENGINEERING INSTALLATIONS (Cont´d); FAD; size 800 x 350mm | 28 | m | AED | 111.73 | 3128.44 | 7.1 | Minor Demolition and Alteration Works | Item | 99 | Rule | ✓ | 7 | Work to Existing Buildings | 7.1 | Minor Demolition and Alteration Works
| Bill 02 Demol. and Alter. _21.02.2024.xlsx | M |  |  | AKAM | [8 empty] | G — Thermal And Moisture Protection | G | GA0 | GA010 |  | STRIP-OUT / REMOVALS; MECHANICAL ENGINEERING INSTALLATIONS (Cont´d); FAD; size 850 x 350mm | 3 | m | AED | 116.59 | 349.77 | 7.1 | Minor Demolition and Alteration Works | Item | 99 | Rule | ✓ | 7 | Work to Existing Buildings | 7.1 | Minor Demolition and Alteration Works
| Bill 02 Demol. and Alter. _21.02.2024.xlsx | N |  |  | AKAM | [8 empty] | G — Thermal And Moisture Protection | G | GA0 | GA010 |  | STRIP-OUT / REMOVALS; MECHANICAL ENGINEERING INSTALLATIONS (Cont´d); FAD; size 850 x 550mm | 14 | m | AED | 136.02 | 1904.28 | 7.1 | Minor Demolition and Alteration Works | Item | 99 | Rule | ✓ | 7 | Work to Existing Buildings | 7.1 | Minor Demolition and Alteration Works
| Bill 02 Demol. and Alter. _21.02.2024.xlsx | P |  |  | AKAM | [8 empty] | G — Thermal And Moisture Protection | G | GA0 | GA010 |  | STRIP-OUT / REMOVALS; MECHANICAL ENGINEERING INSTALLATIONS (Cont´d); FAD; size 900 x 500mm | 33 | m | AED | 136.02 | 4488.66 | 7.1 | Minor Demolition and Alteration Works | Item | 99 | Rule | ✓ | 7 | Work to Existing Buildings | 7.1 | Minor Demolition and Alteration Works
| Bill 02 Demol. and Alter. _21.02.2024.xlsx | Q |  |  | AKAM | [8 empty] | G — Thermal And Moisture Protection | G | GA0 | GA010 |  | STRIP-OUT / REMOVALS; MECHANICAL ENGINEERING INSTALLATIONS (Cont´d); FAD; size 950 x 700mm | 27 | m | AED | 160.3 | 4328.1 | 7.1 | Minor Demolition and Alteration Works | Item | 99 | Rule | ✓ | 7 | Work to Existing Buildings | 7.1 | Minor Demolition and Alteration Works
| Bill 02 Demol. and Alter. _21.02.2024.xlsx | R |  |  | AKAM | [8 empty] | G — Thermal And Moisture Protection | G | GA0 | GA010 |  | STRIP-OUT / REMOVALS; MECHANICAL ENGINEERING INSTALLATIONS (Cont´d); FAD; size 1000 x 400mm | 11 | m | AED | 136.02 | 1496.22 | 7.1 | Minor Demolition and Alteration Works | Item | 99 | Rule | ✓ | 7 | Work to Existing Buildings | 7.1 | Minor Demolition and Alteration Works
| Bill 02 Demol. and Alter. _21.02.2024.xlsx | S |  |  | AKAM | [8 empty] | G — Thermal And Moisture Protection | G | GA0 | GA010 |  | STRIP-OUT / REMOVALS; MECHANICAL ENGINEERING INSTALLATIONS (Cont´d); FAD; size 1050 x 300mm | 28 | m | AED | 131.16 | 3672.48 | 7.1 | Minor Demolition and Alteration Works | Item | 99 | Rule | ✓ | 7 | Work to Existing Buildings | 7.1 | Minor Demolition and Alteration Works
| Bill 02 Demol. and Alter. _21.02.2024.xlsx | T |  |  | AKAM | [8 empty] | G — Thermal And Moisture Protection | G | GA0 | GA010 |  | STRIP-OUT / REMOVALS; MECHANICAL ENGINEERING INSTALLATIONS (Cont´d); FAD; size 1000 x 650mm | 4 | m | AED | 160.3 | 641.2 | 7.1 | Minor Demolition and Alteration Works | Item | 99 | Rule | ✓ | 7 | Work to Existing Buildings | 7.1 | Minor Demolition and Alteration Works
| Bill 02 Demol. and Alter. _21.02.2024.xlsx | U |  |  | AKAM | [8 empty] | G — Thermal And Moisture Protection | G | GA0 | GA010 |  | STRIP-OUT / REMOVALS; MECHANICAL ENGINEERING INSTALLATIONS (Cont´d); FAD; size 1150 x 600mm | 19 | m | AED | 170.02 | 3230.38 | 7.1 | Minor Demolition and Alteration Works | Item | 99 | Rule | ✓ | 7 | Work to Existing Buildings | 7.1 | Minor Demolition and Alteration Works
| Bill 02 Demol. and Alter. _21.02.2024.xlsx | V |  |  | AKAM | [8 empty] | G — Thermal And Moisture Protection | G | GA0 | GA010 |  | STRIP-OUT / REMOVALS; MECHANICAL ENGINEERING INSTALLATIONS (Cont´d); FAD; size 1200 x 300mm | 8 | m | AED | 145.74 | 1165.92 | 7.1 | Minor Demolition and Alteration Works | Item | 99 | Rule | ✓ | 7 | Work to Existing Buildings | 7.1 | Minor Demolition and Alteration Works
| Bill 02 Demol. and Alter. _21.02.2024.xlsx | W |  |  | AKAM | [8 empty] | G — Thermal And Moisture Protection | G | GA0 | GA010 |  | STRIP-OUT / REMOVALS; MECHANICAL ENGINEERING INSTALLATIONS (Cont´d); FAD; size 1200 x 350mm | 3 | m | AED | 150.59 | 451.77 | 7.1 | Minor Demolition and Alteration Works | Item | 99 | Rule | ✓ | 7 | Work to Existing Buildings | 7.1 | Minor Demolition and Alteration Works
| Bill 02 Demol. and Alter. _21.02.2024.xlsx | A |  |  | AKAM | [8 empty] | G — Thermal And Moisture Protection | G | GA0 | GA010 |  | STRIP-OUT / REMOVALS; MECHANICAL ENGINEERING INSTALLATIONS (Cont´d); FAD; size 1200 x 400mm | 32 | m | AED | 155.45 | 4974.4 | 7.1 | Minor Demolition and Alteration Works | Item | 99 | Rule | ✓ | 7 | Work to Existing Buildings | 7.1 | Minor Demolition and Alteration Works
| Bill 02 Demol. and Alter. _21.02.2024.xlsx | B |  |  | AKAM | [8 empty] | G — Thermal And Moisture Protection | G | GA0 | GA010 |  | STRIP-OUT / REMOVALS; MECHANICAL ENGINEERING INSTALLATIONS (Cont´d); FAD; size 1250 x 150mm | 3 | m | AED | 136.02 | 408.06 | 7.1 | Minor Demolition and Alteration Works | Item | 99 | Rule | ✓ | 7 | Work to Existing Buildings | 7.1 | Minor Demolition and Alteration Works
| Bill 02 Demol. and Alter. _21.02.2024.xlsx | C |  |  | AKAM | [8 empty] | G — Thermal And Moisture Protection | G | GA0 | GA010 |  | STRIP-OUT / REMOVALS; MECHANICAL ENGINEERING INSTALLATIONS (Cont´d); FAD; size 1250 x 500mm | 10 | m | AED | 170.02 | 1700.2 | 7.1 | Minor Demolition and Alteration Works | Item | 99 | Rule | ✓ | 7 | Work to Existing Buildings | 7.1 | Minor Demolition and Alteration Works
| Bill 02 Demol. and Alter. _21.02.2024.xlsx | D |  |  | AKAM | [8 empty] | G — Thermal And Moisture Protection | G | GA0 | GA010 |  | STRIP-OUT / REMOVALS; MECHANICAL ENGINEERING INSTALLATIONS (Cont´d); FAD; size 1250 x 700mm | 10 | m | AED | 189.45 | 1894.5 | 7.1 | Minor Demolition and Alteration Works | Item | 99 | Rule | ✓ | 7 | Work to Existing Buildings | 7.1 | Minor Demolition and Alteration Works
| Bill 02 Demol. and Alter. _21.02.2024.xlsx | E |  |  | AKAM | [8 empty] | G — Thermal And Moisture Protection | G | GA0 | GA010 |  | STRIP-OUT / REMOVALS; MECHANICAL ENGINEERING INSTALLATIONS (Cont´d); FAD; size 1300 x 300mm | 10 | m | AED | 155.45 | 1554.5 | 7.1 | Minor Demolition and Alteration Works | Item | 99 | Rule | ✓ | 7 | Work to Existing Buildings | 7.1 | Minor Demolition and Alteration Works
| Bill 02 Demol. and Alter. _21.02.2024.xlsx | F |  |  | AKAM | [8 empty] | G — Thermal And Moisture Protection | G | GA0 | GA010 |  | STRIP-OUT / REMOVALS; MECHANICAL ENGINEERING INSTALLATIONS (Cont´d); FAD; size 1300 x 350mm | 40 | m | AED | 160.3 | 6412 | 7.1 | Minor Demolition and Alteration Works | Item | 99 | Rule | ✓ | 7 | Work to Existing Buildings | 7.1 | Minor Demolition and Alteration Works
| Bill 02 Demol. and Alter. _21.02.2024.xlsx | G |  |  | AKAM | [8 empty] | G — Thermal And Moisture Protection | G | GA0 | GA010 |  | STRIP-OUT / REMOVALS; MECHANICAL ENGINEERING INSTALLATIONS (Cont´d); FAD; size 1300 x 600mm | 19 | m | AED | 184.6 | 3507.4 | 7.1 | Minor Demolition and Alteration Works | Item | 99 | Rule | ✓ | 7 | Work to Existing Buildings | 7.1 | Minor Demolition and Alteration Works
| Bill 02 Demol. and Alter. _21.02.2024.xlsx | H |  |  | AKAM | [8 empty] | G — Thermal And Moisture Protection | G | GA0 | GA010 |  | STRIP-OUT / REMOVALS; MECHANICAL ENGINEERING INSTALLATIONS (Cont´d); FAD; size 1350 x 400mm | 11 | m | AED | 170.02 | 1870.22 | 7.1 | Minor Demolition and Alteration Works | Item | 99 | Rule | ✓ | 7 | Work to Existing Buildings | 7.1 | Minor Demolition and Alteration Works
| Bill 02 Demol. and Alter. _21.02.2024.xlsx | J |  |  | AKAM | [8 empty] | G — Thermal And Moisture Protection | G | GA0 | GA010 |  | STRIP-OUT / REMOVALS; MECHANICAL ENGINEERING INSTALLATIONS (Cont´d); FAD; size 1500 x 400mm | 90 | m | AED | 184.6 | 16614 | 7.1 | Minor Demolition and Alteration Works | Item | 99 | Rule | ✓ | 7 | Work to Existing Buildings | 7.1 | Minor Demolition and Alteration Works
| Bill 02 Demol. and Alter. _21.02.2024.xlsx | K |  |  | AKAM | [8 empty] | G — Thermal And Moisture Protection | G | GA0 | GA010 |  | STRIP-OUT / REMOVALS; MECHANICAL ENGINEERING INSTALLATIONS (Cont´d); FAD; size 1500 x 900mm | 10 | m | AED | 233.17 | 2331.7 | 7.1 | Minor Demolition and Alteration Works | Item | 99 | Rule | ✓ | 7 | Work to Existing Buildings | 7.1 | Minor Demolition and Alteration Works
| Bill 02 Demol. and Alter. _21.02.2024.xlsx | L |  |  | AKAM | [8 empty] | G — Thermal And Moisture Protection | G | GA0 | GA010 |  | STRIP-OUT / REMOVALS; MECHANICAL ENGINEERING INSTALLATIONS (Cont´d); FAD; size 1700 x 200mm | 10 | m | AED | 184.6 | 1846 | 7.1 | Minor Demolition and Alteration Works | Item | 99 | Rule | ✓ | 7 | Work to Existing Buildings | 7.1 | Minor Demolition and Alteration Works
| Bill 02 Demol. and Alter. _21.02.2024.xlsx | M |  |  | AKAM | [8 empty] | G — Thermal And Moisture Protection | G | GA0 | GA010 |  | STRIP-OUT / REMOVALS; MECHANICAL ENGINEERING INSTALLATIONS (Cont´d); FAD; size 1700 x 500mm | 19 | m | AED | 213.74 | 4061.06 | 7.1 | Minor Demolition and Alteration Works | Item | 99 | Rule | ✓ | 7 | Work to Existing Buildings | 7.1 | Minor Demolition and Alteration Works
| Bill 02 Demol. and Alter. _21.02.2024.xlsx | N |  |  | AKAM | [8 empty] | G — Thermal And Moisture Protection | G | GA0 | GA010 |  | STRIP-OUT / REMOVALS; MECHANICAL ENGINEERING INSTALLATIONS (Cont´d); FAD; size 1750 x 700mm | 4 | m | AED | 238.03 | 952.12 | 7.1 | Minor Demolition and Alteration Works | Item | 99 | Rule | ✓ | 7 | Work to Existing Buildings | 7.1 | Minor Demolition and Alteration Works
| Bill 02 Demol. and Alter. _21.02.2024.xlsx | P |  |  | AKAM | [8 empty] | G — Thermal And Moisture Protection | G | GA0 | GA010 |  | STRIP-OUT / REMOVALS; MECHANICAL ENGINEERING INSTALLATIONS (Cont´d); FAD; size 1800 x 500mm | 9 | m | AED | 223.46 | 2011.14 | 7.1 | Minor Demolition and Alteration Works | Item | 99 | Rule | ✓ | 7 | Work to Existing Buildings | 7.1 | Minor Demolition and Alteration Works
| Bill 02 Demol. and Alter. _21.02.2024.xlsx | Q |  |  | AKAM | [8 empty] | G — Thermal And Moisture Protection | G | GA0 | GA010 |  | STRIP-OUT / REMOVALS; MECHANICAL ENGINEERING INSTALLATIONS (Cont´d); FAD; size 1900 x 900mm | 9 | m | AED | 272.03 | 2448.27 | 7.1 | Minor Demolition and Alteration Works | Item | 99 | Rule | ✓ | 7 | Work to Existing Buildings | 7.1 | Minor Demolition and Alteration Works
| Bill 02 Demol. and Alter. _21.02.2024.xlsx | R |  |  | AKAM | [8 empty] | G — Thermal And Moisture Protection | G | GA0 | GA010 |  | STRIP-OUT / REMOVALS; MECHANICAL ENGINEERING INSTALLATIONS (Cont´d); FAD; size 2200 x 500mm | 4 | m | AED | 262.32 | 1049.28 | 7.1 | Minor Demolition and Alteration Works | Item | 99 | Rule | ✓ | 7 | Work to Existing Buildings | 7.1 | Minor Demolition and Alteration Works
| Bill 02 Demol. and Alter. _21.02.2024.xlsx | S |  |  | AKAM | [8 empty] | G — Thermal And Moisture Protection | G | GA0 | GA010 |  | STRIP-OUT / REMOVALS; MECHANICAL ENGINEERING INSTALLATIONS (Cont´d); FAD; size 2300 x 500mm | 9 | m | AED | 272.03 | 2448.27 | 7.1 | Minor Demolition and Alteration Works | Item | 99 | Rule | ✓ | 7 | Work to Existing Buildings | 7.1 | Minor Demolition and Alteration Works
| Bill 02 Demol. and Alter. _21.02.2024.xlsx | T |  |  | AKAM | [8 empty] | G — Thermal And Moisture Protection | G | GA0 | GA010 |  | STRIP-OUT / REMOVALS; MECHANICAL ENGINEERING INSTALLATIONS (Cont´d); FAD; size 2500 x 500mm | 10 | m | AED | 291.46 | 2914.6 | 7.1 | Minor Demolition and Alteration Works | Item | 99 | Rule | ✓ | 7 | Work to Existing Buildings | 7.1 | Minor Demolition and Alteration Works
| Bill 02 Demol. and Alter. _21.02.2024.xlsx | U |  |  | AKAM | [8 empty] | G — Thermal And Moisture Protection | G | GA0 | GA010 |  | STRIP-OUT / REMOVALS; MECHANICAL ENGINEERING INSTALLATIONS (Cont´d); FAD; size 3000 x 700mm | 11 | m | AED | 359.48 | 3954.28 | 7.1 | Minor Demolition and Alteration Works | Item | 99 | Rule | ✓ | 7 | Work to Existing Buildings | 7.1 | Minor Demolition and Alteration Works
| Bill 02 Demol. and Alter. _21.02.2024.xlsx | V |  |  | AKAM | [8 empty] | G — Thermal And Moisture Protection | G | GA0 | GA010 |  | STRIP-OUT / REMOVALS; MECHANICAL ENGINEERING INSTALLATIONS (Cont´d); FAD; various size duct | 1,113 | m | AED | 145.74 | 162208.62 | 7.1 | Minor Demolition and Alteration Works | Item | 99 | Rule | ✓ | 7 | Work to Existing Buildings | 7.1 | Minor Demolition and Alteration Works
| Bill 02 Demol. and Alter. _21.02.2024.xlsx | W |  |  | AKAM | [8 empty] | G — Thermal And Moisture Protection | G | GA0 | GA010 |  | STRIP-OUT / REMOVALS; MECHANICAL ENGINEERING INSTALLATIONS (Cont´d); SAD; size 200 x 200mm | 11 | m | AED | 38.86 | 427.46 | 7.1 | Minor Demolition and Alteration Works | Item | 99 | Rule | ✓ | 7 | Work to Existing Buildings | 7.1 | Minor Demolition and Alteration Works
| Bill 02 Demol. and Alter. _21.02.2024.xlsx | A |  |  | AKAM | [8 empty] | G — Thermal And Moisture Protection | G | GA0 | GA010 |  | STRIP-OUT / REMOVALS; MECHANICAL ENGINEERING INSTALLATIONS (Cont´d); SAD; size 300 x 200mm | 4 | m | AED | 48.58 | 194.32 | 7.1 | Minor Demolition and Alteration Works | Item | 99 | Rule | ✓ | 7 | Work to Existing Buildings | 7.1 | Minor Demolition and Alteration Works
| Bill 02 Demol. and Alter. _21.02.2024.xlsx | B |  |  | AKAM | [8 empty] | G — Thermal And Moisture Protection | G | GA0 | GA010 |  | STRIP-OUT / REMOVALS; MECHANICAL ENGINEERING INSTALLATIONS (Cont´d); SAD; size 700 x 250mm | 5 | m | AED | 92.3 | 461.5 | 7.1 | Minor Demolition and Alteration Works | Item | 99 | Rule | ✓ | 7 | Work to Existing Buildings | 7.1 | Minor Demolition and Alteration Works
| Bill 02 Demol. and Alter. _21.02.2024.xlsx | C |  |  | AKAM | [8 empty] | G — Thermal And Moisture Protection | G | GA0 | GA010 |  | STRIP-OUT / REMOVALS; MECHANICAL ENGINEERING INSTALLATIONS (Cont´d); SAD; size 1050 x 300mm | 5 | m | AED | 131.16 | 655.8 | 7.1 | Minor Demolition and Alteration Works | Item | 99 | Rule | ✓ | 7 | Work to Existing Buildings | 7.1 | Minor Demolition and Alteration Works
| Bill 02 Demol. and Alter. _21.02.2024.xlsx | D |  |  | AKAM | [8 empty] | G — Thermal And Moisture Protection | G | GA0 | GA010 |  | STRIP-OUT / REMOVALS; MECHANICAL ENGINEERING INSTALLATIONS (Cont´d); SAD; various size duct | 1,599 | m | AED | 145.74 | 233038.26 | 7.1 | Minor Demolition and Alteration Works | Item | 99 | Rule | ✓ | 7 | Work to Existing Buildings | 7.1 | Minor Demolition and Alteration Works
| Bill 02 Demol. and Alter. _21.02.2024.xlsx | E |  |  | AKAM | [8 empty] | G — Thermal And Moisture Protection | G | GA0 | GA010 |  | STRIP-OUT / REMOVALS; MECHANICAL ENGINEERING INSTALLATIONS (Cont´d); RAD; size 600 x 250mm | 11 | m | AED | 82.58 | 908.38 | 7.1 | Minor Demolition and Alteration Works | Item | 99 | Rule | ✓ | 7 | Work to Existing Buildings | 7.1 | Minor Demolition and Alteration Works
| Bill 02 Demol. and Alter. _21.02.2024.xlsx | F |  |  | AKAM | [8 empty] | G — Thermal And Moisture Protection | G | GA0 | GA010 |  | STRIP-OUT / REMOVALS; MECHANICAL ENGINEERING INSTALLATIONS (Cont´d); RAD; size 1050 x 300mm | 10 | m | AED | 131.16 | 1311.6 | 7.1 | Minor Demolition and Alteration Works | Item | 99 | Rule | ✓ | 7 | Work to Existing Buildings | 7.1 | Minor Demolition and Alteration Works
| Bill 02 Demol. and Alter. _21.02.2024.xlsx | G |  |  | AKAM | [8 empty] | G — Thermal And Moisture Protection | G | GA0 | GA010 |  | STRIP-OUT / REMOVALS; MECHANICAL ENGINEERING INSTALLATIONS (Cont´d); Transfer duct various size | 9 | m | AED | 145.74 | 1311.66 | 7.1 | Minor Demolition and Alteration Works | Item | 99 | Rule | ✓ | 7 | Work to Existing Buildings | 7.1 | Minor Demolition and Alteration Works
| Bill 02 Demol. and Alter. _21.02.2024.xlsx | H |  |  | AKAM | [8 empty] | G — Thermal And Moisture Protection | G | GA0 | GA010 |  | STRIP-OUT / REMOVALS; MECHANICAL ENGINEERING INSTALLATIONS (Cont´d); EAD; size 150 x 150mm | 32 | m | AED | 29.15 | 932.8 | 7.1 | Minor Demolition and Alteration Works | Item | 99 | Rule | ✓ | 7 | Work to Existing Buildings | 7.1 | Minor Demolition and Alteration Works
| Bill 02 Demol. and Alter. _21.02.2024.xlsx | J |  |  | AKAM | [8 empty] | G — Thermal And Moisture Protection | G | GA0 | GA010 |  | STRIP-OUT / REMOVALS; MECHANICAL ENGINEERING INSTALLATIONS (Cont´d); EAD; size 200 x 150mm | 193 | m | AED | 34.01 | 6563.93 | 7.1 | Minor Demolition and Alteration Works | Item | 99 | Rule | ✓ | 7 | Work to Existing Buildings | 7.1 | Minor Demolition and Alteration Works
| Bill 02 Demol. and Alter. _21.02.2024.xlsx | K |  |  | AKAM | [8 empty] | G — Thermal And Moisture Protection | G | GA0 | GA010 |  | STRIP-OUT / REMOVALS; MECHANICAL ENGINEERING INSTALLATIONS (Cont´d); EAD; size 200 x 200mm | 82 | m | AED | 38.86 | 3186.52 | 7.1 | Minor Demolition and Alteration Works | Item | 99 | Rule | ✓ | 7 | Work to Existing Buildings | 7.1 | Minor Demolition and Alteration Works
| Bill 02 Demol. and Alter. _21.02.2024.xlsx | L |  |  | AKAM | [8 empty] | G — Thermal And Moisture Protection | G | GA0 | GA010 |  | STRIP-OUT / REMOVALS; MECHANICAL ENGINEERING INSTALLATIONS (Cont´d); EAD; size 250 x 150mm | 6 | m | AED | 38.86 | 233.16 | 7.1 | Minor Demolition and Alteration Works | Item | 99 | Rule | ✓ | 7 | Work to Existing Buildings | 7.1 | Minor Demolition and Alteration Works
| Bill 02 Demol. and Alter. _21.02.2024.xlsx | M |  |  | AKAM | [8 empty] | G — Thermal And Moisture Protection | G | GA0 | GA010 |  | STRIP-OUT / REMOVALS; MECHANICAL ENGINEERING INSTALLATIONS (Cont´d); EAD; size 250 x 200mm | 39 | m | AED | 43.72 | 1705.08 | 7.1 | Minor Demolition and Alteration Works | Item | 99 | Rule | ✓ | 7 | Work to Existing Buildings | 7.1 | Minor Demolition and Alteration Works
| Bill 02 Demol. and Alter. _21.02.2024.xlsx | N |  |  | AKAM | [8 empty] | G — Thermal And Moisture Protection | G | GA0 | GA010 |  | STRIP-OUT / REMOVALS; MECHANICAL ENGINEERING INSTALLATIONS (Cont´d); EAD; size 250 x 250mm | 43 | m | AED | 48.58 | 2088.94 | 7.1 | Minor Demolition and Alteration Works | Item | 99 | Rule | ✓ | 7 | Work to Existing Buildings | 7.1 | Minor Demolition and Alteration Works
| Bill 02 Demol. and Alter. _21.02.2024.xlsx | P |  |  | AKAM | [8 empty] | G — Thermal And Moisture Protection | G | GA0 | GA010 |  | STRIP-OUT / REMOVALS; MECHANICAL ENGINEERING INSTALLATIONS (Cont´d); EAD; size 300 x 150mm | 12 | m | AED | 43.72 | 524.64 | 7.1 | Minor Demolition and Alteration Works | Item | 99 | Rule | ✓ | 7 | Work to Existing Buildings | 7.1 | Minor Demolition and Alteration Works
| Bill 02 Demol. and Alter. _21.02.2024.xlsx | Q |  |  | AKAM | [8 empty] | G — Thermal And Moisture Protection | G | GA0 | GA010 |  | STRIP-OUT / REMOVALS; MECHANICAL ENGINEERING INSTALLATIONS (Cont´d); EAD; size 300 x 200mm | 48 | m | AED | 48.58 | 2331.84 | 7.1 | Minor Demolition and Alteration Works | Item | 99 | Rule | ✓ | 7 | Work to Existing Buildings | 7.1 | Minor Demolition and Alteration Works
| Bill 02 Demol. and Alter. _21.02.2024.xlsx | R |  |  | AKAM | [8 empty] | G — Thermal And Moisture Protection | G | GA0 | GA010 |  | STRIP-OUT / REMOVALS; MECHANICAL ENGINEERING INSTALLATIONS (Cont´d); EAD; size 300 x 250mm | 117 | m | AED | 53.44 | 6252.48 | 7.1 | Minor Demolition and Alteration Works | Item | 99 | Rule | ✓ | 7 | Work to Existing Buildings | 7.1 | Minor Demolition and Alteration Works
| Bill 02 Demol. and Alter. _21.02.2024.xlsx | S |  |  | AKAM | [8 empty] | G — Thermal And Moisture Protection | G | GA0 | GA010 |  | STRIP-OUT / REMOVALS; MECHANICAL ENGINEERING INSTALLATIONS (Cont´d); EAD; size 300 x 300mm | 28 | m | AED | 58.29 | 1632.12 | 7.1 | Minor Demolition and Alteration Works | Item | 99 | Rule | ✓ | 7 | Work to Existing Buildings | 7.1 | Minor Demolition and Alteration Works
| Bill 02 Demol. and Alter. _21.02.2024.xlsx | T |  |  | AKAM | [8 empty] | G — Thermal And Moisture Protection | G | GA0 | GA010 |  | STRIP-OUT / REMOVALS; MECHANICAL ENGINEERING INSTALLATIONS (Cont´d); EAD; size 350 x 150mm | 2 | m | AED | 48.58 | 97.16 | 7.1 | Minor Demolition and Alteration Works | Item | 99 | Rule | ✓ | 7 | Work to Existing Buildings | 7.1 | Minor Demolition and Alteration Works
| Bill 02 Demol. and Alter. _21.02.2024.xlsx | U |  |  | AKAM | [8 empty] | G — Thermal And Moisture Protection | G | GA0 | GA010 |  | STRIP-OUT / REMOVALS; MECHANICAL ENGINEERING INSTALLATIONS (Cont´d); EAD; size 350 x 200mm | 29 | m | AED | 53.44 | 1549.76 | 7.1 | Minor Demolition and Alteration Works | Item | 99 | Rule | ✓ | 7 | Work to Existing Buildings | 7.1 | Minor Demolition and Alteration Works
| Bill 02 Demol. and Alter. _21.02.2024.xlsx | V |  |  | AKAM | [8 empty] | G — Thermal And Moisture Protection | G | GA0 | GA010 |  | STRIP-OUT / REMOVALS; MECHANICAL ENGINEERING INSTALLATIONS (Cont´d); EAD; size 350 x 300mm | 28 | m | AED | 63.15 | 1768.2 | 7.1 | Minor Demolition and Alteration Works | Item | 99 | Rule | ✓ | 7 | Work to Existing Buildings | 7.1 | Minor Demolition and Alteration Works
| Bill 02 Demol. and Alter. _21.02.2024.xlsx | W |  |  | AKAM | [8 empty] | G — Thermal And Moisture Protection | G | GA0 | GA010 |  | STRIP-OUT / REMOVALS; MECHANICAL ENGINEERING INSTALLATIONS (Cont´d); EAD; size 350 x 600mm | 22 | m | AED | 92.3 | 2030.6 | 7.1 | Minor Demolition and Alteration Works | Item | 99 | Rule | ✓ | 7 | Work to Existing Buildings | 7.1 | Minor Demolition and Alteration Works
| Bill 02 Demol. and Alter. _21.02.2024.xlsx | A |  |  | AKAM | [8 empty] | G — Thermal And Moisture Protection | G | GA0 | GA010 |  | STRIP-OUT / REMOVALS; MECHANICAL ENGINEERING INSTALLATIONS (Cont´d); EAD; size 400 x 150mm | 14 | m | AED | 53.44 | 748.16 | 7.1 | Minor Demolition and Alteration Works | Item | 99 | Rule | ✓ | 7 | Work to Existing Buildings | 7.1 | Minor Demolition and Alteration Works
| Bill 02 Demol. and Alter. _21.02.2024.xlsx | B |  |  | AKAM | [8 empty] | G — Thermal And Moisture Protection | G | GA0 | GA010 |  | STRIP-OUT / REMOVALS; MECHANICAL ENGINEERING INSTALLATIONS (Cont´d); EAD; size 400 x 200mm | 55 | m | AED | 58.29 | 3205.95 | 7.1 | Minor Demolition and Alteration Works | Item | 99 | Rule | ✓ | 7 | Work to Existing Buildings | 7.1 | Minor Demolition and Alteration Works
| Bill 02 Demol. and Alter. _21.02.2024.xlsx | C |  |  | AKAM | [8 empty] | G — Thermal And Moisture Protection | G | GA0 | GA010 |  | STRIP-OUT / REMOVALS; MECHANICAL ENGINEERING INSTALLATIONS (Cont´d); EAD; size 400 x 250mm | 13 | m | AED | 63.15 | 820.95 | 7.1 | Minor Demolition and Alteration Works | Item | 99 | Rule | ✓ | 7 | Work to Existing Buildings | 7.1 | Minor Demolition and Alteration Works
| Bill 02 Demol. and Alter. _21.02.2024.xlsx | D |  |  | AKAM | [8 empty] | G — Thermal And Moisture Protection | G | GA0 | GA010 |  | STRIP-OUT / REMOVALS; MECHANICAL ENGINEERING INSTALLATIONS (Cont´d); EAD; size 400 x 300mm | 90 | m | AED | 68.01 | 6120.9 | 7.1 | Minor Demolition and Alteration Works | Item | 99 | Rule | ✓ | 7 | Work to Existing Buildings | 7.1 | Minor Demolition and Alteration Works
| Bill 02 Demol. and Alter. _21.02.2024.xlsx | E |  |  | AKAM | [8 empty] | G — Thermal And Moisture Protection | G | GA0 | GA010 |  | STRIP-OUT / REMOVALS; MECHANICAL ENGINEERING INSTALLATIONS (Cont´d); EAD; size 400 x 350mm | 15 | m | AED | 72.87 | 1093.05 | 7.1 | Minor Demolition and Alteration Works | Item | 99 | Rule | ✓ | 7 | Work to Existing Buildings | 7.1 | Minor Demolition and Alteration Works
| Bill 02 Demol. and Alter. _21.02.2024.xlsx | F |  |  | AKAM | [8 empty] | G — Thermal And Moisture Protection | G | GA0 | GA010 |  | STRIP-OUT / REMOVALS; MECHANICAL ENGINEERING INSTALLATIONS (Cont´d); EAD; size 450 x 250mm | 12 | m | AED | 68.01 | 816.12 | 7.1 | Minor Demolition and Alteration Works | Item | 99 | Rule | ✓ | 7 | Work to Existing Buildings | 7.1 | Minor Demolition and Alteration Works
| Bill 02 Demol. and Alter. _21.02.2024.xlsx | G |  |  | AKAM | [8 empty] | G — Thermal And Moisture Protection | G | GA0 | GA010 |  | STRIP-OUT / REMOVALS; MECHANICAL ENGINEERING INSTALLATIONS (Cont´d); EAD; size 450 x 300mm | 9 | m | AED | 72.87 | 655.83 | 7.1 | Minor Demolition and Alteration Works | Item | 99 | Rule | ✓ | 7 | Work to Existing Buildings | 7.1 | Minor Demolition and Alteration Works
| Bill 02 Demol. and Alter. _21.02.2024.xlsx | H |  |  | AKAM | [8 empty] | G — Thermal And Moisture Protection | G | GA0 | GA010 |  | STRIP-OUT / REMOVALS; MECHANICAL ENGINEERING INSTALLATIONS (Cont´d); EAD; size 450 x 350mm | 14 | m | AED | 77.72 | 1088.08 | 7.1 | Minor Demolition and Alteration Works | Item | 99 | Rule | ✓ | 7 | Work to Existing Buildings | 7.1 | Minor Demolition and Alteration Works
| Bill 02 Demol. and Alter. _21.02.2024.xlsx | J |  |  | AKAM | [8 empty] | G — Thermal And Moisture Protection | G | GA0 | GA010 |  | STRIP-OUT / REMOVALS; MECHANICAL ENGINEERING INSTALLATIONS (Cont´d); EAD; size 450 x 450mm | 9 | m | AED | 87.44 | 786.96 | 7.1 | Minor Demolition and Alteration Works | Item | 99 | Rule | ✓ | 7 | Work to Existing Buildings | 7.1 | Minor Demolition and Alteration Works
| Bill 02 Demol. and Alter. _21.02.2024.xlsx | K |  |  | AKAM | [8 empty] | G — Thermal And Moisture Protection | G | GA0 | GA010 |  | STRIP-OUT / REMOVALS; MECHANICAL ENGINEERING INSTALLATIONS (Cont´d); EAD; size 500 x 250mm | 49 | m | AED | 72.87 | 3570.63 | 7.1 | Minor Demolition and Alteration Works | Item | 99 | Rule | ✓ | 7 | Work to Existing Buildings | 7.1 | Minor Demolition and Alteration Works
| Bill 02 Demol. and Alter. _21.02.2024.xlsx | L |  |  | AKAM | [8 empty] | G — Thermal And Moisture Protection | G | GA0 | GA010 |  | STRIP-OUT / REMOVALS; MECHANICAL ENGINEERING INSTALLATIONS (Cont´d); EAD; size 500 x 300mm | 81 | m | AED | 77.72 | 6295.32 | 7.1 | Minor Demolition and Alteration Works | Item | 99 | Rule | ✓ | 7 | Work to Existing Buildings | 7.1 | Minor Demolition and Alteration Works
| Bill 02 Demol. and Alter. _21.02.2024.xlsx | M |  |  | AKAM | [8 empty] | G — Thermal And Moisture Protection | G | GA0 | GA010 |  | STRIP-OUT / REMOVALS; MECHANICAL ENGINEERING INSTALLATIONS (Cont´d); EAD; size 500 x 350mm | 30 | m | AED | 82.58 | 2477.4 | 7.1 | Minor Demolition and Alteration Works | Item | 99 | Rule | ✓ | 7 | Work to Existing Buildings | 7.1 | Minor Demolition and Alteration Works
| Bill 02 Demol. and Alter. _21.02.2024.xlsx | N |  |  | AKAM | [8 empty] | G — Thermal And Moisture Protection | G | GA0 | GA010 |  | STRIP-OUT / REMOVALS; MECHANICAL ENGINEERING INSTALLATIONS (Cont´d); EAD; size 550 x 350mm | 3 | m | AED | 87.44 | 262.32 | 7.1 | Minor Demolition and Alteration Works | Item | 99 | Rule | ✓ | 7 | Work to Existing Buildings | 7.1 | Minor Demolition and Alteration Works
| Bill 02 Demol. and Alter. _21.02.2024.xlsx | P |  |  | AKAM | [8 empty] | G — Thermal And Moisture Protection | G | GA0 | GA010 |  | STRIP-OUT / REMOVALS; MECHANICAL ENGINEERING INSTALLATIONS (Cont´d); EAD; size 550 x 550mm | 10 | m | AED | 106.88 | 1068.8 | 7.1 | Minor Demolition and Alteration Works | Item | 99 | Rule | ✓ | 7 | Work to Existing Buildings | 7.1 | Minor Demolition and Alteration Works
| Bill 02 Demol. and Alter. _21.02.2024.xlsx | Q |  |  | AKAM | [8 empty] | G — Thermal And Moisture Protection | G | GA0 | GA010 |  | STRIP-OUT / REMOVALS; MECHANICAL ENGINEERING INSTALLATIONS (Cont´d); EAD; size 600 x 200mm | 28 | m | AED | 77.72 | 2176.16 | 7.1 | Minor Demolition and Alteration Works | Item | 99 | Rule | ✓ | 7 | Work to Existing Buildings | 7.1 | Minor Demolition and Alteration Works
| Bill 02 Demol. and Alter. _21.02.2024.xlsx | R |  |  | AKAM | [8 empty] | G — Thermal And Moisture Protection | G | GA0 | GA010 |  | STRIP-OUT / REMOVALS; MECHANICAL ENGINEERING INSTALLATIONS (Cont´d); EAD; size 600 x 300mm | 49 | m | AED | 87.44 | 4284.56 | 7.1 | Minor Demolition and Alteration Works | Item | 99 | Rule | ✓ | 7 | Work to Existing Buildings | 7.1 | Minor Demolition and Alteration Works
| Bill 02 Demol. and Alter. _21.02.2024.xlsx | S |  |  | AKAM | [8 empty] | G — Thermal And Moisture Protection | G | GA0 | GA010 |  | STRIP-OUT / REMOVALS; MECHANICAL ENGINEERING INSTALLATIONS (Cont´d); EAD; size 600 x 450mm | 16 | m | AED | 102.01 | 1632.16 | 7.1 | Minor Demolition and Alteration Works | Item | 99 | Rule | ✓ | 7 | Work to Existing Buildings | 7.1 | Minor Demolition and Alteration Works
| Bill 02 Demol. and Alter. _21.02.2024.xlsx | T |  |  | AKAM | [8 empty] | G — Thermal And Moisture Protection | G | GA0 | GA010 |  | STRIP-OUT / REMOVALS; MECHANICAL ENGINEERING INSTALLATIONS (Cont´d); EAD; size 600 x 500mm | 27 | m | AED | 106.88 | 2885.76 | 7.1 | Minor Demolition and Alteration Works | Item | 99 | Rule | ✓ | 7 | Work to Existing Buildings | 7.1 | Minor Demolition and Alteration Works
| Bill 02 Demol. and Alter. _21.02.2024.xlsx | U |  |  | AKAM | [8 empty] | G — Thermal And Moisture Protection | G | GA0 | GA010 |  | STRIP-OUT / REMOVALS; MECHANICAL ENGINEERING INSTALLATIONS (Cont´d); EAD; size 650 x 250mm | 9 | m | AED | 87.44 | 786.96 | 7.1 | Minor Demolition and Alteration Works | Item | 99 | Rule | ✓ | 7 | Work to Existing Buildings | 7.1 | Minor Demolition and Alteration Works
| Bill 02 Demol. and Alter. _21.02.2024.xlsx | V |  |  | AKAM | [8 empty] | G — Thermal And Moisture Protection | G | GA0 | GA010 |  | STRIP-OUT / REMOVALS; MECHANICAL ENGINEERING INSTALLATIONS (Cont´d); EAD; size 650 x 300mm | 26 | m | AED | 92.3 | 2399.8 | 7.1 | Minor Demolition and Alteration Works | Item | 99 | Rule | ✓ | 7 | Work to Existing Buildings | 7.1 | Minor Demolition and Alteration Works
| Bill 02 Demol. and Alter. _21.02.2024.xlsx | W |  |  | AKAM | [8 empty] | G — Thermal And Moisture Protection | G | GA0 | GA010 |  | STRIP-OUT / REMOVALS; MECHANICAL ENGINEERING INSTALLATIONS (Cont´d); EAD; size 650 x 450mm | 4 | m | AED | 106.88 | 427.52 | 7.1 | Minor Demolition and Alteration Works | Item | 99 | Rule | ✓ | 7 | Work to Existing Buildings | 7.1 | Minor Demolition and Alteration Works
| Bill 02 Demol. and Alter. _21.02.2024.xlsx | A |  |  | AKAM | [8 empty] | G — Thermal And Moisture Protection | G | GA0 | GA010 |  | STRIP-OUT / REMOVALS; MECHANICAL ENGINEERING INSTALLATIONS (Cont´d); EAD; size 700 x 200mm | 20 | m | AED | 87.44 | 1748.8 | 7.1 | Minor Demolition and Alteration Works | Item | 99 | Rule | ✓ | 7 | Work to Existing Buildings | 7.1 | Minor Demolition and Alteration Works
| Bill 02 Demol. and Alter. _21.02.2024.xlsx | B |  |  | AKAM | [8 empty] | G — Thermal And Moisture Protection | G | GA0 | GA010 |  | STRIP-OUT / REMOVALS; MECHANICAL ENGINEERING INSTALLATIONS (Cont´d); EAD; size 700 x 250mm | 11 | m | AED | 92.3 | 1015.3 | 7.1 | Minor Demolition and Alteration Works | Item | 99 | Rule | ✓ | 7 | Work to Existing Buildings | 7.1 | Minor Demolition and Alteration Works
| Bill 02 Demol. and Alter. _21.02.2024.xlsx | C |  |  | AKAM | [8 empty] | G — Thermal And Moisture Protection | G | GA0 | GA010 |  | STRIP-OUT / REMOVALS; MECHANICAL ENGINEERING INSTALLATIONS (Cont´d); EAD; size 700 x 300mm | 36 | m | AED | 97.15 | 3497.4 | 7.1 | Minor Demolition and Alteration Works | Item | 99 | Rule | ✓ | 7 | Work to Existing Buildings | 7.1 | Minor Demolition and Alteration Works
| Bill 02 Demol. and Alter. _21.02.2024.xlsx | D |  |  | AKAM | [8 empty] | G — Thermal And Moisture Protection | G | GA0 | GA010 |  | STRIP-OUT / REMOVALS; MECHANICAL ENGINEERING INSTALLATIONS (Cont´d); EAD; size 700 x 350mm | 2 | m | AED | 102.01 | 204.02 | 7.1 | Minor Demolition and Alteration Works | Item | 99 | Rule | ✓ | 7 | Work to Existing Buildings | 7.1 | Minor Demolition and Alteration Works
| Bill 02 Demol. and Alter. _21.02.2024.xlsx | E |  |  | AKAM | [8 empty] | G — Thermal And Moisture Protection | G | GA0 | GA010 |  | STRIP-OUT / REMOVALS; MECHANICAL ENGINEERING INSTALLATIONS (Cont´d); EAD; size 700 x 500mm | 3 | m | AED | 116.59 | 349.77 | 7.1 | Minor Demolition and Alteration Works | Item | 99 | Rule | ✓ | 7 | Work to Existing Buildings | 7.1 | Minor Demolition and Alteration Works
| Bill 02 Demol. and Alter. _21.02.2024.xlsx | F |  |  | AKAM | [8 empty] | G — Thermal And Moisture Protection | G | GA0 | GA010 |  | STRIP-OUT / REMOVALS; MECHANICAL ENGINEERING INSTALLATIONS (Cont´d); EAD; size 750 x 200mm | 41 | m | AED | 92.3 | 3784.3 | 7.1 | Minor Demolition and Alteration Works | Item | 99 | Rule | ✓ | 7 | Work to Existing Buildings | 7.1 | Minor Demolition and Alteration Works
| Bill 02 Demol. and Alter. _21.02.2024.xlsx | G |  |  | AKAM | [8 empty] | G — Thermal And Moisture Protection | G | GA0 | GA010 |  | STRIP-OUT / REMOVALS; MECHANICAL ENGINEERING INSTALLATIONS (Cont´d); EAD; size 750 x 250mm | 44 | m | AED | 97.15 | 4274.6 | 7.1 | Minor Demolition and Alteration Works | Item | 99 | Rule | ✓ | 7 | Work to Existing Buildings | 7.1 | Minor Demolition and Alteration Works
| Bill 02 Demol. and Alter. _21.02.2024.xlsx | H |  |  | AKAM | [8 empty] | G — Thermal And Moisture Protection | G | GA0 | GA010 |  | STRIP-OUT / REMOVALS; MECHANICAL ENGINEERING INSTALLATIONS (Cont´d); EAD; size 750 x 300mm | 13 | m | AED | 102.01 | 1326.13 | 7.1 | Minor Demolition and Alteration Works | Item | 99 | Rule | ✓ | 7 | Work to Existing Buildings | 7.1 | Minor Demolition and Alteration Works
| Bill 02 Demol. and Alter. _21.02.2024.xlsx | J |  |  | AKAM | [8 empty] | G — Thermal And Moisture Protection | G | GA0 | GA010 |  | STRIP-OUT / REMOVALS; MECHANICAL ENGINEERING INSTALLATIONS (Cont´d); EAD; size 750 x 350mm | 2 | m | AED | 106.88 | 213.76 | 7.1 | Minor Demolition and Alteration Works | Item | 99 | Rule | ✓ | 7 | Work to Existing Buildings | 7.1 | Minor Demolition and Alteration Works
| Bill 02 Demol. and Alter. _21.02.2024.xlsx | K |  |  | AKAM | [8 empty] | G — Thermal And Moisture Protection | G | GA0 | GA010 |  | STRIP-OUT / REMOVALS; MECHANICAL ENGINEERING INSTALLATIONS (Cont´d); EAD; size 750 x 400mm | 3 | m | AED | 111.73 | 335.19 | 7.1 | Minor Demolition and Alteration Works | Item | 99 | Rule | ✓ | 7 | Work to Existing Buildings | 7.1 | Minor Demolition and Alteration Works
| Bill 02 Demol. and Alter. _21.02.2024.xlsx | L |  |  | AKAM | [8 empty] | G — Thermal And Moisture Protection | G | GA0 | GA010 |  | STRIP-OUT / REMOVALS; MECHANICAL ENGINEERING INSTALLATIONS (Cont´d); EAD; size 800 x 250mm | 77 | m | AED | 102.01 | 7854.77 | 7.1 | Minor Demolition and Alteration Works | Item | 99 | Rule | ✓ | 7 | Work to Existing Buildings | 7.1 | Minor Demolition and Alteration Works
| Bill 02 Demol. and Alter. _21.02.2024.xlsx | M |  |  | AKAM | [8 empty] | G — Thermal And Moisture Protection | G | GA0 | GA010 |  | STRIP-OUT / REMOVALS; MECHANICAL ENGINEERING INSTALLATIONS (Cont´d); EAD; size 850 x 300mm | 10 | m | AED | 111.73 | 1117.3 | 7.1 | Minor Demolition and Alteration Works | Item | 99 | Rule | ✓ | 7 | Work to Existing Buildings | 7.1 | Minor Demolition and Alteration Works
| Bill 02 Demol. and Alter. _21.02.2024.xlsx | N |  |  | AKAM | [8 empty] | G — Thermal And Moisture Protection | G | GA0 | GA010 |  | STRIP-OUT / REMOVALS; MECHANICAL ENGINEERING INSTALLATIONS (Cont´d); EAD; size 850 x 350mm | 24 | m | AED | 116.59 | 2798.16 | 7.1 | Minor Demolition and Alteration Works | Item | 99 | Rule | ✓ | 7 | Work to Existing Buildings | 7.1 | Minor Demolition and Alteration Works
| Bill 02 Demol. and Alter. _21.02.2024.xlsx | P |  |  | AKAM | [8 empty] | G — Thermal And Moisture Protection | G | GA0 | GA010 |  | STRIP-OUT / REMOVALS; MECHANICAL ENGINEERING INSTALLATIONS (Cont´d); EAD; size 900 x 300mm | 16 | m | AED | 116.59 | 1865.44 | 7.1 | Minor Demolition and Alteration Works | Item | 99 | Rule | ✓ | 7 | Work to Existing Buildings | 7.1 | Minor Demolition and Alteration Works
| Bill 02 Demol. and Alter. _21.02.2024.xlsx | Q |  |  | AKAM | [8 empty] | G — Thermal And Moisture Protection | G | GA0 | GA010 |  | STRIP-OUT / REMOVALS; MECHANICAL ENGINEERING INSTALLATIONS (Cont´d); EAD; size 900 x 350mm | 15 | m | AED | 121.44 | 1821.6 | 7.1 | Minor Demolition and Alteration Works | Item | 99 | Rule | ✓ | 7 | Work to Existing Buildings | 7.1 | Minor Demolition and Alteration Works
| Bill 02 Demol. and Alter. _21.02.2024.xlsx | R |  |  | AKAM | [8 empty] | G — Thermal And Moisture Protection | G | GA0 | GA010 |  | STRIP-OUT / REMOVALS; MECHANICAL ENGINEERING INSTALLATIONS (Cont´d); EAD; size 900 x 400mm | 13 | m | AED | 126.31 | 1642.03 | 7.1 | Minor Demolition and Alteration Works | Item | 99 | Rule | ✓ | 7 | Work to Existing Buildings | 7.1 | Minor Demolition and Alteration Works
| Bill 02 Demol. and Alter. _21.02.2024.xlsx | S |  |  | AKAM | [8 empty] | G — Thermal And Moisture Protection | G | GA0 | GA010 |  | STRIP-OUT / REMOVALS; MECHANICAL ENGINEERING INSTALLATIONS (Cont´d); EAD; size 950 x 300mm | 6 | m | AED | 121.44 | 728.64 | 7.1 | Minor Demolition and Alteration Works | Item | 99 | Rule | ✓ | 7 | Work to Existing Buildings | 7.1 | Minor Demolition and Alteration Works
| Bill 02 Demol. and Alter. _21.02.2024.xlsx | T |  |  | AKAM | [8 empty] | G — Thermal And Moisture Protection | G | GA0 | GA010 |  | STRIP-OUT / REMOVALS; MECHANICAL ENGINEERING INSTALLATIONS (Cont´d); EAD; size 950 x 500mm | 23 | m | AED | 131.16 | 3016.68 | 7.1 | Minor Demolition and Alteration Works | Item | 99 | Rule | ✓ | 7 | Work to Existing Buildings | 7.1 | Minor Demolition and Alteration Works
| Bill 02 Demol. and Alter. _21.02.2024.xlsx | U |  |  | AKAM | [8 empty] | G — Thermal And Moisture Protection | G | GA0 | GA010 |  | STRIP-OUT / REMOVALS; MECHANICAL ENGINEERING INSTALLATIONS (Cont´d); EAD; size 1000 x 250mm | 8 | m | AED | 121.44 | 971.52 | 7.1 | Minor Demolition and Alteration Works | Item | 99 | Rule | ✓ | 7 | Work to Existing Buildings | 7.1 | Minor Demolition and Alteration Works
| Bill 02 Demol. and Alter. _21.02.2024.xlsx | V |  |  | AKAM | [8 empty] | G — Thermal And Moisture Protection | G | GA0 | GA010 |  | STRIP-OUT / REMOVALS; MECHANICAL ENGINEERING INSTALLATIONS (Cont´d); EAD; size 1000 x 400mm | 35 | m | AED | 136.02 | 4760.7 | 7.1 | Minor Demolition and Alteration Works | Item | 99 | Rule | ✓ | 7 | Work to Existing Buildings | 7.1 | Minor Demolition and Alteration Works
| Bill 02 Demol. and Alter. _21.02.2024.xlsx | W |  |  | AKAM | [8 empty] | G — Thermal And Moisture Protection | G | GA0 | GA010 |  | STRIP-OUT / REMOVALS; MECHANICAL ENGINEERING INSTALLATIONS (Cont´d); EAD; size 1050 x 500mm | 4 | m | AED | 150.59 | 602.36 | 7.1 | Minor Demolition and Alteration Works | Item | 99 | Rule | ✓ | 7 | Work to Existing Buildings | 7.1 | Minor Demolition and Alteration Works
| Bill 02 Demol. and Alter. _21.02.2024.xlsx | A |  |  | AKAM | [8 empty] | G — Thermal And Moisture Protection | G | GA0 | GA010 |  | STRIP-OUT / REMOVALS; MECHANICAL ENGINEERING INSTALLATIONS (Cont´d); EAD; size 1100 x 450mm | 5 | m | AED | 150.59 | 752.95 | 7.1 | Minor Demolition and Alteration Works | Item | 99 | Rule | ✓ | 7 | Work to Existing Buildings | 7.1 | Minor Demolition and Alteration Works
| Bill 02 Demol. and Alter. _21.02.2024.xlsx | B |  |  | AKAM | [8 empty] | G — Thermal And Moisture Protection | G | GA0 | GA010 |  | STRIP-OUT / REMOVALS; MECHANICAL ENGINEERING INSTALLATIONS (Cont´d); EAD; size 1150 x 300mm | 8 | m | AED | 140.87 | 1126.96 | 7.1 | Minor Demolition and Alteration Works | Item | 99 | Rule | ✓ | 7 | Work to Existing Buildings | 7.1 | Minor Demolition and Alteration Works
| Bill 02 Demol. and Alter. _21.02.2024.xlsx | C |  |  | AKAM | [8 empty] | G — Thermal And Moisture Protection | G | GA0 | GA010 |  | STRIP-OUT / REMOVALS; MECHANICAL ENGINEERING INSTALLATIONS (Cont´d); EAD; size 1200 x 300mm | 35 | m | AED | 145.74 | 5100.9 | 7.1 | Minor Demolition and Alteration Works | Item | 99 | Rule | ✓ | 7 | Work to Existing Buildings | 7.1 | Minor Demolition and Alteration Works
| Bill 02 Demol. and Alter. _21.02.2024.xlsx | D |  |  | AKAM | [8 empty] | G — Thermal And Moisture Protection | G | GA0 | GA010 |  | STRIP-OUT / REMOVALS; MECHANICAL ENGINEERING INSTALLATIONS (Cont´d); EAD; size 1400 x 450mm | 10 | m | AED | 179.73 | 1797.3 | 7.1 | Minor Demolition and Alteration Works | Item | 99 | Rule | ✓ | 7 | Work to Existing Buildings | 7.1 | Minor Demolition and Alteration Works
| Bill 02 Demol. and Alter. _21.02.2024.xlsx | E |  |  | AKAM | [8 empty] | G — Thermal And Moisture Protection | G | GA0 | GA010 |  | STRIP-OUT / REMOVALS; MECHANICAL ENGINEERING INSTALLATIONS (Cont´d); EAD; size 1500 x 450mm | 10 | m | AED | 189.45 | 1894.5 | 7.1 | Minor Demolition and Alteration Works | Item | 99 | Rule | ✓ | 7 | Work to Existing Buildings | 7.1 | Minor Demolition and Alteration Works
| Bill 02 Demol. and Alter. _21.02.2024.xlsx | F |  |  | AKAM | [8 empty] | G — Thermal And Moisture Protection | G | GA0 | GA010 |  | STRIP-OUT / REMOVALS; MECHANICAL ENGINEERING INSTALLATIONS (Cont´d); EAD; size 2200 x 500mm | 17 | m | AED | 262.32 | 4459.44 | 7.1 | Minor Demolition and Alteration Works | Item | 99 | Rule | ✓ | 7 | Work to Existing Buildings | 7.1 | Minor Demolition and Alteration Works
| Bill 02 Demol. and Alter. _21.02.2024.xlsx | G |  |  | AKAM | [8 empty] | G — Thermal And Moisture Protection | G | GA0 | GA010 |  | STRIP-OUT / REMOVALS; MECHANICAL ENGINEERING INSTALLATIONS (Cont´d); EAD; size 2500 x 450mm | 10 | m | AED | 286.61 | 2866.1 | 7.1 | Minor Demolition and Alteration Works | Item | 99 | Rule | ✓ | 7 | Work to Existing Buildings | 7.1 | Minor Demolition and Alteration Works
| Bill 02 Demol. and Alter. _21.02.2024.xlsx | H |  |  | AKAM | [8 empty] | G — Thermal And Moisture Protection | G | GA0 | GA010 |  | STRIP-OUT / REMOVALS; MECHANICAL ENGINEERING INSTALLATIONS (Cont´d); EAD; size 2800 x 500mm | 8 | m | AED | 320.62 | 2564.96 | 7.1 | Minor Demolition and Alteration Works | Item | 99 | Rule | ✓ | 7 | Work to Existing Buildings | 7.1 | Minor Demolition and Alteration Works
| Bill 02 Demol. and Alter. _21.02.2024.xlsx | J |  |  | AKAM | [8 empty] | G — Thermal And Moisture Protection | G | GA0 | GA010 |  | STRIP-OUT / REMOVALS; MECHANICAL ENGINEERING INSTALLATIONS (Cont´d); EAD; size 3000 x 500mm | 17 | m | AED | 340.05 | 5780.85 | 7.1 | Minor Demolition and Alteration Works | Item | 99 | Rule | ✓ | 7 | Work to Existing Buildings | 7.1 | Minor Demolition and Alteration Works
| Bill 02 Demol. and Alter. _21.02.2024.xlsx | K |  |  | AKAM | [8 empty] | G — Thermal And Moisture Protection | G | GA0 | GA010 |  | STRIP-OUT / REMOVALS; MECHANICAL ENGINEERING INSTALLATIONS (Cont´d); EAD; various size duct | 2,380 | m | AED | 145.74 | 346861.2 | 7.1 | Minor Demolition and Alteration Works | Item | 99 | Rule | ✓ | 7 | Work to Existing Buildings | 7.1 | Minor Demolition and Alteration Works
| Bill 02 Demol. and Alter. _21.02.2024.xlsx | L |  |  | AKAM | [8 empty] | G — Thermal And Moisture Protection | G | GA0 | GA010 |  | STRIP-OUT / REMOVALS; MECHANICAL ENGINEERING INSTALLATIONS (Cont´d); KEAD; size 600 x 500mm | 1 | m | AED | 106.88 | 106.88 | 7.1 | Minor Demolition and Alteration Works | Item | 99 | Rule | ✓ | 7 | Work to Existing Buildings | 7.1 | Minor Demolition and Alteration Works
| Bill 02 Demol. and Alter. _21.02.2024.xlsx | M |  |  | AKAM | [8 empty] | G — Thermal And Moisture Protection | G | GA0 | GA010 |  | STRIP-OUT / REMOVALS; MECHANICAL ENGINEERING INSTALLATIONS (Cont´d); KEAD; size 700 x 500mm | 15 | m | AED | 116.59 | 1748.85 | 7.1 | Minor Demolition and Alteration Works | Item | 99 | Rule | ✓ | 7 | Work to Existing Buildings | 7.1 | Minor Demolition and Alteration Works
| Bill 02 Demol. and Alter. _21.02.2024.xlsx | N |  |  | AKAM | [8 empty] | G — Thermal And Moisture Protection | G | GA0 | GA010 |  | STRIP-OUT / REMOVALS; MECHANICAL ENGINEERING INSTALLATIONS (Cont´d); KEAD; size 750 x 400mm | 1 | m | AED | 111.73 | 111.73 | 7.1 | Minor Demolition and Alteration Works | Item | 99 | Rule | ✓ | 7 | Work to Existing Buildings | 7.1 | Minor Demolition and Alteration Works
| Bill 02 Demol. and Alter. _21.02.2024.xlsx | P |  |  | AKAM | [8 empty] | G — Thermal And Moisture Protection | G | GA0 | GA010 |  | STRIP-OUT / REMOVALS; MECHANICAL ENGINEERING INSTALLATIONS (Cont´d); KMAD; size 600 x 500mm | 1 | m | AED | 106.88 | 106.88 | 7.1 | Minor Demolition and Alteration Works | Item | 99 | Rule | ✓ | 7 | Work to Existing Buildings | 7.1 | Minor Demolition and Alteration Works
| Bill 02 Demol. and Alter. _21.02.2024.xlsx | Q |  |  | AKAM | [8 empty] | G — Thermal And Moisture Protection | G | GA0 | GA010 |  | STRIP-OUT / REMOVALS; MECHANICAL ENGINEERING INSTALLATIONS (Cont´d); KMAD; size 750 x 400mm | 1 | m | AED | 111.73 | 111.73 | 7.1 | Minor Demolition and Alteration Works | Item | 99 | Rule | ✓ | 7 | Work to Existing Buildings | 7.1 | Minor Demolition and Alteration Works
| Bill 02 Demol. and Alter. _21.02.2024.xlsx | R |  |  | AKAM | [8 empty] | G — Thermal And Moisture Protection | G | GA0 | GA010 |  | STRIP-OUT / REMOVALS; MECHANICAL ENGINEERING INSTALLATIONS (Cont´d); KMAD; size 800 x 500mm | 10 | m | AED | 126.31 | 1263.1 | 7.1 | Minor Demolition and Alteration Works | Item | 99 | Rule | ✓ | 7 | Work to Existing Buildings | 7.1 | Minor Demolition and Alteration Works
| Bill 02 Demol. and Alter. _21.02.2024.xlsx | S |  |  | AKAM | [8 empty] | G — Thermal And Moisture Protection | G | GA0 | GA010 |  | STRIP-OUT / REMOVALS; MECHANICAL ENGINEERING INSTALLATIONS (Cont´d); SED; various size duct | 20 | m | AED | 145.74 | 2914.8 | 7.1 | Minor Demolition and Alteration Works | Item | 99 | Rule | ✓ | 7 | Work to Existing Buildings | 7.1 | Minor Demolition and Alteration Works
| Bill 02 Demol. and Alter. _21.02.2024.xlsx | T |  |  | AKAM | [8 empty] | G — Thermal And Moisture Protection | G | GA0 | GA010 |  | STRIP-OUT / REMOVALS; MECHANICAL ENGINEERING INSTALLATIONS (Cont´d); SED; size 900 x 1400mm | 4 | m | AED | 223.46 | 893.84 | 7.1 | Minor Demolition and Alteration Works | Item | 99 | Rule | ✓ | 7 | Work to Existing Buildings | 7.1 | Minor Demolition and Alteration Works
| Bill 02 Demol. and Alter. _21.02.2024.xlsx | U |  |  | AKAM | [8 empty] | G — Thermal And Moisture Protection | G | GA0 | GA010 |  | STRIP-OUT / REMOVALS; MECHANICAL ENGINEERING INSTALLATIONS (Cont´d); SED; size 1100 x 600mm | 31 | m | AED | 165.17 | 5120.27 | 7.1 | Minor Demolition and Alteration Works | Item | 99 | Rule | ✓ | 7 | Work to Existing Buildings | 7.1 | Minor Demolition and Alteration Works
| Bill 02 Demol. and Alter. _21.02.2024.xlsx | V |  |  | AKAM | [8 empty] | G — Thermal And Moisture Protection | G | GA0 | GA010 |  | STRIP-OUT / REMOVALS; MECHANICAL ENGINEERING INSTALLATIONS (Cont´d); SED; size 1100 x 650mm | 9 | m | AED | 170.02 | 1530.18 | 7.1 | Minor Demolition and Alteration Works | Item | 99 | Rule | ✓ | 7 | Work to Existing Buildings | 7.1 | Minor Demolition and Alteration Works
| Bill 02 Demol. and Alter. _21.02.2024.xlsx | W |  |  | AKAM | [8 empty] | G — Thermal And Moisture Protection | G | GA0 | GA010 |  | STRIP-OUT / REMOVALS; MECHANICAL ENGINEERING INSTALLATIONS (Cont´d); SED; size 1250 x 1250mm | 34 | m | AED | 242.89 | 8258.26 | 7.1 | Minor Demolition and Alteration Works | Item | 99 | Rule | ✓ | 7 | Work to Existing Buildings | 7.1 | Minor Demolition and Alteration Works
| Bill 02 Demol. and Alter. _21.02.2024.xlsx | A |  |  | AKAM | [8 empty] | G — Thermal And Moisture Protection | G | GA0 | GA010 |  | STRIP-OUT / REMOVALS; MECHANICAL ENGINEERING INSTALLATIONS (Cont´d); SED; size 1850 x 800mm | 3 | m | AED | 257.47 | 772.41 | 7.1 | Minor Demolition and Alteration Works | Item | 99 | Rule | ✓ | 7 | Work to Existing Buildings | 7.1 | Minor Demolition and Alteration Works
| Bill 02 Demol. and Alter. _21.02.2024.xlsx | B |  |  | AKAM | [8 empty] | G — Thermal And Moisture Protection | G | GA0 | GA010 |  | STRIP-OUT / REMOVALS; MECHANICAL ENGINEERING INSTALLATIONS (Cont´d); SED; size 2000 x 600mm | 17 | m | AED | 252.6 | 4294.2 | 7.1 | Minor Demolition and Alteration Works | Item | 99 | Rule | ✓ | 7 | Work to Existing Buildings | 7.1 | Minor Demolition and Alteration Works
| Bill 02 Demol. and Alter. _21.02.2024.xlsx | C |  |  | AKAM | [8 empty] | G — Thermal And Moisture Protection | G | GA0 | GA010 |  | STRIP-OUT / REMOVALS; MECHANICAL ENGINEERING INSTALLATIONS (Cont´d); SED; size 2000 x 700mm | 50 | m | AED | 262.32 | 13116 | 7.1 | Minor Demolition and Alteration Works | Item | 99 | Rule | ✓ | 7 | Work to Existing Buildings | 7.1 | Minor Demolition and Alteration Works
| Bill 02 Demol. and Alter. _21.02.2024.xlsx | D |  |  | AKAM | [8 empty] | G — Thermal And Moisture Protection | G | GA0 | GA010 |  | STRIP-OUT / REMOVALS; MECHANICAL ENGINEERING INSTALLATIONS (Cont´d); Duct works various type | 400 | m | AED | 194.31 | 77724 | 7.1 | Minor Demolition and Alteration Works | Item | 99 | Rule | ✓ | 7 | Work to Existing Buildings | 7.1 | Minor Demolition and Alteration Works
| Bill 02 Demol. and Alter. _21.02.2024.xlsx | E |  |  | AKAM | [8 empty] | B — Site Work | B | B07 | B0701 | B7 Underpinning | Dismantling, protect and handing over at client yard for all existing Flexible Duct; including insulations and all ancillary works as necessary( for subsequent re-use; isolate, disconnections, making good and disposal to approved location); Flexible duct; size 150mm diameter | 42 | m | AED | 13.76 | 577.92 | 7.1 | Minor Demolition and Alteration Works | Item | 95 | Rule | ✓ | 7 | Work to Existing Buildings | 7.1 | Minor Demolition and Alteration Works
| Bill 02 Demol. and Alter. _21.02.2024.xlsx | F |  |  | AKAM | [8 empty] | B — Site Work | B | B07 | B0701 | B7 Underpinning | Dismantling, protect and handing over at client yard for all existing Flexible Duct; including insulations and all ancillary works as necessary( for subsequent re-use; isolate, disconnections, making good and disposal to approved location); Flexible duct; size 200mm diameter | 88 | m | AED | 17.54 | 1543.52 | 7.1 | Minor Demolition and Alteration Works | Item | 95 | Rule | ✓ | 7 | Work to Existing Buildings | 7.1 | Minor Demolition and Alteration Works
| Bill 02 Demol. and Alter. _21.02.2024.xlsx | G |  |  | AKAM | [8 empty] | B — Site Work | B | B07 | B0701 | B7 Underpinning | Dismantling, protect and handing over at client yard for all existing Flexible Duct; including insulations and all ancillary works as necessary( for subsequent re-use; isolate, disconnections, making good and disposal to approved location); Flexible duct; size 250mm diameter | 32 | m | AED | 20.78 | 664.96 | 7.1 | Minor Demolition and Alteration Works | Item | 95 | Rule | ✓ | 7 | Work to Existing Buildings | 7.1 | Minor Demolition and Alteration Works
| Bill 02 Demol. and Alter. _21.02.2024.xlsx | H |  |  | AKAM | [8 empty] | B — Site Work | B | B07 | B0701 | B7 Underpinning | Dismantling, protect and handing over at client yard for all existing Flexible Duct; including insulations and all ancillary works as necessary( for subsequent re-use; isolate, disconnections, making good and disposal to approved location); Flexible duct; size 300mm diameter | 2 | m | AED | 20.78 | 41.56 | 7.1 | Minor Demolition and Alteration Works | Item | 95 | Rule | ✓ | 7 | Work to Existing Buildings | 7.1 | Minor Demolition and Alteration Works
| Bill 02 Demol. and Alter. _21.02.2024.xlsx | J |  |  | AKAM | [8 empty] | B — Site Work | B | B07 | B0701 | B7 Underpinning | Dismantling, protect and handing over at client yard for all existing Flexible Duct; including insulations and all ancillary works as necessary( for subsequent re-use; isolate, disconnections, making good and disposal to approved location); Flexible duct; various size | 215 | m | AED | 20.78 | 4467.7 | 7.1 | Minor Demolition and Alteration Works | Item | 95 | Rule | ✓ | 7 | Work to Existing Buildings | 7.1 | Minor Demolition and Alteration Works
| Bill 02 Demol. and Alter. _21.02.2024.xlsx | K |  |  | AKAM | [8 empty] | B — Site Work | B | B07 | B0701 | B7 Underpinning | Dismantling, protect and handing over at client yard for all existing Duct Accessories; including insulations and all ancillary works as necessary( for subsequent re-use; isolate, disconnections, making good and disposal to approved location); VCD; size 150 x 150mm | 6 | Nr. | AED | 16.2 | 97.2 | 7.1 | Minor Demolition and Alteration Works | Item | 95 | Rule | ✓ | 7 | Work to Existing Buildings | 7.1 | Minor Demolition and Alteration Works
| Bill 02 Demol. and Alter. _21.02.2024.xlsx | L |  |  | AKAM | [8 empty] | B — Site Work | B | B07 | B0701 | B7 Underpinning | Dismantling, protect and handing over at client yard for all existing Duct Accessories; including insulations and all ancillary works as necessary( for subsequent re-use; isolate, disconnections, making good and disposal to approved location); VCD; size 200 x 150mm | 139 | Nr. | AED | 16.2 | 2251.8 | 7.1 | Minor Demolition and Alteration Works | Item | 95 | Rule | ✓ | 7 | Work to Existing Buildings | 7.1 | Minor Demolition and Alteration Works
| Bill 02 Demol. and Alter. _21.02.2024.xlsx | M |  |  | AKAM | [8 empty] | B — Site Work | B | B07 | B0701 | B7 Underpinning | Dismantling, protect and handing over at client yard for all existing Duct Accessories; including insulations and all ancillary works as necessary( for subsequent re-use; isolate, disconnections, making good and disposal to approved location); VCD; size 200 x 200mm | 22 | Nr. | AED | 16.2 | 356.4 | 7.1 | Minor Demolition and Alteration Works | Item | 95 | Rule | ✓ | 7 | Work to Existing Buildings | 7.1 | Minor Demolition and Alteration Works
| Bill 02 Demol. and Alter. _21.02.2024.xlsx | N |  |  | AKAM | [8 empty] | B — Site Work | B | B07 | B0701 | B7 Underpinning | Dismantling, protect and handing over at client yard for all existing Duct Accessories; including insulations and all ancillary works as necessary( for subsequent re-use; isolate, disconnections, making good and disposal to approved location); VCD; size 250 x 200mm | 6 | Nr. | AED | 16.2 | 97.2 | 7.1 | Minor Demolition and Alteration Works | Item | 95 | Rule | ✓ | 7 | Work to Existing Buildings | 7.1 | Minor Demolition and Alteration Works
| Bill 02 Demol. and Alter. _21.02.2024.xlsx | P |  |  | AKAM | [8 empty] | B — Site Work | B | B07 | B0701 | B7 Underpinning | Dismantling, protect and handing over at client yard for all existing Duct Accessories; including insulations and all ancillary works as necessary( for subsequent re-use; isolate, disconnections, making good and disposal to approved location); VCD; size 250 x 250mm | 443 | Nr. | AED | 16.2 | 7176.6 | 7.1 | Minor Demolition and Alteration Works | Item | 95 | Rule | ✓ | 7 | Work to Existing Buildings | 7.1 | Minor Demolition and Alteration Works
| Bill 02 Demol. and Alter. _21.02.2024.xlsx | A |  |  | AKAM | [8 empty] | G — Thermal And Moisture Protection | G | GA0 | GA010 |  | STRIP-OUT / REMOVALS; MECHANICAL ENGINEERING INSTALLATIONS (Cont´d); VCD; size 300 x 200mm | 1 | Nr. | AED | 16.2 | 16.2 | 7.1 | Minor Demolition and Alteration Works | Item | 99 | Rule | ✓ | 7 | Work to Existing Buildings | 7.1 | Minor Demolition and Alteration Works
| Bill 02 Demol. and Alter. _21.02.2024.xlsx | B |  |  | AKAM | [8 empty] | G — Thermal And Moisture Protection | G | GA0 | GA010 |  | STRIP-OUT / REMOVALS; MECHANICAL ENGINEERING INSTALLATIONS (Cont´d); VCD; size 300 x 250mm | 7 | Nr. | AED | 21.59 | 151.13 | 7.1 | Minor Demolition and Alteration Works | Item | 99 | Rule | ✓ | 7 | Work to Existing Buildings | 7.1 | Minor Demolition and Alteration Works
| Bill 02 Demol. and Alter. _21.02.2024.xlsx | C |  |  | AKAM | [8 empty] | G — Thermal And Moisture Protection | G | GA0 | GA010 |  | STRIP-OUT / REMOVALS; MECHANICAL ENGINEERING INSTALLATIONS (Cont´d); VCD; size 300 x 300mm | 2 | Nr. | AED | 21.59 | 43.18 | 7.1 | Minor Demolition and Alteration Works | Item | 99 | Rule | ✓ | 7 | Work to Existing Buildings | 7.1 | Minor Demolition and Alteration Works
| Bill 02 Demol. and Alter. _21.02.2024.xlsx | D |  |  | AKAM | [8 empty] | G — Thermal And Moisture Protection | G | GA0 | GA010 |  | STRIP-OUT / REMOVALS; MECHANICAL ENGINEERING INSTALLATIONS (Cont´d); VCD; size 300 x 150mm | 1 | Nr. | AED | 21.59 | 21.59 | 7.1 | Minor Demolition and Alteration Works | Item | 99 | Rule | ✓ | 7 | Work to Existing Buildings | 7.1 | Minor Demolition and Alteration Works
| Bill 02 Demol. and Alter. _21.02.2024.xlsx | E |  |  | AKAM | [8 empty] | G — Thermal And Moisture Protection | G | GA0 | GA010 |  | STRIP-OUT / REMOVALS; MECHANICAL ENGINEERING INSTALLATIONS (Cont´d); VCD; size 350 x 200mm | 2 | Nr. | AED | 21.59 | 43.18 | 7.1 | Minor Demolition and Alteration Works | Item | 99 | Rule | ✓ | 7 | Work to Existing Buildings | 7.1 | Minor Demolition and Alteration Works
| Bill 02 Demol. and Alter. _21.02.2024.xlsx | F |  |  | AKAM | [8 empty] | G — Thermal And Moisture Protection | G | GA0 | GA010 |  | STRIP-OUT / REMOVALS; MECHANICAL ENGINEERING INSTALLATIONS (Cont´d); VCD; size 400 x 200mm | 6 | Nr. | AED | 21.59 | 129.54 | 7.1 | Minor Demolition and Alteration Works | Item | 99 | Rule | ✓ | 7 | Work to Existing Buildings | 7.1 | Minor Demolition and Alteration Works
| Bill 02 Demol. and Alter. _21.02.2024.xlsx | G |  |  | AKAM | [8 empty] | G — Thermal And Moisture Protection | G | GA0 | GA010 |  | STRIP-OUT / REMOVALS; MECHANICAL ENGINEERING INSTALLATIONS (Cont´d); VCD; size 400 x 300mm | 1 | Nr. | AED | 21.59 | 21.59 | 7.1 | Minor Demolition and Alteration Works | Item | 99 | Rule | ✓ | 7 | Work to Existing Buildings | 7.1 | Minor Demolition and Alteration Works
| Bill 02 Demol. and Alter. _21.02.2024.xlsx | H |  |  | AKAM | [8 empty] | G — Thermal And Moisture Protection | G | GA0 | GA010 |  | STRIP-OUT / REMOVALS; MECHANICAL ENGINEERING INSTALLATIONS (Cont´d); VCD; size 500 x 250mm | 3 | Nr. | AED | 21.59 | 64.77 | 7.1 | Minor Demolition and Alteration Works | Item | 99 | Rule | ✓ | 7 | Work to Existing Buildings | 7.1 | Minor Demolition and Alteration Works
| Bill 02 Demol. and Alter. _21.02.2024.xlsx | J |  |  | AKAM | [8 empty] | G — Thermal And Moisture Protection | G | GA0 | GA010 |  | STRIP-OUT / REMOVALS; MECHANICAL ENGINEERING INSTALLATIONS (Cont´d); VCD; size 500 x 350mm | 2 | Nr. | AED | 21.59 | 43.18 | 7.1 | Minor Demolition and Alteration Works | Item | 99 | Rule | ✓ | 7 | Work to Existing Buildings | 7.1 | Minor Demolition and Alteration Works
| Bill 02 Demol. and Alter. _21.02.2024.xlsx | K |  |  | AKAM | [8 empty] | G — Thermal And Moisture Protection | G | GA0 | GA010 |  | STRIP-OUT / REMOVALS; MECHANICAL ENGINEERING INSTALLATIONS (Cont´d); VCD; size 600 x 200mm | 1 | Nr. | AED | 21.59 | 21.59 | 7.1 | Minor Demolition and Alteration Works | Item | 99 | Rule | ✓ | 7 | Work to Existing Buildings | 7.1 | Minor Demolition and Alteration Works
| Bill 02 Demol. and Alter. _21.02.2024.xlsx | L |  |  | AKAM | [8 empty] | G — Thermal And Moisture Protection | G | GA0 | GA010 |  | STRIP-OUT / REMOVALS; MECHANICAL ENGINEERING INSTALLATIONS (Cont´d); VCD; size 600 x 300mm | 3 | Nr. | AED | 21.59 | 64.77 | 7.1 | Minor Demolition and Alteration Works | Item | 99 | Rule | ✓ | 7 | Work to Existing Buildings | 7.1 | Minor Demolition and Alteration Works
| Bill 02 Demol. and Alter. _21.02.2024.xlsx | M |  |  | AKAM | [8 empty] | G — Thermal And Moisture Protection | G | GA0 | GA010 |  | STRIP-OUT / REMOVALS; MECHANICAL ENGINEERING INSTALLATIONS (Cont´d); VCD; size 700 x 200mm | 2 | Nr. | AED | 26.99 | 53.98 | 7.1 | Minor Demolition and Alteration Works | Item | 99 | Rule | ✓ | 7 | Work to Existing Buildings | 7.1 | Minor Demolition and Alteration Works
| Bill 02 Demol. and Alter. _21.02.2024.xlsx | N |  |  | AKAM | [8 empty] | G — Thermal And Moisture Protection | G | GA0 | GA010 |  | STRIP-OUT / REMOVALS; MECHANICAL ENGINEERING INSTALLATIONS (Cont´d); VCD; size 700 x 300mm | 1 | Nr. | AED | 26.99 | 26.99 | 7.1 | Minor Demolition and Alteration Works | Item | 99 | Rule | ✓ | 7 | Work to Existing Buildings | 7.1 | Minor Demolition and Alteration Works
| Bill 02 Demol. and Alter. _21.02.2024.xlsx | P |  |  | AKAM | [8 empty] | G — Thermal And Moisture Protection | G | GA0 | GA010 |  | STRIP-OUT / REMOVALS; MECHANICAL ENGINEERING INSTALLATIONS (Cont´d); VCD; size 600 x 450mm | 2 | Nr. | AED | 26.99 | 53.98 | 7.1 | Minor Demolition and Alteration Works | Item | 99 | Rule | ✓ | 7 | Work to Existing Buildings | 7.1 | Minor Demolition and Alteration Works
| Bill 02 Demol. and Alter. _21.02.2024.xlsx | Q |  |  | AKAM | [8 empty] | G — Thermal And Moisture Protection | G | GA0 | GA010 |  | STRIP-OUT / REMOVALS; MECHANICAL ENGINEERING INSTALLATIONS (Cont´d); VCD; size 600 x 250mm | 1 | Nr. | AED | 26.99 | 26.99 | 7.1 | Minor Demolition and Alteration Works | Item | 99 | Rule | ✓ | 7 | Work to Existing Buildings | 7.1 | Minor Demolition and Alteration Works
| Bill 02 Demol. and Alter. _21.02.2024.xlsx | R |  |  | AKAM | [8 empty] | G — Thermal And Moisture Protection | G | GA0 | GA010 |  | STRIP-OUT / REMOVALS; MECHANICAL ENGINEERING INSTALLATIONS (Cont´d); VCD; size 800 x 250mm | 1 | Nr. | AED | 26.99 | 26.99 | 7.1 | Minor Demolition and Alteration Works | Item | 99 | Rule | ✓ | 7 | Work to Existing Buildings | 7.1 | Minor Demolition and Alteration Works
| Bill 02 Demol. and Alter. _21.02.2024.xlsx | S |  |  | AKAM | [8 empty] | G — Thermal And Moisture Protection | G | GA0 | GA010 |  | STRIP-OUT / REMOVALS; MECHANICAL ENGINEERING INSTALLATIONS (Cont´d); VCD; size 1000 x 400mm | 2 | Nr. | AED | 26.99 | 53.98 | 7.1 | Minor Demolition and Alteration Works | Item | 99 | Rule | ✓ | 7 | Work to Existing Buildings | 7.1 | Minor Demolition and Alteration Works
| Bill 02 Demol. and Alter. _21.02.2024.xlsx | T |  |  | AKAM | [8 empty] | G — Thermal And Moisture Protection | G | GA0 | GA010 |  | STRIP-OUT / REMOVALS; MECHANICAL ENGINEERING INSTALLATIONS (Cont´d); VCD; size 1150 x 300mm | 8 | Nr. | AED | 26.99 | 215.92 | 7.1 | Minor Demolition and Alteration Works | Item | 99 | Rule | ✓ | 7 | Work to Existing Buildings | 7.1 | Minor Demolition and Alteration Works
| Bill 02 Demol. and Alter. _21.02.2024.xlsx | U |  |  | AKAM | [8 empty] | G — Thermal And Moisture Protection | G | GA0 | GA010 |  | STRIP-OUT / REMOVALS; MECHANICAL ENGINEERING INSTALLATIONS (Cont´d); VCD; size 1200 x 300mm | 1 | Nr. | AED | 26.99 | 26.99 | 7.1 | Minor Demolition and Alteration Works | Item | 99 | Rule | ✓ | 7 | Work to Existing Buildings | 7.1 | Minor Demolition and Alteration Works
| Bill 02 Demol. and Alter. _21.02.2024.xlsx | V |  |  | AKAM | [8 empty] | G — Thermal And Moisture Protection | G | GA0 | GA010 |  | STRIP-OUT / REMOVALS; MECHANICAL ENGINEERING INSTALLATIONS (Cont´d); VCD; size 1300 x 350mm | 1 | Nr. | AED | 26.99 | 26.99 | 7.1 | Minor Demolition and Alteration Works | Item | 99 | Rule | ✓ | 7 | Work to Existing Buildings | 7.1 | Minor Demolition and Alteration Works
| Bill 02 Demol. and Alter. _21.02.2024.xlsx | W |  |  | AKAM | [8 empty] | G — Thermal And Moisture Protection | G | GA0 | GA010 |  | STRIP-OUT / REMOVALS; MECHANICAL ENGINEERING INSTALLATIONS (Cont´d); VCD; size 1350 x 400mm | 15 | Nr. | AED | 26.99 | 404.85 | 7.1 | Minor Demolition and Alteration Works | Item | 99 | Rule | ✓ | 7 | Work to Existing Buildings | 7.1 | Minor Demolition and Alteration Works
| Bill 02 Demol. and Alter. _21.02.2024.xlsx | A |  |  | AKAM | [8 empty] | G — Thermal And Moisture Protection | G | GA0 | GA010 |  | STRIP-OUT / REMOVALS; MECHANICAL ENGINEERING INSTALLATIONS (Cont´d); VCD; size 1500 x 400mm | 1 | Nr. | AED | 32.38 | 32.38 | 7.1 | Minor Demolition and Alteration Works | Item | 99 | Rule | ✓ | 7 | Work to Existing Buildings | 7.1 | Minor Demolition and Alteration Works
| Bill 02 Demol. and Alter. _21.02.2024.xlsx | B |  |  | AKAM | [8 empty] | G — Thermal And Moisture Protection | G | GA0 | GA010 |  | STRIP-OUT / REMOVALS; MECHANICAL ENGINEERING INSTALLATIONS (Cont´d); VCD; various size | 922 | Nr. | AED | 21.59 | 19905.98 | 7.1 | Minor Demolition and Alteration Works | Item | 99 | Rule | ✓ | 7 | Work to Existing Buildings | 7.1 | Minor Demolition and Alteration Works
| Bill 02 Demol. and Alter. _21.02.2024.xlsx | C |  |  | AKAM | [8 empty] | G — Thermal And Moisture Protection | G | GA0 | GA010 |  | STRIP-OUT / REMOVALS; MECHANICAL ENGINEERING INSTALLATIONS (Cont´d); Disc valve; size 150mm diameter | 375 | Nr. | AED | 32.38 | 12142.5 | 7.1 | Minor Demolition and Alteration Works | Item | 99 | Rule | ✓ | 7 | Work to Existing Buildings | 7.1 | Minor Demolition and Alteration Works
| Bill 02 Demol. and Alter. _21.02.2024.xlsx | D |  |  | AKAM | [8 empty] | G — Thermal And Moisture Protection | G | GA0 | GA010 |  | STRIP-OUT / REMOVALS; MECHANICAL ENGINEERING INSTALLATIONS (Cont´d); FD; size 300 x 150mm | 1 | Nr. | AED | 32.38 | 32.38 | 7.1 | Minor Demolition and Alteration Works | Item | 99 | Rule | ✓ | 7 | Work to Existing Buildings | 7.1 | Minor Demolition and Alteration Works
| Bill 02 Demol. and Alter. _21.02.2024.xlsx | E |  |  | AKAM | [8 empty] | G — Thermal And Moisture Protection | G | GA0 | GA010 |  | STRIP-OUT / REMOVALS; MECHANICAL ENGINEERING INSTALLATIONS (Cont´d); FD; size 200 x 150mm | 1 | Nr. | AED | 32.38 | 32.38 | 7.1 | Minor Demolition and Alteration Works | Item | 99 | Rule | ✓ | 7 | Work to Existing Buildings | 7.1 | Minor Demolition and Alteration Works
| Bill 02 Demol. and Alter. _21.02.2024.xlsx | F |  |  | AKAM | [8 empty] | G — Thermal And Moisture Protection | G | GA0 | GA010 |  | STRIP-OUT / REMOVALS; MECHANICAL ENGINEERING INSTALLATIONS (Cont´d); FD; size 300 x 300mm | 2 | Nr. | AED | 32.38 | 64.76 | 7.1 | Minor Demolition and Alteration Works | Item | 99 | Rule | ✓ | 7 | Work to Existing Buildings | 7.1 | Minor Demolition and Alteration Works
| Bill 02 Demol. and Alter. _21.02.2024.xlsx | G |  |  | AKAM | [8 empty] | G — Thermal And Moisture Protection | G | GA0 | GA010 |  | STRIP-OUT / REMOVALS; MECHANICAL ENGINEERING INSTALLATIONS (Cont´d); FD; size 350 x 200mm | 2 | Nr. | AED | 32.38 | 64.76 | 7.1 | Minor Demolition and Alteration Works | Item | 99 | Rule | ✓ | 7 | Work to Existing Buildings | 7.1 | Minor Demolition and Alteration Works
| Bill 02 Demol. and Alter. _21.02.2024.xlsx | H |  |  | AKAM | [8 empty] | G — Thermal And Moisture Protection | G | GA0 | GA010 |  | STRIP-OUT / REMOVALS; MECHANICAL ENGINEERING INSTALLATIONS (Cont´d); FD; size 400 x 200mm | 1 | Nr. | AED | 32.38 | 32.38 | 7.1 | Minor Demolition and Alteration Works | Item | 99 | Rule | ✓ | 7 | Work to Existing Buildings | 7.1 | Minor Demolition and Alteration Works
| Bill 02 Demol. and Alter. _21.02.2024.xlsx | J |  |  | AKAM | [8 empty] | G — Thermal And Moisture Protection | G | GA0 | GA010 |  | STRIP-OUT / REMOVALS; MECHANICAL ENGINEERING INSTALLATIONS (Cont´d); FD; size 400 x 300mm | 2 | Nr. | AED | 32.38 | 64.76 | 7.1 | Minor Demolition and Alteration Works | Item | 99 | Rule | ✓ | 7 | Work to Existing Buildings | 7.1 | Minor Demolition and Alteration Works
| Bill 02 Demol. and Alter. _21.02.2024.xlsx | K |  |  | AKAM | [8 empty] | G — Thermal And Moisture Protection | G | GA0 | GA010 |  | STRIP-OUT / REMOVALS; MECHANICAL ENGINEERING INSTALLATIONS (Cont´d); FD; size 450 x 200mm | 1 | Nr. | AED | 37.79 | 37.79 | 7.1 | Minor Demolition and Alteration Works | Item | 99 | Rule | ✓ | 7 | Work to Existing Buildings | 7.1 | Minor Demolition and Alteration Works
| Bill 02 Demol. and Alter. _21.02.2024.xlsx | L |  |  | AKAM | [8 empty] | G — Thermal And Moisture Protection | G | GA0 | GA010 |  | STRIP-OUT / REMOVALS; MECHANICAL ENGINEERING INSTALLATIONS (Cont´d); FD; size 450 x 250mm | 1 | Nr. | AED | 37.79 | 37.79 | 7.1 | Minor Demolition and Alteration Works | Item | 99 | Rule | ✓ | 7 | Work to Existing Buildings | 7.1 | Minor Demolition and Alteration Works
| Bill 02 Demol. and Alter. _21.02.2024.xlsx | M |  |  | AKAM | [8 empty] | G — Thermal And Moisture Protection | G | GA0 | GA010 |  | STRIP-OUT / REMOVALS; MECHANICAL ENGINEERING INSTALLATIONS (Cont´d); FD; size 500 x 350mm | 2 | Nr. | AED | 37.79 | 75.58 | 7.1 | Minor Demolition and Alteration Works | Item | 99 | Rule | ✓ | 7 | Work to Existing Buildings | 7.1 | Minor Demolition and Alteration Works
| Bill 02 Demol. and Alter. _21.02.2024.xlsx | N |  |  | AKAM | [8 empty] | G — Thermal And Moisture Protection | G | GA0 | GA010 |  | STRIP-OUT / REMOVALS; MECHANICAL ENGINEERING INSTALLATIONS (Cont´d); FD; size 550 x 550mm | 1 | Nr. | AED | 43.18 | 43.18 | 7.1 | Minor Demolition and Alteration Works | Item | 99 | Rule | ✓ | 7 | Work to Existing Buildings | 7.1 | Minor Demolition and Alteration Works
| Bill 02 Demol. and Alter. _21.02.2024.xlsx | P |  |  | AKAM | [8 empty] | G — Thermal And Moisture Protection | G | GA0 | GA010 |  | STRIP-OUT / REMOVALS; MECHANICAL ENGINEERING INSTALLATIONS (Cont´d); FD; size 600 x 450mm | 1 | Nr. | AED | 43.18 | 43.18 | 7.1 | Minor Demolition and Alteration Works | Item | 99 | Rule | ✓ | 7 | Work to Existing Buildings | 7.1 | Minor Demolition and Alteration Works
| Bill 02 Demol. and Alter. _21.02.2024.xlsx | Q |  |  | AKAM | [8 empty] | G — Thermal And Moisture Protection | G | GA0 | GA010 |  | STRIP-OUT / REMOVALS; MECHANICAL ENGINEERING INSTALLATIONS (Cont´d); FD; size 600 x 500mm | 1 | Nr. | AED | 43.18 | 43.18 | 7.1 | Minor Demolition and Alteration Works | Item | 99 | Rule | ✓ | 7 | Work to Existing Buildings | 7.1 | Minor Demolition and Alteration Works
| Bill 02 Demol. and Alter. _21.02.2024.xlsx | R |  |  | AKAM | [8 empty] | G — Thermal And Moisture Protection | G | GA0 | GA010 |  | STRIP-OUT / REMOVALS; MECHANICAL ENGINEERING INSTALLATIONS (Cont´d); FD; size 700 x 300mm | 1 | Nr. | AED | 53.97 | 53.97 | 7.1 | Minor Demolition and Alteration Works | Item | 99 | Rule | ✓ | 7 | Work to Existing Buildings | 7.1 | Minor Demolition and Alteration Works
| Bill 02 Demol. and Alter. _21.02.2024.xlsx | S |  |  | AKAM | [8 empty] | G — Thermal And Moisture Protection | G | GA0 | GA010 |  | STRIP-OUT / REMOVALS; MECHANICAL ENGINEERING INSTALLATIONS (Cont´d); FD; size 700 x 350mm | 1 | Nr. | AED | 53.97 | 53.97 | 7.1 | Minor Demolition and Alteration Works | Item | 99 | Rule | ✓ | 7 | Work to Existing Buildings | 7.1 | Minor Demolition and Alteration Works
| Bill 02 Demol. and Alter. _21.02.2024.xlsx | T |  |  | AKAM | [8 empty] | G — Thermal And Moisture Protection | G | GA0 | GA010 |  | STRIP-OUT / REMOVALS; MECHANICAL ENGINEERING INSTALLATIONS (Cont´d); FD; size 750 x 250mm | 1 | Nr. | AED | 53.97 | 53.97 | 7.1 | Minor Demolition and Alteration Works | Item | 99 | Rule | ✓ | 7 | Work to Existing Buildings | 7.1 | Minor Demolition and Alteration Works
| Bill 02 Demol. and Alter. _21.02.2024.xlsx | U |  |  | AKAM | [8 empty] | G — Thermal And Moisture Protection | G | GA0 | GA010 |  | STRIP-OUT / REMOVALS; MECHANICAL ENGINEERING INSTALLATIONS (Cont´d); FD; size 700 x 300mm | 1 | Nr. | AED | 53.97 | 53.97 | 7.1 | Minor Demolition and Alteration Works | Item | 99 | Rule | ✓ | 7 | Work to Existing Buildings | 7.1 | Minor Demolition and Alteration Works
| Bill 02 Demol. and Alter. _21.02.2024.xlsx | V |  |  | AKAM | [8 empty] | G — Thermal And Moisture Protection | G | GA0 | GA010 |  | STRIP-OUT / REMOVALS; MECHANICAL ENGINEERING INSTALLATIONS (Cont´d); FD; size 1000 x 650mm | 1 | Nr. | AED | 94.46 | 94.46 | 7.1 | Minor Demolition and Alteration Works | Item | 99 | Rule | ✓ | 7 | Work to Existing Buildings | 7.1 | Minor Demolition and Alteration Works
| Bill 02 Demol. and Alter. _21.02.2024.xlsx | W |  |  | AKAM | [8 empty] | G — Thermal And Moisture Protection | G | GA0 | GA010 |  | STRIP-OUT / REMOVALS; MECHANICAL ENGINEERING INSTALLATIONS (Cont´d); FD; size 1250 x 500mm | 1 | Nr. | AED | 94.46 | 94.46 | 7.1 | Minor Demolition and Alteration Works | Item | 99 | Rule | ✓ | 7 | Work to Existing Buildings | 7.1 | Minor Demolition and Alteration Works
| Bill 02 Demol. and Alter. _21.02.2024.xlsx | A |  |  | AKAM | [8 empty] | G — Thermal And Moisture Protection | G | GA0 | GA010 |  | STRIP-OUT / REMOVALS; MECHANICAL ENGINEERING INSTALLATIONS (Cont´d); FD; size 1400 x 450mm | 1 | Nr. | AED | 80.97 | 80.97 | 7.1 | Minor Demolition and Alteration Works | Item | 99 | Rule | ✓ | 7 | Work to Existing Buildings | 7.1 | Minor Demolition and Alteration Works
| Bill 02 Demol. and Alter. _21.02.2024.xlsx | B |  |  | AKAM | [8 empty] | G — Thermal And Moisture Protection | G | GA0 | GA010 |  | STRIP-OUT / REMOVALS; MECHANICAL ENGINEERING INSTALLATIONS (Cont´d); FD; size 1500 x 900mm | 1 | Nr. | AED | 202.41 | 202.41 | 7.1 | Minor Demolition and Alteration Works | Item | 99 | Rule | ✓ | 7 | Work to Existing Buildings | 7.1 | Minor Demolition and Alteration Works
| Bill 02 Demol. and Alter. _21.02.2024.xlsx | C |  |  | AKAM | [8 empty] | G — Thermal And Moisture Protection | G | GA0 | GA010 |  | STRIP-OUT / REMOVALS; MECHANICAL ENGINEERING INSTALLATIONS (Cont´d); FD; size 1900 x 900mm | 1 | Nr. | AED | 202.41 | 202.41 | 7.1 | Minor Demolition and Alteration Works | Item | 99 | Rule | ✓ | 7 | Work to Existing Buildings | 7.1 | Minor Demolition and Alteration Works
| Bill 02 Demol. and Alter. _21.02.2024.xlsx | D |  |  | AKAM | [8 empty] | G — Thermal And Moisture Protection | G | GA0 | GA010 |  | STRIP-OUT / REMOVALS; MECHANICAL ENGINEERING INSTALLATIONS (Cont´d); FD; size 2000 x 600mm | 1 | Nr. | AED | 229.39 | 229.39 | 7.1 | Minor Demolition and Alteration Works | Item | 99 | Rule | ✓ | 7 | Work to Existing Buildings | 7.1 | Minor Demolition and Alteration Works
| Bill 02 Demol. and Alter. _21.02.2024.xlsx | E |  |  | AKAM | [8 empty] | G — Thermal And Moisture Protection | G | GA0 | GA010 |  | STRIP-OUT / REMOVALS; MECHANICAL ENGINEERING INSTALLATIONS (Cont´d); FD; various size | 12 | Nr. | AED | 134.94 | 1619.28 | 7.1 | Minor Demolition and Alteration Works | Item | 99 | Rule | ✓ | 7 | Work to Existing Buildings | 7.1 | Minor Demolition and Alteration Works
| Bill 02 Demol. and Alter. _21.02.2024.xlsx | F |  |  | AKAM | [8 empty] | G — Thermal And Moisture Protection | G | GA0 | GA010 |  | STRIP-OUT / REMOVALS; MECHANICAL ENGINEERING INSTALLATIONS (Cont´d); MFSD; various size | 6 | Nr. | AED | 188.92 | 1133.52 | 7.1 | Minor Demolition and Alteration Works | Item | 99 | Rule | ✓ | 7 | Work to Existing Buildings | 7.1 | Minor Demolition and Alteration Works
| Bill 02 Demol. and Alter. _21.02.2024.xlsx | G |  |  | AKAM | [8 empty] | G — Thermal And Moisture Protection | G | GA0 | GA010 |  | STRIP-OUT / REMOVALS; MECHANICAL ENGINEERING INSTALLATIONS (Cont´d); MFSD; size 1100 x 650mm | 1 | Nr. | AED | 269.87 | 269.87 | 7.1 | Minor Demolition and Alteration Works | Item | 99 | Rule | ✓ | 7 | Work to Existing Buildings | 7.1 | Minor Demolition and Alteration Works
| Bill 02 Demol. and Alter. _21.02.2024.xlsx | H |  |  | AKAM | [8 empty] | G — Thermal And Moisture Protection | G | GA0 | GA010 |  | STRIP-OUT / REMOVALS; MECHANICAL ENGINEERING INSTALLATIONS (Cont´d); MFSD; size 1850 x 800mm | 1 | Nr. | AED | 404.82 | 404.82 | 7.1 | Minor Demolition and Alteration Works | Item | 99 | Rule | ✓ | 7 | Work to Existing Buildings | 7.1 | Minor Demolition and Alteration Works
| Bill 02 Demol. and Alter. _21.02.2024.xlsx | J |  |  | AKAM | [8 empty] | G — Thermal And Moisture Protection | G | GA0 | GA010 |  | STRIP-OUT / REMOVALS; MECHANICAL ENGINEERING INSTALLATIONS (Cont´d); MFSD; size 2000 x 700mm | 2 | Nr. | AED | 404.82 | 809.64 | 7.1 | Minor Demolition and Alteration Works | Item | 99 | Rule | ✓ | 7 | Work to Existing Buildings | 7.1 | Minor Demolition and Alteration Works
| Bill 02 Demol. and Alter. _21.02.2024.xlsx | K |  |  | AKAM | [8 empty] | G — Thermal And Moisture Protection | G | GA0 | GA010 |  | STRIP-OUT / REMOVALS; MECHANICAL ENGINEERING INSTALLATIONS (Cont´d); MD; size 700 x 250mm | 2 | Nr. | AED | 134.94 | 269.88 | 7.1 | Minor Demolition and Alteration Works | Item | 99 | Rule | ✓ | 7 | Work to Existing Buildings | 7.1 | Minor Demolition and Alteration Works
| Bill 02 Demol. and Alter. _21.02.2024.xlsx | L |  |  | AKAM | [8 empty] | G — Thermal And Moisture Protection | G | GA0 | GA010 |  | STRIP-OUT / REMOVALS; MECHANICAL ENGINEERING INSTALLATIONS (Cont´d); MD; size 1250 x 1250mm | 3 | Nr. | AED | 215.9 | 647.7 | 7.1 | Minor Demolition and Alteration Works | Item | 99 | Rule | ✓ | 7 | Work to Existing Buildings | 7.1 | Minor Demolition and Alteration Works
| Bill 02 Demol. and Alter. _21.02.2024.xlsx | M |  |  | AKAM | [8 empty] | B — Site Work | B | B07 | B0701 | B7 Underpinning | Dismantling, protect and handing over at client yard for all existing Grilles and Diffusers; including plenum boxes, insulations and all ancillary works as necessary( for subsequent re-use; isolate, disconnections, making good and disposal to approved location); Supply grille; size 1350 x 400mm | 17 | Nr. | AED | 32.38 | 550.46 | 7.1 | Minor Demolition and Alteration Works | Item | 95 | Rule | ✓ | 7 | Work to Existing Buildings | 7.1 | Minor Demolition and Alteration Works
| Bill 02 Demol. and Alter. _21.02.2024.xlsx | N |  |  | AKAM | [8 empty] | B — Site Work | B | B07 | B0701 | B7 Underpinning | Dismantling, protect and handing over at client yard for all existing Grilles and Diffusers; including plenum boxes, insulations and all ancillary works as necessary( for subsequent re-use; isolate, disconnections, making good and disposal to approved location); Exhaust grille; size 1150 x 300mm | 8 | Nr. | AED | 32.38 | 259.04 | 7.1 | Minor Demolition and Alteration Works | Item | 95 | Rule | ✓ | 7 | Work to Existing Buildings | 7.1 | Minor Demolition and Alteration Works
| Bill 02 Demol. and Alter. _21.02.2024.xlsx | P |  |  | AKAM | [8 empty] | B — Site Work | B | B07 | B0701 | B7 Underpinning | Dismantling, protect and handing over at client yard for all existing Grilles and Diffusers; including plenum boxes, insulations and all ancillary works as necessary( for subsequent re-use; isolate, disconnections, making good and disposal to approved location); Return ceiling diffuser; size 300 x 300mm | 45 | Nr. | AED | 32.38 | 1457.1 | 7.1 | Minor Demolition and Alteration Works | Item | 95 | Rule | ✓ | 7 | Work to Existing Buildings | 7.1 | Minor Demolition and Alteration Works
| Bill 02 Demol. and Alter. _21.02.2024.xlsx | Q |  |  | AKAM | [8 empty] | B — Site Work | B | B07 | B0701 | B7 Underpinning | Dismantling, protect and handing over at client yard for all existing Grilles and Diffusers; including plenum boxes, insulations and all ancillary works as necessary( for subsequent re-use; isolate, disconnections, making good and disposal to approved location); Return ceiling diffuser; size 375 x 375mm | 6 | Nr. | AED | 32.38 | 194.28 | 7.1 | Minor Demolition and Alteration Works | Item | 95 | Rule | ✓ | 7 | Work to Existing Buildings | 7.1 | Minor Demolition and Alteration Works
| Bill 02 Demol. and Alter. _21.02.2024.xlsx | R |  |  | AKAM | [8 empty] | B — Site Work | B | B07 | B0701 | B7 Underpinning | Dismantling, protect and handing over at client yard for all existing Grilles and Diffusers; including plenum boxes, insulations and all ancillary works as necessary( for subsequent re-use; isolate, disconnections, making good and disposal to approved location); Supply ceiling diffuser; size 300 x 300mm | 49 | Nr. | AED | 32.38 | 1586.62 | 7.1 | Minor Demolition and Alteration Works | Item | 95 | Rule | ✓ | 7 | Work to Existing Buildings | 7.1 | Minor Demolition and Alteration Works
| Bill 02 Demol. and Alter. _21.02.2024.xlsx | S |  |  | AKAM | [8 empty] | B — Site Work | B | B07 | B0701 | B7 Underpinning | Dismantling, protect and handing over at client yard for all existing Grilles and Diffusers; including plenum boxes, insulations and all ancillary works as necessary( for subsequent re-use; isolate, disconnections, making good and disposal to approved location); Supply ceiling diffuser; size 375 x 375mm | 8 | Nr. | AED | 32.38 | 259.04 | 7.1 | Minor Demolition and Alteration Works | Item | 95 | Rule | ✓ | 7 | Work to Existing Buildings | 7.1 | Minor Demolition and Alteration Works
| Bill 02 Demol. and Alter. _21.02.2024.xlsx | T |  |  | AKAM | [8 empty] | B — Site Work | B | B07 | B0701 | B7 Underpinning | Dismantling, protect and handing over at client yard for all existing Grilles and Diffusers; including plenum boxes, insulations and all ancillary works as necessary( for subsequent re-use; isolate, disconnections, making good and disposal to approved location); Supply ceiling diffuser; size 600 x 600mm | 2 | Nr. | AED | 32.38 | 64.76 | 7.1 | Minor Demolition and Alteration Works | Item | 95 | Rule | ✓ | 7 | Work to Existing Buildings | 7.1 | Minor Demolition and Alteration Works
| Bill 02 Demol. and Alter. _21.02.2024.xlsx | A |  |  | AKAM | [8 empty] | G — Thermal And Moisture Protection | G | GA0 | GA010 |  | STRIP-OUT / REMOVALS; MECHANICAL ENGINEERING INSTALLATIONS (Cont´d); Supply ceiling diffuser; various size | 70 | Nr. | AED | 32.38 | 2266.6 | 7.1 | Minor Demolition and Alteration Works | Item | 99 | Rule | ✓ | 7 | Work to Existing Buildings | 7.1 | Minor Demolition and Alteration Works
| Bill 02 Demol. and Alter. _21.02.2024.xlsx | B |  |  | AKAM | [8 empty] | G — Thermal And Moisture Protection | G | GA0 | GA010 |  | STRIP-OUT / REMOVALS; MECHANICAL ENGINEERING INSTALLATIONS (Cont´d); Return grille; various size | 7 | Nr. | AED | 32.38 | 226.66 | 7.1 | Minor Demolition and Alteration Works | Item | 99 | Rule | ✓ | 7 | Work to Existing Buildings | 7.1 | Minor Demolition and Alteration Works
| Bill 02 Demol. and Alter. _21.02.2024.xlsx | C |  |  | AKAM | [8 empty] | G — Thermal And Moisture Protection | G | GA0 | GA010 |  | STRIP-OUT / REMOVALS; MECHANICAL ENGINEERING INSTALLATIONS (Cont´d); Supply grille; various size | 7 | Nr. | AED | 32.38 | 226.66 | 7.1 | Minor Demolition and Alteration Works | Item | 99 | Rule | ✓ | 7 | Work to Existing Buildings | 7.1 | Minor Demolition and Alteration Works
| Bill 02 Demol. and Alter. _21.02.2024.xlsx | D |  |  | AKAM | [8 empty] | G — Thermal And Moisture Protection | G | GA0 | GA010 |  | STRIP-OUT / REMOVALS; MECHANICAL ENGINEERING INSTALLATIONS (Cont´d); Linear slot diffuser; various size | 58 | Nr. | AED | 48.58 | 2817.64 | 7.1 | Minor Demolition and Alteration Works | Item | 99 | Rule | ✓ | 7 | Work to Existing Buildings | 7.1 | Minor Demolition and Alteration Works
| Bill 02 Demol. and Alter. _21.02.2024.xlsx | E |  |  | AKAM | [8 empty] | G — Thermal And Moisture Protection | G | GA0 | GA010 |  | STRIP-OUT / REMOVALS; MECHANICAL ENGINEERING INSTALLATIONS (Cont´d); Return ceiling diffuser; various size | 61 | Nr. | AED | 40.48 | 2469.28 | 7.1 | Minor Demolition and Alteration Works | Item | 99 | Rule | ✓ | 7 | Work to Existing Buildings | 7.1 | Minor Demolition and Alteration Works
| Bill 02 Demol. and Alter. _21.02.2024.xlsx | F |  |  | AKAM | [8 empty] | G — Thermal And Moisture Protection | G | GA0 | GA010 |  | STRIP-OUT / REMOVALS; MECHANICAL ENGINEERING INSTALLATIONS (Cont´d); Return linear grille; various size | 67 | Nr. | AED | 40.48 | 2712.16 | 7.1 | Minor Demolition and Alteration Works | Item | 99 | Rule | ✓ | 7 | Work to Existing Buildings | 7.1 | Minor Demolition and Alteration Works
| Bill 02 Demol. and Alter. _21.02.2024.xlsx | G |  |  | AKAM | [8 empty] | G — Thermal And Moisture Protection | G | GA0 | GA010 |  | STRIP-OUT / REMOVALS; MECHANICAL ENGINEERING INSTALLATIONS (Cont´d); Jet nozzle; 250mm diameter | 88 | Nr. | AED | 43.18 | 3799.84 | 7.1 | Minor Demolition and Alteration Works | Item | 99 | Rule | ✓ | 7 | Work to Existing Buildings | 7.1 | Minor Demolition and Alteration Works
| Bill 02 Demol. and Alter. _21.02.2024.xlsx | H |  |  | AKAM | [8 empty] | G — Thermal And Moisture Protection | G | GA0 | GA010 |  | STRIP-OUT / REMOVALS; MECHANICAL ENGINEERING INSTALLATIONS (Cont´d); Jet nozzle; various size | 8 | Nr. | AED | 43.18 | 345.44 | 7.1 | Minor Demolition and Alteration Works | Item | 99 | Rule | ✓ | 7 | Work to Existing Buildings | 7.1 | Minor Demolition and Alteration Works
| Bill 02 Demol. and Alter. _21.02.2024.xlsx | J |  |  | AKAM | [8 empty] | G — Thermal And Moisture Protection | G | GA0 | GA010 |  | STRIP-OUT / REMOVALS; MECHANICAL ENGINEERING INSTALLATIONS (Cont´d); RLBG; various size | 266 | Nr. | AED | 40.48 | 10767.68 | 7.1 | Minor Demolition and Alteration Works | Item | 99 | Rule | ✓ | 7 | Work to Existing Buildings | 7.1 | Minor Demolition and Alteration Works
| Bill 02 Demol. and Alter. _21.02.2024.xlsx | K |  |  | AKAM | [8 empty] | G — Thermal And Moisture Protection | G | GA0 | GA010 |  | STRIP-OUT / REMOVALS; MECHANICAL ENGINEERING INSTALLATIONS (Cont´d); SLBG; various size | 274 | Nr. | AED | 48.58 | 13310.92 | 7.1 | Minor Demolition and Alteration Works | Item | 99 | Rule | ✓ | 7 | Work to Existing Buildings | 7.1 | Minor Demolition and Alteration Works
| Bill 02 Demol. and Alter. _21.02.2024.xlsx | L |  |  | AKAM | [8 empty] | G — Thermal And Moisture Protection | G | GA0 | GA010 |  | STRIP-OUT / REMOVALS; MECHANICAL ENGINEERING INSTALLATIONS (Cont´d); RLBG; size 1000mm long x 75mm width | 51 | Nr. | AED | 40.48 | 2064.48 | 7.1 | Minor Demolition and Alteration Works | Item | 99 | Rule | ✓ | 7 | Work to Existing Buildings | 7.1 | Minor Demolition and Alteration Works
| Bill 02 Demol. and Alter. _21.02.2024.xlsx | M |  |  | AKAM | [8 empty] | G — Thermal And Moisture Protection | G | GA0 | GA010 |  | STRIP-OUT / REMOVALS; MECHANICAL ENGINEERING INSTALLATIONS (Cont´d); RLBG; size 2000mm long x 75mm width | 83 | Nr. | AED | 60.72 | 5039.76 | 7.1 | Minor Demolition and Alteration Works | Item | 99 | Rule | ✓ | 7 | Work to Existing Buildings | 7.1 | Minor Demolition and Alteration Works
| Bill 02 Demol. and Alter. _21.02.2024.xlsx | N |  |  | AKAM | [8 empty] | G — Thermal And Moisture Protection | G | GA0 | GA010 |  | STRIP-OUT / REMOVALS; MECHANICAL ENGINEERING INSTALLATIONS (Cont´d); RLSD; 1800mm long 3 slot x 75mm width | 22 | Nr. | AED | 40.48 | 890.56 | 7.1 | Minor Demolition and Alteration Works | Item | 99 | Rule | ✓ | 7 | Work to Existing Buildings | 7.1 | Minor Demolition and Alteration Works
| Bill 02 Demol. and Alter. _21.02.2024.xlsx | P |  |  | AKAM | [8 empty] | G — Thermal And Moisture Protection | G | GA0 | GA010 |  | STRIP-OUT / REMOVALS; MECHANICAL ENGINEERING INSTALLATIONS (Cont´d); RLSD; 2000mm long 3 slot x 150mm width | 93 | Nr. | AED | 60.72 | 5646.96 | 7.1 | Minor Demolition and Alteration Works | Item | 99 | Rule | ✓ | 7 | Work to Existing Buildings | 7.1 | Minor Demolition and Alteration Works
| Bill 02 Demol. and Alter. _21.02.2024.xlsx | Q |  |  | AKAM | [8 empty] | G — Thermal And Moisture Protection | G | GA0 | GA010 |  | STRIP-OUT / REMOVALS; MECHANICAL ENGINEERING INSTALLATIONS (Cont´d); SLBG; size 1000mm long x 75mm width with 200mm diameter flex. duct | 64 | Nr. | AED | 48.58 | 3109.12 | 7.1 | Minor Demolition and Alteration Works | Item | 99 | Rule | ✓ | 7 | Work to Existing Buildings | 7.1 | Minor Demolition and Alteration Works
| Bill 02 Demol. and Alter. _21.02.2024.xlsx | R |  |  | AKAM | [8 empty] | G — Thermal And Moisture Protection | G | GA0 | GA010 |  | STRIP-OUT / REMOVALS; MECHANICAL ENGINEERING INSTALLATIONS (Cont´d); SLBG; size 1800mm long x 75mm width with 200mm diameter flex. duct | 32 | Nr. | AED | 72.87 | 2331.84 | 7.1 | Minor Demolition and Alteration Works | Item | 99 | Rule | ✓ | 7 | Work to Existing Buildings | 7.1 | Minor Demolition and Alteration Works
| Bill 02 Demol. and Alter. _21.02.2024.xlsx | S |  |  | AKAM | [8 empty] | G — Thermal And Moisture Protection | G | GA0 | GA010 |  | STRIP-OUT / REMOVALS; MECHANICAL ENGINEERING INSTALLATIONS (Cont´d); SLBG; size 2000mm long x 75mm width with 200mm diameter flex. duct | 42 | Nr. | AED | 72.87 | 3060.54 | 7.1 | Minor Demolition and Alteration Works | Item | 99 | Rule | ✓ | 7 | Work to Existing Buildings | 7.1 | Minor Demolition and Alteration Works
| Bill 02 Demol. and Alter. _21.02.2024.xlsx | T |  |  | AKAM | [8 empty] | G — Thermal And Moisture Protection | G | GA0 | GA010 |  | STRIP-OUT / REMOVALS; MECHANICAL ENGINEERING INSTALLATIONS (Cont´d); SLSD; 1800mm long 3 slot x 75mm width with 200mm flex. duct | 12 | Nr. | AED | 72.87 | 874.44 | 7.1 | Minor Demolition and Alteration Works | Item | 99 | Rule | ✓ | 7 | Work to Existing Buildings | 7.1 | Minor Demolition and Alteration Works
| Bill 02 Demol. and Alter. _21.02.2024.xlsx | U |  |  | AKAM | [8 empty] | G — Thermal And Moisture Protection | G | GA0 | GA010 |  | STRIP-OUT / REMOVALS; MECHANICAL ENGINEERING INSTALLATIONS (Cont´d); SLSD; 2000mm long 3 slot x 150mm width with 200mm flex. duct | 93 | Nr. | AED | 72.87 | 6776.91 | 7.1 | Minor Demolition and Alteration Works | Item | 99 | Rule | ✓ | 7 | Work to Existing Buildings | 7.1 | Minor Demolition and Alteration Works
| Bill 02 Demol. and Alter. _21.02.2024.xlsx | A |  |  | AKAM | [8 empty] | G — Thermal And Moisture Protection | G | GA0 | GA010 |  | STRIP-OUT / REMOVALS; MECHANICAL ENGINEERING INSTALLATIONS (Cont´d); RR; size 1000 x 250mm | 1 | Nr. | AED | 40.48 | 40.48 | 7.1 | Minor Demolition and Alteration Works | Item | 99 | Rule | ✓ | 7 | Work to Existing Buildings | 7.1 | Minor Demolition and Alteration Works
| Bill 02 Demol. and Alter. _21.02.2024.xlsx | B |  |  | AKAM | [8 empty] | G — Thermal And Moisture Protection | G | GA0 | GA010 |  | STRIP-OUT / REMOVALS; MECHANICAL ENGINEERING INSTALLATIONS (Cont´d); SR; size 1000 x 250mm | 1 | Nr. | AED | 40.48 | 40.48 | 7.1 | Minor Demolition and Alteration Works | Item | 99 | Rule | ✓ | 7 | Work to Existing Buildings | 7.1 | Minor Demolition and Alteration Works
| Bill 02 Demol. and Alter. _21.02.2024.xlsx | C |  |  | AKAM | [13 empty] | Fans; SEF-M-TOMR-01, 02, 03 | 3 | Nr. | AED | 809.63 | 2428.89
| Bill 02 Demol. and Alter. _21.02.2024.xlsx | D |  |  | AKAM | [8 empty] | Q — Mechanical Engineering Installations | Q | Q04 | Q0401 | Q4 Equipment | FCU's and AHU's; CAHU-M-B1-02 | 1 | Nr. | AED | 2024.07 | 2024.07 | 5.6 | Space Heating and Air Treatment | Enumerated (nr) | 95 | Rule | ✓ | 5 | Services | 5.6 | Space Heating and Air Treatment
| Bill 02 Demol. and Alter. _21.02.2024.xlsx | E |  |  | AKAM | [8 empty] | Q — Mechanical Engineering Installations | Q | Q04 | Q0401 | Q4 Equipment | FCU's and AHU's; FCU-M-B1-16-02 | 1 | Nr. | AED | 269.87 | 269.87 | 5.6 | Space Heating and Air Treatment | Enumerated (nr) | 95 | Rule | ✓ | 5 | Services | 5.6 | Space Heating and Air Treatment
| Bill 02 Demol. and Alter. _21.02.2024.xlsx | F |  |  | AKAM | [8 empty] | Q — Mechanical Engineering Installations | Q | Q04 | Q0401 | Q4 Equipment | FCU's and AHU's; FCU-16 (UTC-20) | 1 | Nr. | AED | 269.87 | 269.87 | 5.6 | Space Heating and Air Treatment | Enumerated (nr) | 95 | Rule | ✓ | 5 | Services | 5.6 | Space Heating and Air Treatment
| Bill 02 Demol. and Alter. _21.02.2024.xlsx | G |  |  | AKAM | [8 empty] | Q — Mechanical Engineering Installations | Q | Q04 | Q0401 | Q4 Equipment | FCU's and AHU's; FCU-01 (UTC-20) | 3 | Nr. | AED | 269.87 | 809.61 | 5.6 | Space Heating and Air Treatment | Enumerated (nr) | 95 | Rule | ✓ | 5 | Services | 5.6 | Space Heating and Air Treatment
| Bill 02 Demol. and Alter. _21.02.2024.xlsx | H |  |  | AKAM | [8 empty] | Q — Mechanical Engineering Installations | Q | Q04 | Q0401 | Q4 Equipment | FCU's and AHU's; FCU-06 (UTC-20) | 29 | Nr. | AED | 269.87 | 7826.23 | 5.6 | Space Heating and Air Treatment | Enumerated (nr) | 95 | Rule | ✓ | 5 | Services | 5.6 | Space Heating and Air Treatment
| Bill 02 Demol. and Alter. _21.02.2024.xlsx | J |  |  | AKAM | [8 empty] | Q — Mechanical Engineering Installations | Q | Q04 | Q0401 | Q4 Equipment | FCU's and AHU's; FCU-07 (UTC-30) | 5 | Nr. | AED | 269.87 | 1349.35 | 5.6 | Space Heating and Air Treatment | Enumerated (nr) | 95 | Rule | ✓ | 5 | Services | 5.6 | Space Heating and Air Treatment
| Bill 02 Demol. and Alter. _21.02.2024.xlsx | K |  |  | AKAM | [8 empty] | Q — Mechanical Engineering Installations | Q | Q04 | Q0401 | Q4 Equipment | FCU's and AHU's; FCU-08 (UTC-50) | 6 | Nr. | AED | 269.87 | 1619.22 | 5.6 | Space Heating and Air Treatment | Enumerated (nr) | 95 | Rule | ✓ | 5 | Services | 5.6 | Space Heating and Air Treatment
| Bill 02 Demol. and Alter. _21.02.2024.xlsx | L |  |  | AKAM | [8 empty] | Q — Mechanical Engineering Installations | Q | Q04 | Q0401 | Q4 Equipment | FCU's and AHU's; FCU-09 (UTC-50) | 2 | Nr. | AED | 269.87 | 539.74 | 5.6 | Space Heating and Air Treatment | Enumerated (nr) | 95 | Rule | ✓ | 5 | Services | 5.6 | Space Heating and Air Treatment
| Bill 02 Demol. and Alter. _21.02.2024.xlsx | M |  |  | AKAM | [8 empty] | Q — Mechanical Engineering Installations | Q | Q04 | Q0401 | Q4 Equipment | FCU's and AHU's; FCU-12 (UTC-30) | 35 | Nr. | AED | 269.87 | 9445.45 | 5.6 | Space Heating and Air Treatment | Enumerated (nr) | 95 | Rule | ✓ | 5 | Services | 5.6 | Space Heating and Air Treatment
| Bill 02 Demol. and Alter. _21.02.2024.xlsx | N |  |  | AKAM | [8 empty] | Q — Mechanical Engineering Installations | Q | Q04 | Q0401 | Q4 Equipment | FCU's and AHU's; FCU-13 (UTC-50) | 20 | Nr. | AED | 269.87 | 5397.4 | 5.6 | Space Heating and Air Treatment | Enumerated (nr) | 95 | Rule | ✓ | 5 | Services | 5.6 | Space Heating and Air Treatment
| Bill 02 Demol. and Alter. _21.02.2024.xlsx | P |  |  | AKAM | [8 empty] | Q — Mechanical Engineering Installations | Q | Q04 | Q0401 | Q4 Equipment | FCU's and AHU's; FCU-15 (VCE-54) | 2 | Nr. | AED | 269.87 | 539.74 | 5.6 | Space Heating and Air Treatment | Enumerated (nr) | 95 | Rule | ✓ | 5 | Services | 5.6 | Space Heating and Air Treatment
| Bill 02 Demol. and Alter. _21.02.2024.xlsx | Q |  |  | AKAM | [8 empty] | Q — Mechanical Engineering Installations | Q | Q04 | Q0401 | Q4 Equipment | FCU's and AHU's; AC-M-GF-01 to 09 | 9 | Nr. | AED | 269.87 | 2428.83 | 5.6 | Space Heating and Air Treatment | Enumerated (nr) | 95 | Rule | ✓ | 5 | Services | 5.6 | Space Heating and Air Treatment
| Bill 02 Demol. and Alter. _21.02.2024.xlsx | A |  |  | AKAM | [8 empty] | G — Thermal And Moisture Protection | G | GA0 | GA010 |  | STRIP-OUT / REMOVALS; MECHANICAL ENGINEERING INSTALLATIONS (Cont´d); SRCU-M-FF-05-01 | 1 | Nr. | AED | 674.69 | 674.69 | 7.1 | Minor Demolition and Alteration Works | Item | 99 | Rule | ✓ | 7 | Work to Existing Buildings | 7.1 | Minor Demolition and Alteration Works
| Bill 02 Demol. and Alter. _21.02.2024.xlsx | B |  |  | AKAM | [8 empty] | G — Thermal And Moisture Protection | G | GA0 | GA010 |  | STRIP-OUT / REMOVALS; MECHANICAL ENGINEERING INSTALLATIONS (Cont´d); SRCU-M-TF-05-01 service panel | 3 | Nr. | AED | 674.69 | 2024.07 | 7.1 | Minor Demolition and Alteration Works | Item | 99 | Rule | ✓ | 7 | Work to Existing Buildings | 7.1 | Minor Demolition and Alteration Works
| Bill 02 Demol. and Alter. _21.02.2024.xlsx | A |  |  | AKAM | [8 empty] | R — Electrical Engineering Installations | R | R02 | R0201 | R2 Main circuits | Existing power cables; 1 x 4C x 10mm² CU/XLPE/PVC + 1 x 1C x 10mm² Cu/PVC (E) | 713 | m | AED | 14.79 | 10545.27 | 5.8 | Electrical Installations | Item | 88 | Rule | ✓ | 5 | Services | 5.8 | Electrical Installations
| Bill 02 Demol. and Alter. _21.02.2024.xlsx | B |  |  | AKAM | [8 empty] | R — Electrical Engineering Installations | R | R02 | R0201 | R2 Main circuits | Existing power cables; 1 x 4C x 10mm² CU/XLPE/SWA/LSOH + 1 x 1C x 10mm² Cu/LSOH (E) | 3,027 | m | AED | 14.79 | 44769.33 | 5.8 | Electrical Installations | Item | 88 | Rule | ✓ | 5 | Services | 5.8 | Electrical Installations
| Bill 02 Demol. and Alter. _21.02.2024.xlsx | C |  |  | AKAM | [8 empty] | R — Electrical Engineering Installations | R | R02 | R0201 | R2 Main circuits | Existing power cables; 1 x 4C x 10mm² CU/XLPE/SWA/PVC + 1 x 1C x 10mm² Cu/PVC (E) | 1,369 | m | AED | 14.79 | 20247.51 | 5.8 | Electrical Installations | Item | 88 | Rule | ✓ | 5 | Services | 5.8 | Electrical Installations
| Bill 02 Demol. and Alter. _21.02.2024.xlsx | D |  |  | AKAM | [8 empty] | R — Electrical Engineering Installations | R | R02 | R0201 | R2 Main circuits | Existing power cables; 1 x 4C x 16mm² Cu/XLPE/PVC + 1 x 1C x 16mm² Cu/PVC (E) | 486 | m | AED | 14.79 | 7187.94 | 5.8 | Electrical Installations | Item | 88 | Rule | ✓ | 5 | Services | 5.8 | Electrical Installations
| Bill 02 Demol. and Alter. _21.02.2024.xlsx | E |  |  | AKAM | [8 empty] | R — Electrical Engineering Installations | R | R02 | R0201 | R2 Main circuits | Existing power cables; 1 x 4C x 16mm² Cu/XLPE/SWA/LSOH + 1 x 1C x 16mm² Cu/LSOH (E) | 3,695 | m | AED | 14.79 | 54649.05 | 5.8 | Electrical Installations | Item | 88 | Rule | ✓ | 5 | Services | 5.8 | Electrical Installations
| Bill 02 Demol. and Alter. _21.02.2024.xlsx | A |  |  | AKAM | [8 empty] | G — Thermal And Moisture Protection | G | GA0 | GA010 |  | STRIP-OUT / REMOVALS; ELECTRICAL ENGINEERING INSTALLATIONS (Cont´d); 1 x 4C x 16mm² Cu/XLPE/SWA/PVC + 1 x 1C x 16mm² Cu/PVC (E) | 1,978 | m | AED | 14.79 | 29254.62 | 7.1 | Minor Demolition and Alteration Works | Item | 99 | Rule | ✓ | 7 | Work to Existing Buildings | 7.1 | Minor Demolition and Alteration Works
| Bill 02 Demol. and Alter. _21.02.2024.xlsx | B |  |  | AKAM | [8 empty] | G — Thermal And Moisture Protection | G | GA0 | GA010 |  | STRIP-OUT / REMOVALS; ELECTRICAL ENGINEERING INSTALLATIONS (Cont´d); 1 x 4C x 25mm² Cu/XLPE/PVC + 1 x 1C x 16mm² Cu/PVC (E) | 435 | m | AED | 15.12 | 6577.2 | 7.1 | Minor Demolition and Alteration Works | Item | 99 | Rule | ✓ | 7 | Work to Existing Buildings | 7.1 | Minor Demolition and Alteration Works
| Bill 02 Demol. and Alter. _21.02.2024.xlsx | C |  |  | AKAM | [8 empty] | G — Thermal And Moisture Protection | G | GA0 | GA010 |  | STRIP-OUT / REMOVALS; ELECTRICAL ENGINEERING INSTALLATIONS (Cont´d); 1 x 4C x 25mm² Cu/XLPE/SWA/LSOH + 1 x 1C x 16mm² Cu/LSOH (E) | 4,248 | m | AED | 15.12 | 64229.76 | 7.1 | Minor Demolition and Alteration Works | Item | 99 | Rule | ✓ | 7 | Work to Existing Buildings | 7.1 | Minor Demolition and Alteration Works
| Bill 02 Demol. and Alter. _21.02.2024.xlsx | D |  |  | AKAM | [8 empty] | G — Thermal And Moisture Protection | G | GA0 | GA010 |  | STRIP-OUT / REMOVALS; ELECTRICAL ENGINEERING INSTALLATIONS (Cont´d); 1 x 4C x 25mm² Cu/XLPE/SWA/LSOH + 1 x 1C x 16mm² Cu/LSOH (E) | 48 | m | AED | 15.12 | 725.76 | 7.1 | Minor Demolition and Alteration Works | Item | 99 | Rule | ✓ | 7 | Work to Existing Buildings | 7.1 | Minor Demolition and Alteration Works
| Bill 02 Demol. and Alter. _21.02.2024.xlsx | E |  |  | AKAM | [8 empty] | G — Thermal And Moisture Protection | G | GA0 | GA010 |  | STRIP-OUT / REMOVALS; ELECTRICAL ENGINEERING INSTALLATIONS (Cont´d); 1 x 4C x 25mm² Cu/XLPE/SWA/PVC + 1 x 1C x 16mm² Cu/PVC (E) | 1,560 | m | AED | 15.12 | 23587.2 | 7.1 | Minor Demolition and Alteration Works | Item | 99 | Rule | ✓ | 7 | Work to Existing Buildings | 7.1 | Minor Demolition and Alteration Works
| Bill 02 Demol. and Alter. _21.02.2024.xlsx | F |  |  | AKAM | [8 empty] | G — Thermal And Moisture Protection | G | GA0 | GA010 |  | STRIP-OUT / REMOVALS; ELECTRICAL ENGINEERING INSTALLATIONS (Cont´d); 1 x 4C x 35mm² Cu/XLPE/PVC + 1 x 1C x 25mm² Cu/PVC (E) | 135 | m | AED | 15.51 | 2093.85 | 7.1 | Minor Demolition and Alteration Works | Item | 99 | Rule | ✓ | 7 | Work to Existing Buildings | 7.1 | Minor Demolition and Alteration Works
| Bill 02 Demol. and Alter. _21.02.2024.xlsx | G |  |  | AKAM | [8 empty] | G — Thermal And Moisture Protection | G | GA0 | GA010 |  | STRIP-OUT / REMOVALS; ELECTRICAL ENGINEERING INSTALLATIONS (Cont´d); 1 x 4C x 35mm² Cu/XLPE/SWA/LSOH + 1 x 1C x 16mm² Cu/LSOH (E) | 150 | m | AED | 15.51 | 2326.5 | 7.1 | Minor Demolition and Alteration Works | Item | 99 | Rule | ✓ | 7 | Work to Existing Buildings | 7.1 | Minor Demolition and Alteration Works
| Bill 02 Demol. and Alter. _21.02.2024.xlsx | H |  |  | AKAM | [8 empty] | G — Thermal And Moisture Protection | G | GA0 | GA010 |  | STRIP-OUT / REMOVALS; ELECTRICAL ENGINEERING INSTALLATIONS (Cont´d); 1 x 4C x 35mm² Cu/XLPE/SWA/LSOH + 1 x 1C x 25mm² Cu/LSOH (E) | 2,889 | m | AED | 15.51 | 44808.39 | 7.1 | Minor Demolition and Alteration Works | Item | 99 | Rule | ✓ | 7 | Work to Existing Buildings | 7.1 | Minor Demolition and Alteration Works
| Bill 02 Demol. and Alter. _21.02.2024.xlsx | J |  |  | AKAM | [8 empty] | G — Thermal And Moisture Protection | G | GA0 | GA010 |  | STRIP-OUT / REMOVALS; ELECTRICAL ENGINEERING INSTALLATIONS (Cont´d); 1 x 4C x 35mm² Cu/XLPE/SWA/PVC + 1 x 1C x 25mm² Cu/PVC (E) | 1,626 | m | AED | 15.51 | 25219.26 | 7.1 | Minor Demolition and Alteration Works | Item | 99 | Rule | ✓ | 7 | Work to Existing Buildings | 7.1 | Minor Demolition and Alteration Works
| Bill 02 Demol. and Alter. _21.02.2024.xlsx | K |  |  | AKAM | [8 empty] | G — Thermal And Moisture Protection | G | GA0 | GA010 |  | STRIP-OUT / REMOVALS; ELECTRICAL ENGINEERING INSTALLATIONS (Cont´d); 1 x 4C x 50mm² Cu/XLPE/PVC + 1 x 1C x 25mm² Cu/PVC (E) | 90 | m | AED | 16.74 | 1506.6 | 7.1 | Minor Demolition and Alteration Works | Item | 99 | Rule | ✓ | 7 | Work to Existing Buildings | 7.1 | Minor Demolition and Alteration Works
| Bill 02 Demol. and Alter. _21.02.2024.xlsx | L |  |  | AKAM | [8 empty] | G — Thermal And Moisture Protection | G | GA0 | GA010 |  | STRIP-OUT / REMOVALS; ELECTRICAL ENGINEERING INSTALLATIONS (Cont´d); 1 x 4C x 50mm² Cu/XLPE/SWA/LSOH + 1 x 1C x 25mm² Cu/LSOH (E) | 786 | m | AED | 16.74 | 13157.64 | 7.1 | Minor Demolition and Alteration Works | Item | 99 | Rule | ✓ | 7 | Work to Existing Buildings | 7.1 | Minor Demolition and Alteration Works
| Bill 02 Demol. and Alter. _21.02.2024.xlsx | M |  |  | AKAM | [8 empty] | G — Thermal And Moisture Protection | G | GA0 | GA010 |  | STRIP-OUT / REMOVALS; ELECTRICAL ENGINEERING INSTALLATIONS (Cont´d); 1 x 4C x 50mm² Cu/XLPE/SWA/LSOH + 1 x 1C x 35mm² Cu/LSOH (E) | 136 | m | AED | 16.74 | 2276.64 | 7.1 | Minor Demolition and Alteration Works | Item | 99 | Rule | ✓ | 7 | Work to Existing Buildings | 7.1 | Minor Demolition and Alteration Works
| Bill 02 Demol. and Alter. _21.02.2024.xlsx | N |  |  | AKAM | [8 empty] | G — Thermal And Moisture Protection | G | GA0 | GA010 |  | STRIP-OUT / REMOVALS; ELECTRICAL ENGINEERING INSTALLATIONS (Cont´d); 1 x 4C x 50mm² Cu/XLPE/SWA/PVC + 1 x 1C x 25mm² Cu/PVC (E) | 791 | m | AED | 16.74 | 13241.34 | 7.1 | Minor Demolition and Alteration Works | Item | 99 | Rule | ✓ | 7 | Work to Existing Buildings | 7.1 | Minor Demolition and Alteration Works
| Bill 02 Demol. and Alter. _21.02.2024.xlsx | P |  |  | AKAM | [8 empty] | G — Thermal And Moisture Protection | G | GA0 | GA010 |  | STRIP-OUT / REMOVALS; ELECTRICAL ENGINEERING INSTALLATIONS (Cont´d); 1 x 4C x 70mm² Cu/XLPE/LSOH + 1 x 1C x 35mm² Cu/LSOH (E) | 150 | m | AED | 18.81 | 2821.5 | 7.1 | Minor Demolition and Alteration Works | Item | 99 | Rule | ✓ | 7 | Work to Existing Buildings | 7.1 | Minor Demolition and Alteration Works
| Bill 02 Demol. and Alter. _21.02.2024.xlsx | A |  |  | AKAM | [8 empty] | G — Thermal And Moisture Protection | G | GA0 | GA010 |  | STRIP-OUT / REMOVALS; ELECTRICAL ENGINEERING INSTALLATIONS (Cont´d); 1 x 4C x 70mm² Cu/XLPE/LSOH + 1 x 1C x 50mm² Cu/LSOH (E) | 949 | m | AED | 18.81 | 17850.69 | 7.1 | Minor Demolition and Alteration Works | Item | 99 | Rule | ✓ | 7 | Work to Existing Buildings | 7.1 | Minor Demolition and Alteration Works
| Bill 02 Demol. and Alter. _21.02.2024.xlsx | B |  |  | AKAM | [8 empty] | G — Thermal And Moisture Protection | G | GA0 | GA010 |  | STRIP-OUT / REMOVALS; ELECTRICAL ENGINEERING INSTALLATIONS (Cont´d); 1 x 4C x 70mm² Cu/XLPE/PVC + 1 x 1C x 35mm² Cu/PVC (E) | 85 | m | AED | 18.81 | 1598.85 | 7.1 | Minor Demolition and Alteration Works | Item | 99 | Rule | ✓ | 7 | Work to Existing Buildings | 7.1 | Minor Demolition and Alteration Works
| Bill 02 Demol. and Alter. _21.02.2024.xlsx | C |  |  | AKAM | [8 empty] | G — Thermal And Moisture Protection | G | GA0 | GA010 |  | STRIP-OUT / REMOVALS; ELECTRICAL ENGINEERING INSTALLATIONS (Cont´d); 1 x 4C x 70mm² Cu/XLPE/SWA/LSOH + 1 x 1C x 35mm² Cu/LSOH (E) | 969 | m | AED | 18.81 | 18226.89 | 7.1 | Minor Demolition and Alteration Works | Item | 99 | Rule | ✓ | 7 | Work to Existing Buildings | 7.1 | Minor Demolition and Alteration Works
| Bill 02 Demol. and Alter. _21.02.2024.xlsx | D |  |  | AKAM | [8 empty] | G — Thermal And Moisture Protection | G | GA0 | GA010 |  | STRIP-OUT / REMOVALS; ELECTRICAL ENGINEERING INSTALLATIONS (Cont´d); 1 x 4C x 70mm² Cu/XLPE/SWA/LSOH + 1 x 1C x 50mm² Cu/LSOH (E) | 129 | m | AED | 18.81 | 2426.49 | 7.1 | Minor Demolition and Alteration Works | Item | 99 | Rule | ✓ | 7 | Work to Existing Buildings | 7.1 | Minor Demolition and Alteration Works
| Bill 02 Demol. and Alter. _21.02.2024.xlsx | E |  |  | AKAM | [8 empty] | G — Thermal And Moisture Protection | G | GA0 | GA010 |  | STRIP-OUT / REMOVALS; ELECTRICAL ENGINEERING INSTALLATIONS (Cont´d); 1 x 4C x 70mm² Cu/XLPE/SWA/PVC + 1 x 1C x 35mm² Cu/PVC (E) | 532 | m | AED | 18.81 | 10006.92 | 7.1 | Minor Demolition and Alteration Works | Item | 99 | Rule | ✓ | 7 | Work to Existing Buildings | 7.1 | Minor Demolition and Alteration Works
| Bill 02 Demol. and Alter. _21.02.2024.xlsx | F |  |  | AKAM | [8 empty] | G — Thermal And Moisture Protection | G | GA0 | GA010 |  | STRIP-OUT / REMOVALS; ELECTRICAL ENGINEERING INSTALLATIONS (Cont´d); 1 x 4C x 95mm² Cu/XLPE/LSOH + 1 x 1C x 70mm² Cu/LSOH (E) | 126 | m | AED | 20.49 | 2581.74 | 7.1 | Minor Demolition and Alteration Works | Item | 99 | Rule | ✓ | 7 | Work to Existing Buildings | 7.1 | Minor Demolition and Alteration Works
| Bill 02 Demol. and Alter. _21.02.2024.xlsx | G |  |  | AKAM | [8 empty] | G — Thermal And Moisture Protection | G | GA0 | GA010 |  | STRIP-OUT / REMOVALS; ELECTRICAL ENGINEERING INSTALLATIONS (Cont´d); 1 x 4C x 95mm² Cu/XLPE/SWA/LSOH + 1 x 1C x 50mm² Cu/LSOH (E) | 214 | m | AED | 20.49 | 4384.86 | 7.1 | Minor Demolition and Alteration Works | Item | 99 | Rule | ✓ | 7 | Work to Existing Buildings | 7.1 | Minor Demolition and Alteration Works
| Bill 02 Demol. and Alter. _21.02.2024.xlsx | H |  |  | AKAM | [8 empty] | G — Thermal And Moisture Protection | G | GA0 | GA010 |  | STRIP-OUT / REMOVALS; ELECTRICAL ENGINEERING INSTALLATIONS (Cont´d); 1 x 4C x 120mm² Cu/XLPE/PVC + 1 x 1C x 70mm² Cu/PVC (E) | 140 | m | AED | 23.28 | 3259.2 | 7.1 | Minor Demolition and Alteration Works | Item | 99 | Rule | ✓ | 7 | Work to Existing Buildings | 7.1 | Minor Demolition and Alteration Works
| Bill 02 Demol. and Alter. _21.02.2024.xlsx | J |  |  | AKAM | [8 empty] | G — Thermal And Moisture Protection | G | GA0 | GA010 |  | STRIP-OUT / REMOVALS; ELECTRICAL ENGINEERING INSTALLATIONS (Cont´d); 1 x 4C x 120mm² Cu/XLPE/SWA/PVC + 1 x 1C x 70mm² Cu/PVC (E) | 170 | m | AED | 23.28 | 3957.6 | 7.1 | Minor Demolition and Alteration Works | Item | 99 | Rule | ✓ | 7 | Work to Existing Buildings | 7.1 | Minor Demolition and Alteration Works
| Bill 02 Demol. and Alter. _21.02.2024.xlsx | K |  |  | AKAM | [8 empty] | G — Thermal And Moisture Protection | G | GA0 | GA010 |  | STRIP-OUT / REMOVALS; ELECTRICAL ENGINEERING INSTALLATIONS (Cont´d); 1 x 4C x 150mm² Cu/XLPE/PVC + 1 x 1C x 95mm² Cu/PVC (E) | 140 | m | AED | 28.3 | 3962 | 7.1 | Minor Demolition and Alteration Works | Item | 99 | Rule | ✓ | 7 | Work to Existing Buildings | 7.1 | Minor Demolition and Alteration Works
| Bill 02 Demol. and Alter. _21.02.2024.xlsx | L |  |  | AKAM | [8 empty] | G — Thermal And Moisture Protection | G | GA0 | GA010 |  | STRIP-OUT / REMOVALS; ELECTRICAL ENGINEERING INSTALLATIONS (Cont´d); 1 x 4C x 150mm² Cu/XLPE/SWA/LSOH + 1 x 1C x 70mm² Cu/LSOH (E) | 205 | m | AED | 28.3 | 5801.5 | 7.1 | Minor Demolition and Alteration Works | Item | 99 | Rule | ✓ | 7 | Work to Existing Buildings | 7.1 | Minor Demolition and Alteration Works
| Bill 02 Demol. and Alter. _21.02.2024.xlsx | M |  |  | AKAM | [8 empty] | G — Thermal And Moisture Protection | G | GA0 | GA010 |  | STRIP-OUT / REMOVALS; ELECTRICAL ENGINEERING INSTALLATIONS (Cont´d); 1 x 4C x 150mm² Cu/XLPE/SWA/PVC + 1 x 1C x 95mm² Cu/PVC (E) | 100 | m | AED | 28.3 | 2830 | 7.1 | Minor Demolition and Alteration Works | Item | 99 | Rule | ✓ | 7 | Work to Existing Buildings | 7.1 | Minor Demolition and Alteration Works
| Bill 02 Demol. and Alter. _21.02.2024.xlsx | N |  |  | AKAM | [8 empty] | G — Thermal And Moisture Protection | G | GA0 | GA010 |  | STRIP-OUT / REMOVALS; ELECTRICAL ENGINEERING INSTALLATIONS (Cont´d); 1 x 4C x 185mm² Cu/XLPE/SWA/LSOH + 1 x 1C x 95mm² Cu/LSOH (E) | 362 | m | AED | 32.6 | 11801.2 | 7.1 | Minor Demolition and Alteration Works | Item | 99 | Rule | ✓ | 7 | Work to Existing Buildings | 7.1 | Minor Demolition and Alteration Works
| Bill 02 Demol. and Alter. _21.02.2024.xlsx | P |  |  | AKAM | [8 empty] | G — Thermal And Moisture Protection | G | GA0 | GA010 |  | STRIP-OUT / REMOVALS; ELECTRICAL ENGINEERING INSTALLATIONS (Cont´d); 1 x 4C x 185mm² Cu/XLPE/SWA/LSOH + 1 x 1C x 120mm² Cu/LSOH (E) | 293 | m | AED | 32.6 | 9551.8 | 7.1 | Minor Demolition and Alteration Works | Item | 99 | Rule | ✓ | 7 | Work to Existing Buildings | 7.1 | Minor Demolition and Alteration Works
| Bill 02 Demol. and Alter. _21.02.2024.xlsx | A |  |  | AKAM | [8 empty] | G — Thermal And Moisture Protection | G | GA0 | GA010 |  | STRIP-OUT / REMOVALS; ELECTRICAL ENGINEERING INSTALLATIONS (Cont´d); 1 x 4C x 240mm² Cu/XLPE/SWA/LSOH + 1 x 1C x 120mm² Cu/LSOH (E) | 152 | m | AED | 35.8 | 5441.6 | 7.1 | Minor Demolition and Alteration Works | Item | 99 | Rule | ✓ | 7 | Work to Existing Buildings | 7.1 | Minor Demolition and Alteration Works
| Bill 02 Demol. and Alter. _21.02.2024.xlsx | B |  |  | AKAM | [8 empty] | G — Thermal And Moisture Protection | G | GA0 | GA010 |  | STRIP-OUT / REMOVALS; ELECTRICAL ENGINEERING INSTALLATIONS (Cont´d); 1 x 4C x 300mm² Cu/XLPE/SWA/LSOH + 1 x 1C x 150mm² Cu/LSOH (E) | 7,458 | m | AED | 36.12 | 269382.96 | 7.1 | Minor Demolition and Alteration Works | Item | 99 | Rule | ✓ | 7 | Work to Existing Buildings | 7.1 | Minor Demolition and Alteration Works
| Bill 02 Demol. and Alter. _21.02.2024.xlsx | C |  |  | AKAM | [8 empty] | G — Thermal And Moisture Protection | G | GA0 | GA010 |  | STRIP-OUT / REMOVALS; ELECTRICAL ENGINEERING INSTALLATIONS (Cont´d); 1 x 4C x 300mm² Cu/XLPE/SWA/PVC + 1 x 1C x 150mm² Cu/PVC (E) | 160 | m | AED | 36.12 | 5779.2 | 7.1 | Minor Demolition and Alteration Works | Item | 99 | Rule | ✓ | 7 | Work to Existing Buildings | 7.1 | Minor Demolition and Alteration Works
| Bill 02 Demol. and Alter. _21.02.2024.xlsx | D |  |  | AKAM | [8 empty] | G — Thermal And Moisture Protection | G | GA0 | GA010 |  | STRIP-OUT / REMOVALS; ELECTRICAL ENGINEERING INSTALLATIONS (Cont´d); 2 x 4C x 150mm² Cu/XLPE/SWA/LSOH + 1 x 1C x 150mm² Cu/LSOH (E) | 140 | m | AED | 51.98 | 7277.2 | 7.1 | Minor Demolition and Alteration Works | Item | 99 | Rule | ✓ | 7 | Work to Existing Buildings | 7.1 | Minor Demolition and Alteration Works
| Bill 02 Demol. and Alter. _21.02.2024.xlsx | E |  |  | AKAM | [8 empty] | G — Thermal And Moisture Protection | G | GA0 | GA010 |  | STRIP-OUT / REMOVALS; ELECTRICAL ENGINEERING INSTALLATIONS (Cont´d); 2 x 4C x 150mm² Cu/XLPE/SWA/PVC + 1 x 1C x 150mm² Cu/PVC (E) | 236 | m | AED | 51.98 | 12267.28 | 7.1 | Minor Demolition and Alteration Works | Item | 99 | Rule | ✓ | 7 | Work to Existing Buildings | 7.1 | Minor Demolition and Alteration Works
| Bill 02 Demol. and Alter. _21.02.2024.xlsx | F |  |  | AKAM | [8 empty] | G — Thermal And Moisture Protection | G | GA0 | GA010 |  | STRIP-OUT / REMOVALS; ELECTRICAL ENGINEERING INSTALLATIONS (Cont´d); 3 x 4C x 300mm² Cu/XLPE/PVC + 2 x 1C x 300mm² Cu/PVC (E) | 130 | m | AED | 105.46 | 13709.8 | 7.1 | Minor Demolition and Alteration Works | Item | 99 | Rule | ✓ | 7 | Work to Existing Buildings | 7.1 | Minor Demolition and Alteration Works
| Bill 02 Demol. and Alter. _21.02.2024.xlsx | G |  |  | AKAM | [8 empty] | G — Thermal And Moisture Protection | G | GA0 | GA010 |  | STRIP-OUT / REMOVALS; ELECTRICAL ENGINEERING INSTALLATIONS (Cont´d); 3 x 4C x 300mm² Cu/XLPE/SWA/LSOH + 2 x 1C x 300mm² Cu/LSOH (E) | 280 | m | AED | 108.35 | 30338 | 7.1 | Minor Demolition and Alteration Works | Item | 99 | Rule | ✓ | 7 | Work to Existing Buildings | 7.1 | Minor Demolition and Alteration Works
| Bill 02 Demol. and Alter. _21.02.2024.xlsx | H |  |  | AKAM | [8 empty] | G — Thermal And Moisture Protection | G | GA0 | GA010 |  | STRIP-OUT / REMOVALS; ELECTRICAL ENGINEERING INSTALLATIONS (Cont´d); 8 x 1C x 630mm² Cu/XLPE/SWA/LSOH + 3 x 1C x 300mm² Cu/LSOH (E) | 55 | m | AED | 159.67 | 8781.85 | 7.1 | Minor Demolition and Alteration Works | Item | 99 | Rule | ✓ | 7 | Work to Existing Buildings | 7.1 | Minor Demolition and Alteration Works
| Bill 02 Demol. and Alter. _21.02.2024.xlsx | J |  |  | AKAM | [8 empty] | G — Thermal And Moisture Protection | G | GA0 | GA010 |  | STRIP-OUT / REMOVALS; ELECTRICAL ENGINEERING INSTALLATIONS (Cont´d); 12 x 1C x 630mm² Cu/XLPE/SWA/PVC + 4 x 1C x 300mm² Cu/PVC (E) | 200 | m | AED | 233.18 | 46636 | 7.1 | Minor Demolition and Alteration Works | Item | 99 | Rule | ✓ | 7 | Work to Existing Buildings | 7.1 | Minor Demolition and Alteration Works
| Bill 02 Demol. and Alter. _21.02.2024.xlsx | K |  |  | AKAM | [8 empty] | G — Thermal And Moisture Protection | G | GA0 | GA010 |  | Existing distribution board; Main distribution board | 2 | Nr. | AED | 4016.13 | 8032.26 | 7.1 | Minor Demolition and Alteration Works | Enumerated (nr) | 95 | Rule | ✓ | 7 | Work to Existing Buildings | 7.1 | Minor Demolition and Alteration Works
| Bill 02 Demol. and Alter. _21.02.2024.xlsx | L |  |  | AKAM | [8 empty] | G — Thermal And Moisture Protection | G | GA0 | GA010 |  | Existing distribution board; Sub-main distribution board | 85 | Nr. | AED | 1349.21 | 114682.85 | 7.1 | Minor Demolition and Alteration Works | Enumerated (nr) | 95 | Rule | ✓ | 7 | Work to Existing Buildings | 7.1 | Minor Demolition and Alteration Works
| Bill 02 Demol. and Alter. _21.02.2024.xlsx | M |  |  | AKAM | [8 empty] | G — Thermal And Moisture Protection | G | GA0 | GA010 |  | Existing distribution board; Distribution board | 220 | Nr. | AED | 674.6 | 148412 | 7.1 | Minor Demolition and Alteration Works | Enumerated (nr) | 95 | Rule | ✓ | 7 | Work to Existing Buildings | 7.1 | Minor Demolition and Alteration Works
| Bill 02 Demol. and Alter. _21.02.2024.xlsx | N |  |  | AKAM | [13 empty] | Existing electrical meter; CT meter | 67 | Nr. | AED | 1349.21 | 90397.07
| Bill 02 Demol. and Alter. _21.02.2024.xlsx | P |  |  | AKAM | [8 empty] | R — Electrical Engineering Installations | R | R06 | R0601 | R6 Control gear | Existing electrical meter; kWh meter | 84 | Nr. | AED | 188.89 | 15866.76 | 5.8 | Electrical Installations | Enumerated (nr) | 97 | Rule | ✓ | 5 | Services | 5.8 | Electrical Installations
| Bill 02 Demol. and Alter. _21.02.2024.xlsx | A |  |  | AKAM | [8 empty] | G — Thermal And Moisture Protection | G | GA0 | GA010 |  | STRIP-OUT / REMOVALS; ELECTRICAL ENGINEERING INSTALLATIONS (Cont´d); Isolator | 4 | Nr. | AED | 445.24 | 1780.96 | 7.1 | Minor Demolition and Alteration Works | Item | 99 | Rule | ✓ | 7 | Work to Existing Buildings | 7.1 | Minor Demolition and Alteration Works
| Bill 02 Demol. and Alter. _21.02.2024.xlsx | B |  |  | AKAM | [8 empty] | R — Electrical Engineering Installations | R | R02 | R0203 | R2 Main circuits | Existing cable containment; 100mm wide cable tray | 67 | m | AED | 19.43 | 1301.81 | 5.8 | Electrical Installations | Length (m) | 97 | Rule | ✓ | 5 | Services | 5.8 | Electrical Installations
| Bill 02 Demol. and Alter. _21.02.2024.xlsx | C |  |  | AKAM | [8 empty] | R — Electrical Engineering Installations | R | R02 | R0203 | R2 Main circuits | Existing cable containment; 150mm wide cable tray | 216 | m | AED | 20.81 | 4494.96 | 5.8 | Electrical Installations | Length (m) | 97 | Rule | ✓ | 5 | Services | 5.8 | Electrical Installations
| Bill 02 Demol. and Alter. _21.02.2024.xlsx | D |  |  | AKAM | [8 empty] | R — Electrical Engineering Installations | R | R02 | R0203 | R2 Main circuits | Existing cable containment; 200mm wide cable tray | 1 | m | AED | 20.54 | 20.54 | 5.8 | Electrical Installations | Length (m) | 97 | Rule | ✓ | 5 | Services | 5.8 | Electrical Installations
| Bill 02 Demol. and Alter. _21.02.2024.xlsx | E |  |  | AKAM | [8 empty] | R — Electrical Engineering Installations | R | R02 | R0203 | R2 Main circuits | Existing cable containment; 300mm wide cable tray | 130 | m | AED | 23.48 | 3052.4 | 5.8 | Electrical Installations | Length (m) | 97 | Rule | ✓ | 5 | Services | 5.8 | Electrical Installations
| Bill 02 Demol. and Alter. _21.02.2024.xlsx | F |  |  | AKAM | [8 empty] | R — Electrical Engineering Installations | R | R02 | R0203 | R2 Main circuits | Existing cable containment; 450mm wide cable tray | 125 | m | AED | 28.36 | 3545 | 5.8 | Electrical Installations | Length (m) | 97 | Rule | ✓ | 5 | Services | 5.8 | Electrical Installations
| Bill 02 Demol. and Alter. _21.02.2024.xlsx | G |  |  | AKAM | [8 empty] | R — Electrical Engineering Installations | R | R02 | R0203 | R2 Main circuits | Existing cable containment; 600mm wide cable tray | 92 | m | AED | 31.47 | 2895.24 | 5.8 | Electrical Installations | Length (m) | 97 | Rule | ✓ | 5 | Services | 5.8 | Electrical Installations
| Bill 02 Demol. and Alter. _21.02.2024.xlsx | H |  |  | AKAM | [8 empty] | R — Electrical Engineering Installations | R | R02 | R0203 | R2 Main circuits | Existing cable containment; 650mm wide cable tray | 2 | m | AED | 31.47 | 62.94 | 5.8 | Electrical Installations | Length (m) | 97 | Rule | ✓ | 5 | Services | 5.8 | Electrical Installations
| Bill 02 Demol. and Alter. _21.02.2024.xlsx | J |  |  | AKAM | [8 empty] | R — Electrical Engineering Installations | R | R02 | R0203 | R2 Main circuits | Existing cable containment; 750mm wide cable tray | 23 | m | AED | 35.45 | 815.35 | 5.8 | Electrical Installations | Length (m) | 97 | Rule | ✓ | 5 | Services | 5.8 | Electrical Installations
| Bill 02 Demol. and Alter. _21.02.2024.xlsx | K |  |  | AKAM | [8 empty] | R — Electrical Engineering Installations | R | R02 | R0203 | R2 Main circuits | Existing cable containment; 900mm wide cable tray | 178 | m | AED | 40.42 | 7194.76 | 5.8 | Electrical Installations | Length (m) | 97 | Rule | ✓ | 5 | Services | 5.8 | Electrical Installations
| Bill 02 Demol. and Alter. _21.02.2024.xlsx | L |  |  | AKAM | [8 empty] | R — Electrical Engineering Installations | R | R02 | R0203 | R2 Main circuits | Existing cable containment; 100 x 300mm wide power cable tray | 45 | m | AED | 24.18 | 1088.1 | 5.8 | Electrical Installations | Length (m) | 97 | Rule | ✓ | 5 | Services | 5.8 | Electrical Installations
| Bill 02 Demol. and Alter. _21.02.2024.xlsx | M |  |  | AKAM | [8 empty] | R — Electrical Engineering Installations | R | R02 | R0203 | R2 Main circuits | Existing cable containment; 100 x 900mm wide power cable tray | 53 | m | AED | 41.12 | 2179.36 | 5.8 | Electrical Installations | Length (m) | 97 | Rule | ✓ | 5 | Services | 5.8 | Electrical Installations
| Bill 02 Demol. and Alter. _21.02.2024.xlsx | N |  |  | AKAM | [8 empty] | G — Thermal And Moisture Protection | G | GA0 | GA010 |  | Small power; Allow for demolition of existing floor mounted electrical devices on mall concourse as reflected in ground floor, first floor and second floor of power demolition plan | 1 | Item | AED | 43152.92 | 43152.92 | 7.1 | Minor Demolition and Alteration Works | Item | 97 | Rule | ✓ | 7 | Work to Existing Buildings | 7.1 | Minor Demolition and Alteration Works
| Bill 02 Demol. and Alter. _21.02.2024.xlsx | P |  |  | AKAM | [8 empty] | G — Thermal And Moisture Protection | G | GA0 | GA010 |  | Small power; Allow for demolition of existing power provision in preparation for new architectural layout as reflected in ground floor, first floor and second floor of power demolition plan | 1 | Item | AED | 264591.1 | 264591.1 | 7.1 | Minor Demolition and Alteration Works | Item | 97 | Rule | ✓ | 7 | Work to Existing Buildings | 7.1 | Minor Demolition and Alteration Works
| Bill 02 Demol. and Alter. _21.02.2024.xlsx | A |  |  | AKAM | [8 empty] | G — Thermal And Moisture Protection | G | GA0 | GA010 |  | STRIP-OUT / REMOVALS; ELECTRICAL ENGINEERING INSTALLATIONS (Cont´d); Earth pit | 6 | Nr. | AED | 674.6 | 4047.6 | 7.1 | Minor Demolition and Alteration Works | Item | 99 | Rule | ✓ | 7 | Work to Existing Buildings | 7.1 | Minor Demolition and Alteration Works
| Bill 02 Demol. and Alter. _21.02.2024.xlsx | B |  |  | AKAM | [8 empty] | R — Electrical Engineering Installations | R | R02 | R0201 | R2 Main circuits | Existing cables and conduits; To lighting points | 58 | Nr. | AED | 188.89 | 10955.62 | 5.8 | Electrical Installations | Item | 88 | Rule | ✓ | 5 | Services | 5.8 | Electrical Installations
| Bill 02 Demol. and Alter. _21.02.2024.xlsx | C |  |  | AKAM | [13 empty] | Existing lighting fixtures; Lighting fixtures; various types | 58 | Nr. | AED | 53.97 | 3130.26
| Bill 02 Demol. and Alter. _21.02.2024.xlsx | D |  |  | AKAM | [8 empty] | G — Thermal And Moisture Protection | G | GA0 | GA010 |  | Existing lighting fixtures; Allow for demolition of all lighting fixtures in all suspended ceiling/bulkhead with in concourse area as reflected in lighting demolition plan | 1 | Item | AED | 303496.34 | 303496.34 | 7.1 | Minor Demolition and Alteration Works | Item | 97 | Rule | ✓ | 7 | Work to Existing Buildings | 7.1 | Minor Demolition and Alteration Works
| Bill 02 Demol. and Alter. _21.02.2024.xlsx | E |  |  | AKAM | [8 empty] | G — Thermal And Moisture Protection | G | GA0 | GA010 |  | Existing lighting fixtures; Allow for demolition of lighting fixture in preparation for new architectural layout as reflected in lighting demolition plan | 1 | Item | AED | 75874.08 | 75874.08 | 7.1 | Minor Demolition and Alteration Works | Item | 97 | Rule | ✓ | 7 | Work to Existing Buildings | 7.1 | Minor Demolition and Alteration Works
| Bill 02 Demol. and Alter. _21.02.2024.xlsx | F |  |  | AKAM | [8 empty] | R — Electrical Engineering Installations | R | R02 | R0201 | R2 Main circuits | Existing cables and conduits; To emergency lighting | 20 | Nr. | AED | 593.66 | 11873.2 | 5.11 | Fire and Lightning Protection | Enumerated (nr) | 95 | Rule | ✓ | 5 | Services | 5.11 | Fire and Lightning Protection
| Bill 02 Demol. and Alter. _21.02.2024.xlsx | G |  |  | AKAM | [8 empty] | R — Electrical Engineering Installations | R | R02 | R0201 | R2 Main circuits | Existing lighting fixtures; Emergency lighting; various types | 20 | Nr. | AED | 53.97 | 1079.4 | 5.11 | Fire and Lightning Protection | Enumerated (nr) | 95 | Rule | ✓ | 5 | Services | 5.11 | Fire and Lightning Protection
| Bill 02 Demol. and Alter. _21.02.2024.xlsx | H |  |  | AKAM | [8 empty] | G — Thermal And Moisture Protection | G | GA0 | GA010 |  | Existing lighting fixtures; Allow for demolition of all emergency lighting devices with in new lift lobby as reflected in central battery system demolition plan | 1 | Item | AED | 5504.78 | 5504.78 | 7.1 | Minor Demolition and Alteration Works | Item | 97 | Rule | ✓ | 7 | Work to Existing Buildings | 7.1 | Minor Demolition and Alteration Works
| Bill 02 Demol. and Alter. _21.02.2024.xlsx | J |  |  | AKAM | [8 empty] | G — Thermal And Moisture Protection | G | GA0 | GA010 |  | Existing lighting fixtures; Allow for demolition of all existing central battery system layout in preparation for new architectural layout as reflected in central battery system demolition plan | 1 | Item | AED |  | Included | 7.1 | Minor Demolition and Alteration Works | Item | 97 | Rule | ✓ | 7 | Work to Existing Buildings | 7.1 | Minor Demolition and Alteration Works
| Bill 02 Demol. and Alter. _21.02.2024.xlsx | A |  |  | AKAM | [8 empty] | G — Thermal And Moisture Protection | G | GA0 | GA010 |  | STRIP-OUT / REMOVALS; ELECTRICAL ENGINEERING INSTALLATIONS (Cont´d); Allow for demolition of all existing emergency lighting fixtures in all suspended ceiling/bulkhead with in concourse area as reflected in central battery system demolition plan | 1 | Item | AED |  | Included | 7.1 | Minor Demolition and Alteration Works | Item | 99 | Rule | ✓ | 7 | Work to Existing Buildings | 7.1 | Minor Demolition and Alteration Works
| Bill 02 Demol. and Alter. _21.02.2024.xlsx | B |  |  | AKAM | [8 empty] | G — Thermal And Moisture Protection | G | GA0 | GA010 |  | Allow for demolition of all existing data and wifi devices in all suspended ceiling/bulkhead with in concourse area as reflected in telecom system demolition plan | 1 | Item | AED | 115268.74 | 115268.74 | 7.1 | Minor Demolition and Alteration Works | Item | 97 | Rule | ✓ | 7 | Work to Existing Buildings | 7.1 | Minor Demolition and Alteration Works
| Bill 02 Demol. and Alter. _21.02.2024.xlsx | C |  |  | AKAM | [8 empty] | G — Thermal And Moisture Protection | G | GA0 | GA010 |  | Allow for demolition of all existing data and wifi devices in preparation for new architectural layout as reflected in telecom system demolition plan | 1 | Item | AED | 252659.77 | 252659.77 | 7.1 | Minor Demolition and Alteration Works | Item | 97 | Rule | ✓ | 7 | Work to Existing Buildings | 7.1 | Minor Demolition and Alteration Works
| Bill 02 Demol. and Alter. _21.02.2024.xlsx | D |  |  | AKAM | [8 empty] | G — Thermal And Moisture Protection | G | GA0 | GA010 |  | Allow for demolition of all existing TETRA (antenna) devices in all suspended ceiling/bulkhead with in concourse area as reflected in antenna system demolition plan | 1 | Item | AED | 20238.16 | 20238.16 | 7.1 | Minor Demolition and Alteration Works | Item | 97 | Rule | ✓ | 7 | Work to Existing Buildings | 7.1 | Minor Demolition and Alteration Works
| Bill 02 Demol. and Alter. _21.02.2024.xlsx | E |  |  | AKAM | [8 empty] | G — Thermal And Moisture Protection | G | GA0 | GA010 |  | Allow for demolition of all existing TETRA (antenna) devices in preparation for new architectural layout as reflected in antenna system demolition plan | 1 | Item | AED | 20238.16 | 20238.16 | 7.1 | Minor Demolition and Alteration Works | Item | 97 | Rule | ✓ | 7 | Work to Existing Buildings | 7.1 | Minor Demolition and Alteration Works
| Bill 02 Demol. and Alter. _21.02.2024.xlsx | F |  |  | AKAM | [8 empty] | G — Thermal And Moisture Protection | G | GA0 | GA010 |  | Allow for demolition of all TETRA (antenna) devices within new lift lobby as reflected in antenna system demolition plan | 1 | Item | AED | 5504.78 | 5504.78 | 7.1 | Minor Demolition and Alteration Works | Item | 97 | Rule | ✓ | 7 | Work to Existing Buildings | 7.1 | Minor Demolition and Alteration Works
| Bill 02 Demol. and Alter. _21.02.2024.xlsx | G |  |  | AKAM | [8 empty] | A — General Requirements | A | A01 | A0101 | Conditions of contract | Allow for verification of TETRA (antenna) containment mounting location and apply suitable demolition method as reflected in antenna system demolition plan | 1 | Item | AED | 24285.78 | 24285.78 | 9.1 | Preliminaries / General Requirements | Item | 88 | Rule | ✓ | 9 | Preliminaries / General Requirements | 9.1 | Preliminaries / General Requirements
| Bill 02 Demol. and Alter. _21.02.2024.xlsx | A |  |  | AKAM | [8 empty] | G — Thermal And Moisture Protection | G | GA0 | GA010 |  | Allow for demolition of all fire detection and alarm system devices within new lift lobby as reflected in fire detection and alarm system demolition plan | 1 | Item | AED | 5504.78 | 5504.78 | 7.1 | Minor Demolition and Alteration Works | Item | 97 | Rule | ✓ | 7 | Work to Existing Buildings | 7.1 | Minor Demolition and Alteration Works
| Bill 02 Demol. and Alter. _21.02.2024.xlsx | B |  |  | AKAM | [8 empty] | G — Thermal And Moisture Protection | G | GA0 | GA010 |  | Allow for demolition of fire detection and alarm system devices in preparation for new architectural layout as reflected in fire detection and alarm system demolition plan | 1 | Item | AED |  | Included | 7.1 | Minor Demolition and Alteration Works | Item | 97 | Rule | ✓ | 7 | Work to Existing Buildings | 7.1 | Minor Demolition and Alteration Works
| Bill 02 Demol. and Alter. _21.02.2024.xlsx | C |  |  | AKAM | [8 empty] | G — Thermal And Moisture Protection | G | GA0 | GA010 |  | Allow for demolition of all fire detection and alarm system devices in all suspended ceiling/bulkhead with in concourse area as reflected in fire detection and alarm system demolition plan | 1 | Item | AED |  | Included | 7.1 | Minor Demolition and Alteration Works | Item | 97 | Rule | ✓ | 7 | Work to Existing Buildings | 7.1 | Minor Demolition and Alteration Works
| Bill 02 Demol. and Alter. _21.02.2024.xlsx | A |  |  | AKAM | [8 empty] | A — General Requirements | A | A01 | A0101 | Conditions of contract | GENERALLY; Allow for any other works which are not included above and which are required to complete the Demolitions in accordance with the Specification and the Drawings (Tenderer to list below): |  | Item | AED |  | 0 | 9.1 | Preliminaries / General Requirements | Item | 90 | Rule | ✓ | 9 | Preliminaries / General Requirements | 9.1 | Preliminaries / General Requirements
| Bill 02 Demol. and Alter. _21.02.2024.xlsx | B |  |  | AKAM | [8 empty] | G — Thermal And Moisture Protection | G | GA0 | GA010 |  | Removal of gypsum ceilings | 31345 | m² | AED | 21.81 | 683634.45 | 7.1 | Minor Demolition and Alteration Works | Item | 95 | Rule | ✓ | 7 | Work to Existing Buildings | 7.1 | Minor Demolition and Alteration Works
| Bill 02 Demol. and Alter. _21.02.2024.xlsx | C |  |  | AKAM | [8 empty] | G — Thermal And Moisture Protection | G | GA0 | GA010 |  | Gypsum Ceiling; Removal of gypsum bulkhead in preparation to removing MEP services | 1266 | m | AED | 16.96 | 21471.36 | 7.1 | Minor Demolition and Alteration Works | Item | 95 | Rule | ✓ | 7 | Work to Existing Buildings | 7.1 | Minor Demolition and Alteration Works
| Bill 02 Demol. and Alter. _21.02.2024.xlsx |  |  |  | AKAM | [8 empty] | J — Finishes | J | J05 | J0501 | J5 Suspended ceilings | Gypsum Ceiling; Removal / disposal of various construction waste (Rates Only) as per TA#9 item 1 |  |  | AED |  |  | 3.3 | Ceiling Finishes | Area (m²) | 95 | Rule | ✓ | 3 | Internal Finishes | 3.3 | Ceiling Finishes
| Bill 02 Demol. and Alter. _21.02.2024.xlsx | D |  |  | AKAM | [8 empty] | J — Finishes | J | J05 | J0501 | J5 Suspended ceilings | Gypsum Ceiling; Disposal of Re-usable Soil Waste from your site to approved Dubai municipality dumping location in 20m3 Tipper Truck | 0 | m³ | AED | 33.17 | Rate only | 3.3 | Ceiling Finishes | Area (m²) | 95 | Rule | ✓ | 3 | Internal Finishes | 3.3 | Ceiling Finishes
| Bill 02 Demol. and Alter. _21.02.2024.xlsx | E |  |  | AKAM | [8 empty] | J — Finishes | J | J05 | J0501 | J5 Suspended ceilings | Gypsum Ceiling; Disposal of Non-reusable Soil Waste from your site to approved Dubai municipality dumping location in 20m3 Tipper Truck | 0 | m³ | AED | 33.17 | Rate only | 3.3 | Ceiling Finishes | Area (m²) | 95 | Rule | ✓ | 3 | Internal Finishes | 3.3 | Ceiling Finishes
| Bill 02 Demol. and Alter. _21.02.2024.xlsx | F |  |  | AKAM | [8 empty] | J — Finishes | J | J05 | J0501 | J5 Suspended ceilings | Gypsum Ceiling; Dubai Municipality tipping charges applicable to above | 0 | tonne | AED | 30.15 | Rate only | 3.3 | Ceiling Finishes | Area (m²) | 95 | Rule | ✓ | 3 | Internal Finishes | 3.3 | Ceiling Finishes
| Bill 02 Demol. and Alter. _21.02.2024.xlsx | G |  |  | AKAM | [8 empty] | J — Finishes | J | J05 | J0501 | J5 Suspended ceilings | Gypsum Ceiling; Disposal of concrete debris from your site to approved Dubai municipality dumping location in 20m3 Tipper Truck | 0 | m³ | AED | 35.54 | Rate only | 3.3 | Ceiling Finishes | Area (m²) | 95 | Rule | ✓ | 3 | Internal Finishes | 3.3 | Ceiling Finishes
| Bill 02 Demol. and Alter. _21.02.2024.xlsx | H |  |  | AKAM | [8 empty] | J — Finishes | J | J05 | J0501 | J5 Suspended ceilings | Gypsum Ceiling; Dubai Municipality tipping charges applicable to above | 0 | tonne | AED | 32.31 | Rate only | 3.3 | Ceiling Finishes | Area (m²) | 95 | Rule | ✓ | 3 | Internal Finishes | 3.3 | Ceiling Finishes
| Bill 02 Demol. and Alter. _21.02.2024.xlsx | J |  |  | AKAM | [8 empty] | J — Finishes | J | J05 | J0501 | J5 Suspended ceilings | Gypsum Ceiling; Disposal of construction debris (Other than Concrete) from your site to approved Dubai municipality dumping location in 20m3 Tipper Truck | 0 | m³ | AED | 33.17 | Rate only | 3.3 | Ceiling Finishes | Area (m²) | 95 | Rule | ✓ | 3 | Internal Finishes | 3.3 | Ceiling Finishes
| Bill 02 Demol. and Alter. _21.02.2024.xlsx | K |  |  | AKAM | [8 empty] | J — Finishes | J | J05 | J0501 | J5 Suspended ceilings | Gypsum Ceiling; Dubai Municipality tipping charges applicable to above | 0 | tonne | AED | 30.15 | Rate only | 3.3 | Ceiling Finishes | Area (m²) | 95 | Rule | ✓ | 3 | Internal Finishes | 3.3 | Ceiling Finishes
| Bill 02 Demol. and Alter. _21.02.2024.xlsx | A |  |  | AKAM | [8 empty] | G — Thermal And Moisture Protection | G | GA0 | GA010 |  | Ref. D1; demolition for back of house lift 1,2 and 3. (SE-m-08, SE-m-09, SE-m-10); Extra-Over for Complying to Authority Comments: Break to remove ground bearing slab over compacted fill to expose top of raft slab and allow connection of new shaft walls to be formed; to basement 2 | 25.04 | m² | AED | 358.1 | 8966.824 | 7.1 | Minor Demolition and Alteration Works | Item | 98 | Rule | ✓ | 7 | Work to Existing Buildings | 7.1 | Minor Demolition and Alteration Works
| Bill 02 Demol. and Alter. _21.02.2024.xlsx | B |  |  | AKAM | [8 empty] | G — Thermal And Moisture Protection | G | GA0 | GA010 |  | Ref. D1; demolition for back of house lift 1,2 and 3. (SE-m-08, SE-m-09, SE-m-10); Extra-Over for Complying to Authority Comments: Cutting of existing suspended RC slab to form new service lift shaft; from basement 1 to second floor mezzanine | 27.62 | m² | AED | 414.01 | 11434.9562 | 7.1 | Minor Demolition and Alteration Works | Volume (m³) | 98 | Rule | ✓ | 7 | Work to Existing Buildings | 7.1 | Minor Demolition and Alteration Works
| Bill 02 Demol. and Alter. _21.02.2024.xlsx | C |  |  | AKAM | [8 empty] | G — Thermal And Moisture Protection | G | GA0 | GA010 |  | Ref. D3; demolition for waitrose trolley lift (pe-m-21, pe-m-22); Extra-Over for Complying to Authority Comments: Cutting of existing suspended RC slab to form new lift shaft; from basement 1 to lower roof | 36.84 | m² | AED | 414.01 | 15252.1284 | 7.1 | Minor Demolition and Alteration Works | Volume (m³) | 98 | Rule | ✓ | 7 | Work to Existing Buildings | 7.1 | Minor Demolition and Alteration Works
| Bill 02 Demol. and Alter. _21.02.2024.xlsx | D |  |  | AKAM | [8 empty] | G — Thermal And Moisture Protection | G | GA0 | GA010 |  | Ref. D4; demolition for lulu trolley lift (pe-m-18, pe-m-19, pe-m-20); Extra-Over for Complying to Authority Comments: Break to remove ground bearing slab over compacted fill to expose top of raft slab and allow connection of new shaft walls to be formed; to basement 2 | 5.5 | m² | AED | 358.1 | 1969.55 | 7.1 | Minor Demolition and Alteration Works | Item | 98 | Rule | ✓ | 7 | Work to Existing Buildings | 7.1 | Minor Demolition and Alteration Works
| Bill 02 Demol. and Alter. _21.02.2024.xlsx | E |  |  | AKAM | [8 empty] | G — Thermal And Moisture Protection | G | GA0 | GA010 |  | Ref. D4; demolition for lulu trolley lift (pe-m-18, pe-m-19, pe-m-20); Extra-Over for Complying to Authority Comments: Cutting of existing suspended RC slab to form new lift shaft; from basement 1 to lower roof | 2.68 | m² | AED | 414.01 | 1109.5468 | 7.1 | Minor Demolition and Alteration Works | Volume (m³) | 98 | Rule | ✓ | 7 | Work to Existing Buildings | 7.1 | Minor Demolition and Alteration Works
| Bill 02 Demol. and Alter. _21.02.2024.xlsx | F |  |  | AKAM | [8 empty] | G — Thermal And Moisture Protection | G | GA0 | GA010 |  | Ref. D6; demolition for f&b stairs; Extra-Over for Complying to Authority Comments: Break to remove ground bearing slab over compacted fill to expose top of raft slab and allow connection of new shaft walls to be formed; to basement 2 | 0.8 | m² | AED | 358.1 | 286.48 | 7.1 | Minor Demolition and Alteration Works | Item | 98 | Rule | ✓ | 7 | Work to Existing Buildings | 7.1 | Minor Demolition and Alteration Works
| Bill 02 Demol. and Alter. _21.02.2024.xlsx | G |  |  | AKAM | [8 empty] | G — Thermal And Moisture Protection | G | GA0 | GA010 |  | Ref. D6; demolition for f&b stairs; Extra-Over for Complying to Authority Comments: Cutting of existing suspended RC slab to form new stair well; from basement 1 to second floor | 22.17 | m² | AED | 414.01 | 9178.6017 | 7.1 | Minor Demolition and Alteration Works | Volume (m³) | 98 | Rule | ✓ | 7 | Work to Existing Buildings | 7.1 | Minor Demolition and Alteration Works
| Bill 02 Demol. and Alter. _21.02.2024.xlsx | A |  |  | AKAM | [8 empty] | G — Thermal And Moisture Protection | G | GA0 | GA010 |  | Ref. D8; demolition for installation of new escalator from level 1 to level 2; Extra-Over for Complying to Authority Comments: Cutting of existing RC slab to form opening for new escalator; to first floor | 1.26 | m² | AED | 358.1 | 451.206 | 7.1 | Minor Demolition and Alteration Works | Volume (m³) | 98 | Rule | ✓ | 7 | Work to Existing Buildings | 7.1 | Minor Demolition and Alteration Works
| Bill 02 Demol. and Alter. _21.02.2024.xlsx | B |  |  | AKAM | [8 empty] | G — Thermal And Moisture Protection | G | GA0 | GA010 |  | Ref. D8; demolition for installation of new escalator from level 1 to level 2; Extra-Over for Complying to Authority Comments: Cutting of existing RC slab to form opening for new escalator; to second floor | 1.1 | m² | AED | 358.1 | 393.91 | 7.1 | Minor Demolition and Alteration Works | Volume (m³) | 98 | Rule | ✓ | 7 | Work to Existing Buildings | 7.1 | Minor Demolition and Alteration Works
| Bill 02 Demol. and Alter. _21.02.2024.xlsx | C |  |  | AKAM | [8 empty] | G — Thermal And Moisture Protection | G | GA0 | GA010 |  | Ref. D14; demolition for new ramp b2 to b1 level; Extra-Over for Complying to Authority Comments: Cutting of existing suspended RC slab to form slot for new ramp; to basement 1 | 6.08 | m² | AED | 414.01 | 2517.1808 | 7.1 | Minor Demolition and Alteration Works | Volume (m³) | 98 | Rule | ✓ | 7 | Work to Existing Buildings | 7.1 | Minor Demolition and Alteration Works
| Bill 02 Demol. and Alter. _21.02.2024.xlsx | D |  |  | AKAM | [8 empty] | G — Thermal And Moisture Protection | G | GA0 | GA010 |  | Ref. D17; demolition to allow formation of new bridging structure - no 1,2, 3 and 4.; Extra-Over for Complying to Authority Comments: Cutting of existing suspended RC slab to facilitate bridge connection; to first floor and second floor | 10.4 | m² | AED | 358.1 | 3724.24 | 7.1 | Minor Demolition and Alteration Works | Volume (m³) | 98 | Rule | ✓ | 7 | Work to Existing Buildings | 7.1 | Minor Demolition and Alteration Works
| Bill 02 Demol. and Alter. _21.02.2024.xlsx | E |  |  | AKAM | [8 empty] | G — Thermal And Moisture Protection | G | GA0 | GA010 |  | Ref. D18; demolition to form openings around the pulse.; Extra-Over for Complying to Authority Comments: Cutting of existing RC slab to to form opening around pulse; from first floor to lower roof | 10 | m² | AED | 358.1 | 3581 | 7.1 | Minor Demolition and Alteration Works | Volume (m³) | 98 | Rule | ✓ | 7 | Work to Existing Buildings | 7.1 | Minor Demolition and Alteration Works
| Bill 02 Demol. and Alter. _21.02.2024.xlsx | F |  |  | AKAM | [8 empty] | G — Thermal And Moisture Protection | G | GA0 | GA010 |  | Ref. D18; demolition to form openings around the pulse.; Extra-Over for Complying to Authority Comments: Cutting of existing RC slab to form opening top of raft slab to allow formation of new shear wall at Basement 02 | 11.2 | m² | AED | 332.0898 | 3719.4061 | 7.1 | Minor Demolition and Alteration Works | Volume (m³) | 98 | Rule | ✓ | 7 | Work to Existing Buildings | 7.1 | Minor Demolition and Alteration Works
| Bill 02 Demol. and Alter. _21.02.2024.xlsx | G |  |  | AKAM | [13 empty] | Ref. D19; demolition to reprofile existing openings - n0. 1,2,3,4,5, 6 and 7.; Extra-Over for Complying to Authority Comments: Break back and remove the covering of bulkhead and any architectural finishes on the existing hexagonal opening; to first floor and second floor | 76 | m | AED | 302.18 | 22965.68
| Bill 02 Demol. and Alter. _21.02.2024.xlsx | A |  |  | AKAM | [8 empty] | G — Thermal And Moisture Protection | G | GA0 | GA010 |  | Slab openings for proposed structural steel canopies. Size: 700mm x 250mm opening on 450mm thick slab | 40 | no | AED | 2064.494 | 82579.7592 | 7.1 | Minor Demolition and Alteration Works | Item | 95 | Rule | ✓ | 7 | Work to Existing Buildings | 7.1 | Minor Demolition and Alteration Works
| Bill 02 Demol. and Alter. _21.02.2024.xlsx | B |  |  | AKAM | [8 empty] | G — Thermal And Moisture Protection | G | GA0 | GA010 |  | Slab openings for proposed structural steel canopies. Size: 700mm x 250mm opening on 750mm thick slab | 18 | no | AED | 3440.8233 | 61934.8194 | 7.1 | Minor Demolition and Alteration Works | Item | 95 | Rule | ✓ | 7 | Work to Existing Buildings | 7.1 | Minor Demolition and Alteration Works
| Bill 02 Demol. and Alter. _21.02.2024.xlsx | C |  |  | AKAM | [8 empty] | G — Thermal And Moisture Protection | G | G02 | G0201 | G2 Coverings and linings | Slab opening infill including waterproofing:; 450mm thk slab | 3.15 | m³ | AED | 10230.93 | 32227.4295 | 2.3 | Roof | Area (m²) | 95 | Rule | ✓ | 2 | Superstructure | 2.3 | Roof
| Bill 02 Demol. and Alter. _21.02.2024.xlsx | D |  |  | AKAM | [8 empty] | G — Thermal And Moisture Protection | G | G02 | G0201 | G2 Coverings and linings | Slab opening infill including waterproofing:; 750mm thk slab | 2.3625 | m³ | AED | 10230.93 | 24170.5721 | 2.3 | Roof | Area (m²) | 95 | Rule | ✓ | 2 | Superstructure | 2.3 | Roof
| Bill 02 Demol. and Alter. _21.02.2024.xlsx | A |  |  | AKAM | [8 empty] | G — Thermal And Moisture Protection | G | GA0 | GA010 |  | Removal of internal finishes; including disposal to approved locations, cleaning, making good all work affected and all ancillary works as necessary; Extra-Over for Complying to Authority Comments: Removal of existing floor finish on mall concourse; from ground floor to second floor | 129.34 | m² | AED | 95.81 | 12392.0654 | 7.1 | Minor Demolition and Alteration Works | Item | 95 | Rule | ✓ | 7 | Work to Existing Buildings | 7.1 | Minor Demolition and Alteration Works
| Bill 02 Demol. and Alter. _21.02.2024.xlsx | B |  |  | AKAM | [8 empty] | G — Thermal And Moisture Protection | G | GA0 | GA010 |  | Removal of internal finishes; including disposal to approved locations, cleaning, making good all work affected and all ancillary works as necessary; Extra-Over for Complying to Authority Comments: Removal of bulkhead in preparation for newly shaped opening; to first floor and second floor | 76 | m | AED | 302.18 | 22965.68 | 7.1 | Minor Demolition and Alteration Works | Item | 95 | Rule | ✓ | 7 | Work to Existing Buildings | 7.1 | Minor Demolition and Alteration Works
| Bill 02 Demol. and Alter. _21.02.2024.xlsx | C |  |  | AKAM | [8 empty] | P — Conveying Systems | P | P02 | P0201 | P2 Sundries | Removal of internal finishes; including disposal to approved locations, cleaning, making good all work affected and all ancillary works as necessary; Extra-Over for Complying to Authority Comments: Removal of existing floor finishes for lift and escalator lobbies at parking | 31.34 | m² | AED | 114.38 | 3584.6692 | 5.10 | Lift and Conveyor Installations | Enumerated (nr) | 96 | Rule | ✓ | 5 | Services | 5.10 | Lift and Conveyor Installations
| Bill 02 Demol. and Alter. _21.02.2024.xlsx | D |  |  | AKAM | [8 empty] | G — Thermal And Moisture Protection | G | G02 | G0201 | G2 Coverings and linings | Roof Waterproofing; Extra-Over for Complying to Authority Comments: Waterproofing, Screed and Roof System reinstatement for the slab openings | 1 | sum | AED | 87345.3 | 87345.3 | 2.3 | Roof | Area (m²) | 95 | Rule | ✓ | 2 | Superstructure | 2.3 | Roof
| Bill 02 Demol. and Alter. _21.02.2024.xlsx | A |  |  | AKAM | [8 empty] | B — Site Work | B | B07 | B0701 | B7 Underpinning | Strengthening works; including supports, fixings, accessories and all ancillary works as necessary; Jacket existing column; size 1250 x 1250 x 3050mm high; to basement 2 | 6 | Nr. | AED |  | 0 | 7.1 | Minor Demolition and Alteration Works | Item | 95 | Rule | ✓ | 7 | Work to Existing Buildings | 7.1 | Minor Demolition and Alteration Works
| Bill 02 Demol. and Alter. _21.02.2024.xlsx | B |  |  | AKAM | [8 empty] | B — Site Work | B | B07 | B0701 | B7 Underpinning | Strengthening works; including supports, fixings, accessories and all ancillary works as necessary; Jacket existing column; size 1250 x 2000 x 3050mm high; to basement 2 | 3 | Nr. | AED |  | 0 | 7.1 | Minor Demolition and Alteration Works | Item | 95 | Rule | ✓ | 7 | Work to Existing Buildings | 7.1 | Minor Demolition and Alteration Works
| Bill 02 Demol. and Alter. _21.02.2024.xlsx | C |  |  | AKAM | [8 empty] | G — Thermal And Moisture Protection | G | GA0 | GA010 |  | Strengthening works; including supports, fixings, accessories and all ancillary works as necessary; Indicative props spaced at 500mm maximum on centers; 3050mm high; to basement 2 | 327 | Nr. | AED |  | 0 | 7.1 | Minor Demolition and Alteration Works | Enumerated (nr) | 95 | Rule | ✓ | 7 | Work to Existing Buildings | 7.1 | Minor Demolition and Alteration Works
| Bill 02 Demol. and Alter. _21.02.2024.xlsx | D |  |  | AKAM | [8 empty] | B — Site Work | B | B07 | B0701 | B7 Underpinning | Strengthening works; including supports, fixings, accessories and all ancillary works as necessary; Jacket existing column; size 850 x 1250 x 3250mm high; to basement 1 | 1 | Nr. | AED |  | 0 | 7.1 | Minor Demolition and Alteration Works | Item | 95 | Rule | ✓ | 7 | Work to Existing Buildings | 7.1 | Minor Demolition and Alteration Works
| Bill 02 Demol. and Alter. _21.02.2024.xlsx | E |  |  | AKAM | [8 empty] | B — Site Work | B | B07 | B0701 | B7 Underpinning | Strengthening works; including supports, fixings, accessories and all ancillary works as necessary; Jacket existing column; size 1250 x 1250 x 3250mm high; to basement 1 | 6 | Nr. | AED |  | 0 | 7.1 | Minor Demolition and Alteration Works | Item | 95 | Rule | ✓ | 7 | Work to Existing Buildings | 7.1 | Minor Demolition and Alteration Works
| Bill 02 Demol. and Alter. _21.02.2024.xlsx | F |  |  | AKAM | [8 empty] | B — Site Work | B | B07 | B0701 | B7 Underpinning | Strengthening works; including supports, fixings, accessories and all ancillary works as necessary; Jacket existing column; size 1250 x 2000 x 3250mm high; to basement 1 | 3 | Nr. | AED |  | Repriced - Refer to GMP Bill No. 13 for Strengthening Works | 7.1 | Minor Demolition and Alteration Works | Item | 95 | Rule | ✓ | 7 | Work to Existing Buildings | 7.1 | Minor Demolition and Alteration Works
| Bill 02 Demol. and Alter. _21.02.2024.xlsx | G |  |  | AKAM | [8 empty] | G — Thermal And Moisture Protection | G | GA0 | GA010 |  | Strengthening works; including supports, fixings, accessories and all ancillary works as necessary; RC wall buttress structure; size 600 x 1300 x 3250mm high; to basement 1 | 2 | Nr. | AED |  | 0 | 7.1 | Minor Demolition and Alteration Works | Item | 93 | Rule | ✓ | 7 | Work to Existing Buildings | 7.1 | Minor Demolition and Alteration Works
| Bill 02 Demol. and Alter. _21.02.2024.xlsx | H |  |  | AKAM | [8 empty] | G — Thermal And Moisture Protection | G | GA0 | GA010 |  | Strengthening works; including supports, fixings, accessories and all ancillary works as necessary; RC wall buttress structure; size 600 x 1500 x 3250mm high; to basement 1 | 1 | Nr. | AED |  | 0 | 7.1 | Minor Demolition and Alteration Works | Item | 93 | Rule | ✓ | 7 | Work to Existing Buildings | 7.1 | Minor Demolition and Alteration Works
| Bill 02 Demol. and Alter. _21.02.2024.xlsx | J |  |  | AKAM | [8 empty] | G — Thermal And Moisture Protection | G | GA0 | GA010 |  | Strengthening works; including supports, fixings, accessories and all ancillary works as necessary; Indicative props spaced at 500mm maximum on centers; 3250mm high; to basement 1 | 293 | Nr. | AED |  | 0 | 7.1 | Minor Demolition and Alteration Works | Enumerated (nr) | 95 | Rule | ✓ | 7 | Work to Existing Buildings | 7.1 | Minor Demolition and Alteration Works
| Bill 02 Demol. and Alter. _21.02.2024.xlsx | K |  |  | AKAM | [8 empty] | B — Site Work | B | B07 | B0701 | B7 Underpinning | Strengthening works; including supports, fixings, accessories and all ancillary works as necessary; Jacket existing column; size 1250 x 1250 x 3700mm high; to ground floor | 6 | Nr. | AED |  | 0 | 7.1 | Minor Demolition and Alteration Works | Item | 95 | Rule | ✓ | 7 | Work to Existing Buildings | 7.1 | Minor Demolition and Alteration Works
| Bill 02 Demol. and Alter. _21.02.2024.xlsx | L |  |  | AKAM | [8 empty] | B — Site Work | B | B07 | B0701 | B7 Underpinning | Strengthening works; including supports, fixings, accessories and all ancillary works as necessary; Jacket existing column; size 1250 x 2000 x 3700mm high; to ground floor | 3 | Nr. | AED |  | 0 | 7.1 | Minor Demolition and Alteration Works | Item | 95 | Rule | ✓ | 7 | Work to Existing Buildings | 7.1 | Minor Demolition and Alteration Works
| Bill 02 Demol. and Alter. _21.02.2024.xlsx | A |  |  | AKAM | [8 empty] | G — Thermal And Moisture Protection | G | GA0 | GA010 |  | STRUCTURE STRENGTHENING WORKS (Cont´d); RC wall buttress structure; size 600 x 1300 x 3700mm high; to ground floor | 2 | Nr. | AED |  | 0 | 7.1 | Minor Demolition and Alteration Works | Item | 95 | Rule | ✓ | 7 | Work to Existing Buildings | 7.1 | Minor Demolition and Alteration Works
| Bill 02 Demol. and Alter. _21.02.2024.xlsx | B |  |  | AKAM | [8 empty] | G — Thermal And Moisture Protection | G | GA0 | GA010 |  | STRUCTURE STRENGTHENING WORKS (Cont´d); RC wall buttress structure; size 600 x 1500 x 3700mm high; to ground floor | 1 | Nr. | AED |  | 0 | 7.1 | Minor Demolition and Alteration Works | Item | 95 | Rule | ✓ | 7 | Work to Existing Buildings | 7.1 | Minor Demolition and Alteration Works
| Bill 02 Demol. and Alter. _21.02.2024.xlsx | C |  |  | AKAM | [8 empty] | G — Thermal And Moisture Protection | G | GA0 | GA010 |  | STRUCTURE STRENGTHENING WORKS (Cont´d); Indicative props spaced at 500mm maximum on centers; 3700mm high; to ground floor | 75 | Nr. | AED |  | 0 | 7.1 | Minor Demolition and Alteration Works | Item | 95 | Rule | ✓ | 7 | Work to Existing Buildings | 7.1 | Minor Demolition and Alteration Works
| Bill 02 Demol. and Alter. _21.02.2024.xlsx | D |  |  | AKAM | [8 empty] | B — Site Work | B | B07 | B0701 | B7 Underpinning | STRUCTURE STRENGTHENING WORKS (Cont´d); Jacket existing column; size 1250 x 1250 x 3550mm high; to ground floor mezzanine | 6 | Nr. | AED |  | 0 | 7.1 | Minor Demolition and Alteration Works | Item | 95 | Rule | ✓ | 7 | Work to Existing Buildings | 7.1 | Minor Demolition and Alteration Works
| Bill 02 Demol. and Alter. _21.02.2024.xlsx | E |  |  | AKAM | [8 empty] | B — Site Work | B | B07 | B0701 | B7 Underpinning | STRUCTURE STRENGTHENING WORKS (Cont´d); Jacket existing column; size 1250 x 2000 x 3550mm high; to ground floor mezzanine | 3 | Nr. | AED |  | 0 | 7.1 | Minor Demolition and Alteration Works | Item | 95 | Rule | ✓ | 7 | Work to Existing Buildings | 7.1 | Minor Demolition and Alteration Works
| Bill 02 Demol. and Alter. _21.02.2024.xlsx | F |  |  | AKAM | [8 empty] | G — Thermal And Moisture Protection | G | GA0 | GA010 |  | STRUCTURE STRENGTHENING WORKS (Cont´d); RC wall buttress structure; size 600 x 1300 x 3550mm high; to ground floor mezzanine | 2 | Nr. | AED |  | 0 | 7.1 | Minor Demolition and Alteration Works | Item | 95 | Rule | ✓ | 7 | Work to Existing Buildings | 7.1 | Minor Demolition and Alteration Works
| Bill 02 Demol. and Alter. _21.02.2024.xlsx | G |  |  | AKAM | [8 empty] | G — Thermal And Moisture Protection | G | GA0 | GA010 |  | STRUCTURE STRENGTHENING WORKS (Cont´d); RC wall buttress structure; size 600 x 1500 x 3550mm high; to ground floor mezzanine | 1 | Nr. | AED |  | 0 | 7.1 | Minor Demolition and Alteration Works | Item | 95 | Rule | ✓ | 7 | Work to Existing Buildings | 7.1 | Minor Demolition and Alteration Works
| Bill 02 Demol. and Alter. _21.02.2024.xlsx | H |  |  | AKAM | [8 empty] | G — Thermal And Moisture Protection | G | GA0 | GA010 |  | STRUCTURE STRENGTHENING WORKS (Cont´d); Indicative props spaced at 500mm maximum on centers; 3550mm high; to ground floor mezzanine | 85 | Nr. | AED |  | 0 | 7.1 | Minor Demolition and Alteration Works | Item | 95 | Rule | ✓ | 7 | Work to Existing Buildings | 7.1 | Minor Demolition and Alteration Works
| Bill 02 Demol. and Alter. _21.02.2024.xlsx | J |  |  | AKAM | [8 empty] | B — Site Work | B | B07 | B0701 | B7 Underpinning | STRUCTURE STRENGTHENING WORKS (Cont´d); Jacket existing column; size 1250 x 1250 x 3500mm high; to first floor | 4 | Nr. | AED |  | 0 | 7.1 | Minor Demolition and Alteration Works | Item | 95 | Rule | ✓ | 7 | Work to Existing Buildings | 7.1 | Minor Demolition and Alteration Works
| Bill 02 Demol. and Alter. _21.02.2024.xlsx | K |  |  | AKAM | [8 empty] | B — Site Work | B | B07 | B0701 | B7 Underpinning | STRUCTURE STRENGTHENING WORKS (Cont´d); Jacket existing column; size 1250 x 2000 x 3500mm high; to first floor | 2 | Nr. | AED |  | 0 | 7.1 | Minor Demolition and Alteration Works | Item | 95 | Rule | ✓ | 7 | Work to Existing Buildings | 7.1 | Minor Demolition and Alteration Works
| Bill 02 Demol. and Alter. _21.02.2024.xlsx | L |  |  | AKAM | [8 empty] | G — Thermal And Moisture Protection | G | GA0 | GA010 |  | STRUCTURE STRENGTHENING WORKS (Cont´d); RC wall buttress structure; size 600 x 1300 x 3500mm high; to first floor | 2 | Nr. | AED |  | 0 | 7.1 | Minor Demolition and Alteration Works | Item | 95 | Rule | ✓ | 7 | Work to Existing Buildings | 7.1 | Minor Demolition and Alteration Works
| Bill 02 Demol. and Alter. _21.02.2024.xlsx | M |  |  | AKAM | [8 empty] | G — Thermal And Moisture Protection | G | GA0 | GA010 |  | STRUCTURE STRENGTHENING WORKS (Cont´d); RC wall buttress structure; size 600 x 1500 x 3500mm high; to first floor | 1 | Nr. | AED |  | 0 | 7.1 | Minor Demolition and Alteration Works | Item | 95 | Rule | ✓ | 7 | Work to Existing Buildings | 7.1 | Minor Demolition and Alteration Works
| Bill 02 Demol. and Alter. _21.02.2024.xlsx | N |  |  | AKAM | [8 empty] | G — Thermal And Moisture Protection | G | GA0 | GA010 |  | STRUCTURE STRENGTHENING WORKS (Cont´d); Indicative props spaced at 500mm maximum on centers; 3500mm high; to first floor | 79 | Nr. | AED |  | 0 | 7.1 | Minor Demolition and Alteration Works | Item | 95 | Rule | ✓ | 7 | Work to Existing Buildings | 7.1 | Minor Demolition and Alteration Works
| Bill 02 Demol. and Alter. _21.02.2024.xlsx | P |  |  | AKAM | [8 empty] | B — Site Work | B | B07 | B0701 | B7 Underpinning | STRUCTURE STRENGTHENING WORKS (Cont´d); Jacket existing column; size 1250 x 1250 x 2750mm high; to first floor mezzanine | 4 | Nr. | AED |  | 0 | 7.1 | Minor Demolition and Alteration Works | Item | 95 | Rule | ✓ | 7 | Work to Existing Buildings | 7.1 | Minor Demolition and Alteration Works
| Bill 02 Demol. and Alter. _21.02.2024.xlsx | A |  |  | AKAM | [8 empty] | B — Site Work | B | B07 | B0701 | B7 Underpinning | STRUCTURE STRENGTHENING WORKS (Cont´d); Jacket existing column; size 1250 x 2000 x 2750mm high; to first floor mezzanine | 2 | Nr. | AED |  | 0 | 7.1 | Minor Demolition and Alteration Works | Item | 95 | Rule | ✓ | 7 | Work to Existing Buildings | 7.1 | Minor Demolition and Alteration Works
| Bill 02 Demol. and Alter. _21.02.2024.xlsx | B |  |  | AKAM | [8 empty] | G — Thermal And Moisture Protection | G | GA0 | GA010 |  | STRUCTURE STRENGTHENING WORKS (Cont´d); RC wall buttress structure; size 600 x 1300 x 2750mm high; to first floor mezzanine | 2 | Nr. | AED |  | 0 | 7.1 | Minor Demolition and Alteration Works | Item | 95 | Rule | ✓ | 7 | Work to Existing Buildings | 7.1 | Minor Demolition and Alteration Works
| Bill 02 Demol. and Alter. _21.02.2024.xlsx | C |  |  | AKAM | [8 empty] | G — Thermal And Moisture Protection | G | GA0 | GA010 |  | STRUCTURE STRENGTHENING WORKS (Cont´d); RC wall buttress structure; size 600 x 1500 x 2750mm high; to first floor mezzanine | 1 | Nr. | AED |  | 0 | 7.1 | Minor Demolition and Alteration Works | Item | 95 | Rule | ✓ | 7 | Work to Existing Buildings | 7.1 | Minor Demolition and Alteration Works
| Bill 02 Demol. and Alter. _21.02.2024.xlsx | D |  |  | AKAM | [8 empty] | G — Thermal And Moisture Protection | G | GA0 | GA010 |  | STRUCTURE STRENGTHENING WORKS (Cont´d); Indicative props spaced at 500mm maximum on centers; 2750mm high; to first floor mezzanine | 70 | Nr. | AED |  | 0 | 7.1 | Minor Demolition and Alteration Works | Item | 95 | Rule | ✓ | 7 | Work to Existing Buildings | 7.1 | Minor Demolition and Alteration Works
| Bill 02 Demol. and Alter. _21.02.2024.xlsx | E |  |  | AKAM | [8 empty] | B — Site Work | B | B07 | B0701 | B7 Underpinning | STRUCTURE STRENGTHENING WORKS (Cont´d); Jacket existing column; size 1100 x 1100 x 3500mm high; to second floor | 4 | Nr. | AED |  | 0 | 7.1 | Minor Demolition and Alteration Works | Item | 95 | Rule | ✓ | 7 | Work to Existing Buildings | 7.1 | Minor Demolition and Alteration Works
| Bill 02 Demol. and Alter. _21.02.2024.xlsx | F |  |  | AKAM | [8 empty] | B — Site Work | B | B07 | B0701 | B7 Underpinning | STRUCTURE STRENGTHENING WORKS (Cont´d); Jacket existing column; size 1250 x 2000 x 3500mm high; to second floor | 2 | Nr. | AED |  | 0 | 7.1 | Minor Demolition and Alteration Works | Item | 95 | Rule | ✓ | 7 | Work to Existing Buildings | 7.1 | Minor Demolition and Alteration Works
| Bill 02 Demol. and Alter. _21.02.2024.xlsx | G |  |  | AKAM | [8 empty] | G — Thermal And Moisture Protection | G | GA0 | GA010 |  | STRUCTURE STRENGTHENING WORKS (Cont´d); RC wall buttress structure; size 600 x 1300 x 3500mm high; to second floor | 2 | Nr. | AED |  | Repriced - Refer to GMP Bill No. 13 for Strengthening Works | 7.1 | Minor Demolition and Alteration Works | Item | 95 | Rule | ✓ | 7 | Work to Existing Buildings | 7.1 | Minor Demolition and Alteration Works
| Bill 02 Demol. and Alter. _21.02.2024.xlsx | H |  |  | AKAM | [8 empty] | G — Thermal And Moisture Protection | G | GA0 | GA010 |  | STRUCTURE STRENGTHENING WORKS (Cont´d); RC wall buttress structure; size 600 x 1500 x 3500mm high; to second floor | 1 | Nr. | AED |  | 0 | 7.1 | Minor Demolition and Alteration Works | Item | 95 | Rule | ✓ | 7 | Work to Existing Buildings | 7.1 | Minor Demolition and Alteration Works
| Bill 02 Demol. and Alter. _21.02.2024.xlsx | J |  |  | AKAM | [8 empty] | G — Thermal And Moisture Protection | G | GA0 | GA010 |  | STRUCTURE STRENGTHENING WORKS (Cont´d); Indicative props spaced at 500mm maximum on centers; 3500mm high; to second floor | 74 | Nr. | AED |  | 0 | 7.1 | Minor Demolition and Alteration Works | Item | 95 | Rule | ✓ | 7 | Work to Existing Buildings | 7.1 | Minor Demolition and Alteration Works
| Bill 02 Demol. and Alter. _21.02.2024.xlsx | K |  |  | AKAM | [8 empty] | B — Site Work | B | B07 | B0701 | B7 Underpinning | STRUCTURE STRENGTHENING WORKS (Cont´d); Jacket existing column; size 1100 x 1100 x 2700mm high; to second floor mezzanine | 4 | Nr. | AED |  | 0 | 7.1 | Minor Demolition and Alteration Works | Item | 95 | Rule | ✓ | 7 | Work to Existing Buildings | 7.1 | Minor Demolition and Alteration Works
| Bill 02 Demol. and Alter. _21.02.2024.xlsx | L |  |  | AKAM | [8 empty] | B — Site Work | B | B07 | B0701 | B7 Underpinning | STRUCTURE STRENGTHENING WORKS (Cont´d); Jacket existing column; size 1250 x 2000 x 2700mm high; to second floor mezzanine | 2 | Nr. | AED |  | 0 | 7.1 | Minor Demolition and Alteration Works | Item | 95 | Rule | ✓ | 7 | Work to Existing Buildings | 7.1 | Minor Demolition and Alteration Works
| Bill 02 Demol. and Alter. _21.02.2024.xlsx | M |  |  | AKAM | [8 empty] | G — Thermal And Moisture Protection | G | GA0 | GA010 |  | STRUCTURE STRENGTHENING WORKS (Cont´d); RC wall buttress structure; size 600 x 1300 x 2700mm high; to second floor mezzanine | 2 | Nr. | AED |  | 0 | 7.1 | Minor Demolition and Alteration Works | Item | 95 | Rule | ✓ | 7 | Work to Existing Buildings | 7.1 | Minor Demolition and Alteration Works
| Bill 02 Demol. and Alter. _21.02.2024.xlsx | N |  |  | AKAM | [8 empty] | G — Thermal And Moisture Protection | G | GA0 | GA010 |  | STRUCTURE STRENGTHENING WORKS (Cont´d); RC wall buttress structure; size 600 x 1500 x 2700mm high; to second floor mezzanine | 1 | Nr. | AED |  | 0 | 7.1 | Minor Demolition and Alteration Works | Item | 95 | Rule | ✓ | 7 | Work to Existing Buildings | 7.1 | Minor Demolition and Alteration Works
| Bill 02 Demol. and Alter. _21.02.2024.xlsx | A |  |  | AKAM | [8 empty] | G — Thermal And Moisture Protection | G | GA0 | GA010 |  | STRUCTURE STRENGTHENING WORKS (Cont´d); Indicative props spaced at 500mm maximum on centers; 2700mm high; to second floor mezzanine | 71 | Nr. | AED |  | 0 | 7.1 | Minor Demolition and Alteration Works | Item | 95 | Rule | ✓ | 7 | Work to Existing Buildings | 7.1 | Minor Demolition and Alteration Works
| Bill 02 Demol. and Alter. _21.02.2024.xlsx | B |  |  | AKAM | [8 empty] | B — Site Work | B | B07 | B0701 | B7 Underpinning | STRUCTURE STRENGTHENING WORKS (Cont´d); Jacket existing column; size 1100 x 1100 x 2650mm high; to third floor | 4 | Nr. | AED |  | 0 | 7.1 | Minor Demolition and Alteration Works | Item | 95 | Rule | ✓ | 7 | Work to Existing Buildings | 7.1 | Minor Demolition and Alteration Works
| Bill 02 Demol. and Alter. _21.02.2024.xlsx | C |  |  | AKAM | [8 empty] | B — Site Work | B | B07 | B0701 | B7 Underpinning | STRUCTURE STRENGTHENING WORKS (Cont´d); Jacket existing column; size 1250 x 2000 x 2650mm high; to third floor | 2 | Nr. | AED |  | 0 | 7.1 | Minor Demolition and Alteration Works | Item | 95 | Rule | ✓ | 7 | Work to Existing Buildings | 7.1 | Minor Demolition and Alteration Works
| Bill 02 Demol. and Alter. _21.02.2024.xlsx | D |  |  | AKAM | [8 empty] | G — Thermal And Moisture Protection | G | GA0 | GA010 |  | STRUCTURE STRENGTHENING WORKS (Cont´d); RC wall buttress structure; size 600 x 1300 x 2650mm high; to third floor | 2 | Nr. | AED |  | 0 | 7.1 | Minor Demolition and Alteration Works | Item | 95 | Rule | ✓ | 7 | Work to Existing Buildings | 7.1 | Minor Demolition and Alteration Works
| Bill 02 Demol. and Alter. _21.02.2024.xlsx | E |  |  | AKAM | [8 empty] | G — Thermal And Moisture Protection | G | GA0 | GA010 |  | STRUCTURE STRENGTHENING WORKS (Cont´d); RC wall buttress structure; size 600 x 1500 x 2650mm high; to third floor | 1 | Nr. | AED |  | 0 | 7.1 | Minor Demolition and Alteration Works | Item | 95 | Rule | ✓ | 7 | Work to Existing Buildings | 7.1 | Minor Demolition and Alteration Works
| Bill 02 Demol. and Alter. _21.02.2024.xlsx | F |  |  | AKAM | [8 empty] | G — Thermal And Moisture Protection | G | GA0 | GA010 |  | STRUCTURE STRENGTHENING WORKS (Cont´d); Indicative props spaced at 500mm maximum on centers; 2650mm high; to third floor | 61 | Nr. | AED |  | 0 | 7.1 | Minor Demolition and Alteration Works | Item | 95 | Rule | ✓ | 7 | Work to Existing Buildings | 7.1 | Minor Demolition and Alteration Works
| Bill 02 Demol. and Alter. _21.02.2024.xlsx | G |  |  | AKAM | [8 empty] | C — Concrete Work | C | C02 | C0204 | C2 Poured concrete | Sundries; Additional rebar; dowel connection to existing to new structure | 83.75 | t | AED |  | 0 | 2.1 | Frame | Enumerated (nr) | 93 | Rule | ✓ | 2 | Superstructure | 2.1 | Frame
| Bill 02 Demol. and Alter. _21.02.2024.xlsx | H |  |  | AKAM | [8 empty] | C — Concrete Work | C | C02 | C0204 | C2 Poured concrete | Sundries; Post fix hilti | 51,899 | Nr | AED |  | 0 | 2.1 | Frame | Enumerated (nr) | 90 | Rule | ✓ | 2 | Superstructure | 2.1 | Frame
| Bill 02 Demol. and Alter. _21.02.2024.xlsx | A |  |  | AKAM | [8 empty] | P — Conveying Systems | P | P02 | P0201 | P2 Sundries | Re-installation of existing VT unit; complete with drive motor, balustrade, truss, steps control panel, gears, sprockets, switches, escalator safety mechanisms, hoisting/hauling, and all ancillary works as necessary; Re-installation of Escalator Unit; to garden walk area; replacement of damaged exterior cladding or other dismantled materials during relocations to be in good as before condition. | 4 | Nr. | AED |  | Included | 5.10 | Lift and Conveyor Installations | Enumerated (nr) | 96 | Rule | ✓ | 5 | Services | 5.10 | Lift and Conveyor Installations
| Bill 02 Demol. and Alter. _21.02.2024.xlsx | B |  |  | AKAM | [8 empty] | P — Conveying Systems | P | P02 | P0201 | P2 Sundries | Re-installation of existing VT unit; complete with drive motor, balustrade, truss, steps control panel, gears, sprockets, switches, escalator safety mechanisms, hoisting/hauling, and all ancillary works as necessary; Allow existing Equipment, Pipeworks, Ductworks and Accessories within the plant room shall be temporarily removed safely, stored and reinstated to facilitate civil works in grid line Z3 to Y9 and C1 to C4 at third floor | 1 | Item | AED | 8096.3 | 8096.3 | 5.10 | Lift and Conveyor Installations | Enumerated (nr) | 96 | Rule | ✓ | 5 | Services | 5.10 | Lift and Conveyor Installations
| Bill 02 Demol. and Alter. _21.02.2024.xlsx | A |  |  | AKAM | [8 empty] | G — Thermal And Moisture Protection | G | GA0 | GA010 |  | Existing Ductworks, Grille and Diffusers, Duct Accessories shall be temporally removed safely, stored and reinstated to facilitate the civil works at first floor mezzanine; EAD; size 150 x 150mm | 8 | m | AED | 136.05 | 1088.4 | 7.1 | Minor Demolition and Alteration Works | Length (m) | 95 | Rule | ✓ | 7 | Work to Existing Buildings | 7.1 | Minor Demolition and Alteration Works
| Bill 02 Demol. and Alter. _21.02.2024.xlsx | B |  |  | AKAM | [8 empty] | G — Thermal And Moisture Protection | G | GA0 | GA010 |  | Existing Ductworks, Grille and Diffusers, Duct Accessories shall be temporally removed safely, stored and reinstated to facilitate the civil works at first floor mezzanine; EAD; size 400 x 250mm | 11 | m | AED | 294.77 | 3242.47 | 7.1 | Minor Demolition and Alteration Works | Length (m) | 95 | Rule | ✓ | 7 | Work to Existing Buildings | 7.1 | Minor Demolition and Alteration Works
| Bill 02 Demol. and Alter. _21.02.2024.xlsx | C |  |  | AKAM | [8 empty] | G — Thermal And Moisture Protection | G | GA0 | GA010 |  | Existing Ductworks, Grille and Diffusers, Duct Accessories shall be temporally removed safely, stored and reinstated to facilitate the civil works at first floor mezzanine; EAD; size 450 x 250mm | 5 | m | AED | 317.44 | 1587.2 | 7.1 | Minor Demolition and Alteration Works | Length (m) | 95 | Rule | ✓ | 7 | Work to Existing Buildings | 7.1 | Minor Demolition and Alteration Works
| Bill 02 Demol. and Alter. _21.02.2024.xlsx | D |  |  | AKAM | [8 empty] | G — Thermal And Moisture Protection | G | GA0 | GA010 |  | Existing Ductworks, Grille and Diffusers, Duct Accessories shall be temporally removed safely, stored and reinstated to facilitate the civil works at first floor mezzanine; EAD; size 550 x 250mm | 2 | m | AED | 362.79 | 725.58 | 7.1 | Minor Demolition and Alteration Works | Length (m) | 95 | Rule | ✓ | 7 | Work to Existing Buildings | 7.1 | Minor Demolition and Alteration Works
| Bill 02 Demol. and Alter. _21.02.2024.xlsx | E |  |  | AKAM | [8 empty] | G — Thermal And Moisture Protection | G | GA0 | GA010 |  | Existing Ductworks, Grille and Diffusers, Duct Accessories shall be temporally removed safely, stored and reinstated to facilitate the civil works at first floor mezzanine; EAD; size 600 x 250mm | 9 | m | AED | 385.47 | 3469.23 | 7.1 | Minor Demolition and Alteration Works | Length (m) | 95 | Rule | ✓ | 7 | Work to Existing Buildings | 7.1 | Minor Demolition and Alteration Works
| Bill 02 Demol. and Alter. _21.02.2024.xlsx | F |  |  | AKAM | [8 empty] | G — Thermal And Moisture Protection | G | GA0 | GA010 |  | Existing Ductworks, Grille and Diffusers, Duct Accessories shall be temporally removed safely, stored and reinstated to facilitate the civil works at first floor mezzanine; EAD; size 650 x 250mm | 4 | m | AED | 408.14 | 1632.56 | 7.1 | Minor Demolition and Alteration Works | Length (m) | 95 | Rule | ✓ | 7 | Work to Existing Buildings | 7.1 | Minor Demolition and Alteration Works
| Bill 02 Demol. and Alter. _21.02.2024.xlsx | G |  |  | AKAM | [8 empty] | G — Thermal And Moisture Protection | G | GA0 | GA010 |  | Existing Ductworks, Grille and Diffusers, Duct Accessories shall be temporally removed safely, stored and reinstated to facilitate the civil works at first floor mezzanine; EAD; size 700 x 250mm | 2 | m | AED | 430.82 | 861.64 | 7.1 | Minor Demolition and Alteration Works | Length (m) | 95 | Rule | ✓ | 7 | Work to Existing Buildings | 7.1 | Minor Demolition and Alteration Works
| Bill 02 Demol. and Alter. _21.02.2024.xlsx | H |  |  | AKAM | [8 empty] | G — Thermal And Moisture Protection | G | GA0 | GA010 |  | Existing Ductworks, Grille and Diffusers, Duct Accessories shall be temporally removed safely, stored and reinstated to facilitate the civil works at first floor mezzanine; EAD; size 900 x 250mm | 24 | m | AED | 521.52 | 12516.48 | 7.1 | Minor Demolition and Alteration Works | Length (m) | 95 | Rule | ✓ | 7 | Work to Existing Buildings | 7.1 | Minor Demolition and Alteration Works
| Bill 02 Demol. and Alter. _21.02.2024.xlsx | J |  |  | AKAM | [8 empty] | G — Thermal And Moisture Protection | G | GA0 | GA010 |  | Existing Ductworks, Grille and Diffusers, Duct Accessories shall be temporally removed safely, stored and reinstated to facilitate the civil works at first floor mezzanine; FAD; size 150 x 150mm | 19 | m | AED | 136.05 | 2584.95 | 7.1 | Minor Demolition and Alteration Works | Length (m) | 95 | Rule | ✓ | 7 | Work to Existing Buildings | 7.1 | Minor Demolition and Alteration Works
| Bill 02 Demol. and Alter. _21.02.2024.xlsx | K |  |  | AKAM | [8 empty] | G — Thermal And Moisture Protection | G | GA0 | GA010 |  | Existing Ductworks, Grille and Diffusers, Duct Accessories shall be temporally removed safely, stored and reinstated to facilitate the civil works at first floor mezzanine; FAD; size 250 x 250mm | 81 | m | AED | 226.74 | 18365.94 | 7.1 | Minor Demolition and Alteration Works | Length (m) | 95 | Rule | ✓ | 7 | Work to Existing Buildings | 7.1 | Minor Demolition and Alteration Works
| Bill 02 Demol. and Alter. _21.02.2024.xlsx | L |  |  | AKAM | [8 empty] | G — Thermal And Moisture Protection | G | GA0 | GA010 |  | Existing Ductworks, Grille and Diffusers, Duct Accessories shall be temporally removed safely, stored and reinstated to facilitate the civil works at first floor mezzanine; FAD; size 300 x 300mm | 11 | m | AED | 272.09 | 2992.99 | 7.1 | Minor Demolition and Alteration Works | Length (m) | 95 | Rule | ✓ | 7 | Work to Existing Buildings | 7.1 | Minor Demolition and Alteration Works
| Bill 02 Demol. and Alter. _21.02.2024.xlsx | M |  |  | AKAM | [8 empty] | G — Thermal And Moisture Protection | G | GA0 | GA010 |  | Existing Ductworks, Grille and Diffusers, Duct Accessories shall be temporally removed safely, stored and reinstated to facilitate the civil works at first floor mezzanine; FAD; size 350 x 250mm | 61 | m | AED | 272.09 | 16597.49 | 7.1 | Minor Demolition and Alteration Works | Length (m) | 95 | Rule | ✓ | 7 | Work to Existing Buildings | 7.1 | Minor Demolition and Alteration Works
| Bill 02 Demol. and Alter. _21.02.2024.xlsx | N |  |  | AKAM | [8 empty] | G — Thermal And Moisture Protection | G | GA0 | GA010 |  | Existing Ductworks, Grille and Diffusers, Duct Accessories shall be temporally removed safely, stored and reinstated to facilitate the civil works at first floor mezzanine; FAD; size 350 x 300mm | 7 | m | AED | 294.77 | 2063.39 | 7.1 | Minor Demolition and Alteration Works | Length (m) | 95 | Rule | ✓ | 7 | Work to Existing Buildings | 7.1 | Minor Demolition and Alteration Works
| Bill 02 Demol. and Alter. _21.02.2024.xlsx | P |  |  | AKAM | [8 empty] | G — Thermal And Moisture Protection | G | GA0 | GA010 |  | Existing Ductworks, Grille and Diffusers, Duct Accessories shall be temporally removed safely, stored and reinstated to facilitate the civil works at first floor mezzanine; FAD; size 400 x 300mm | 9 | m | AED | 317.44 | 2856.96 | 7.1 | Minor Demolition and Alteration Works | Length (m) | 95 | Rule | ✓ | 7 | Work to Existing Buildings | 7.1 | Minor Demolition and Alteration Works
| Bill 02 Demol. and Alter. _21.02.2024.xlsx | Q |  |  | AKAM | [8 empty] | G — Thermal And Moisture Protection | G | GA0 | GA010 |  | Existing Ductworks, Grille and Diffusers, Duct Accessories shall be temporally removed safely, stored and reinstated to facilitate the civil works at first floor mezzanine; FAD; size 450 x 250mm | 9 | m | AED | 317.44 | 2856.96 | 7.1 | Minor Demolition and Alteration Works | Length (m) | 95 | Rule | ✓ | 7 | Work to Existing Buildings | 7.1 | Minor Demolition and Alteration Works
| Bill 02 Demol. and Alter. _21.02.2024.xlsx | R |  |  | AKAM | [8 empty] | G — Thermal And Moisture Protection | G | GA0 | GA010 |  | Existing Ductworks, Grille and Diffusers, Duct Accessories shall be temporally removed safely, stored and reinstated to facilitate the civil works at first floor mezzanine; FAD; size 450 x 300mm | 15 | m | AED | 340.12 | 5101.8 | 7.1 | Minor Demolition and Alteration Works | Length (m) | 95 | Rule | ✓ | 7 | Work to Existing Buildings | 7.1 | Minor Demolition and Alteration Works
| Bill 02 Demol. and Alter. _21.02.2024.xlsx | S |  |  | AKAM | [8 empty] | G — Thermal And Moisture Protection | G | GA0 | GA010 |  | Existing Ductworks, Grille and Diffusers, Duct Accessories shall be temporally removed safely, stored and reinstated to facilitate the civil works at first floor mezzanine; FAD; size 500 x 300mm | 2 | m | AED | 362.79 | 725.58 | 7.1 | Minor Demolition and Alteration Works | Length (m) | 95 | Rule | ✓ | 7 | Work to Existing Buildings | 7.1 | Minor Demolition and Alteration Works
| Bill 02 Demol. and Alter. _21.02.2024.xlsx | T |  |  | AKAM | [8 empty] | G — Thermal And Moisture Protection | G | GA0 | GA010 |  | Existing Ductworks, Grille and Diffusers, Duct Accessories shall be temporally removed safely, stored and reinstated to facilitate the civil works at first floor mezzanine; FAD; size 550 x 300mm | 10 | m | AED | 385.47 | 3854.7 | 7.1 | Minor Demolition and Alteration Works | Length (m) | 95 | Rule | ✓ | 7 | Work to Existing Buildings | 7.1 | Minor Demolition and Alteration Works
| Bill 02 Demol. and Alter. _21.02.2024.xlsx | U |  |  | AKAM | [8 empty] | G — Thermal And Moisture Protection | G | GA0 | GA010 |  | Existing Ductworks, Grille and Diffusers, Duct Accessories shall be temporally removed safely, stored and reinstated to facilitate the civil works at first floor mezzanine; FAD; size 600 x 250mm | 16 | m | AED | 385.47 | 6167.52 | 7.1 | Minor Demolition and Alteration Works | Length (m) | 95 | Rule | ✓ | 7 | Work to Existing Buildings | 7.1 | Minor Demolition and Alteration Works
| Bill 02 Demol. and Alter. _21.02.2024.xlsx | A |  |  | AKAM | [8 empty] | Q — Mechanical Engineering Installations | Q | Q03 | Q0301 | Q3 Ductwork | MECHANICAL ENGINEERING INSTALLATIONS (Cont´d); FAD; size 600 x 300mm | 19 | m | AED | 408.14 | 7754.66 | 5.6 | Space Heating and Air Treatment | Length (m) | 93 | Rule | ✓ | 5 | Services | 5.6 | Space Heating and Air Treatment
| Bill 02 Demol. and Alter. _21.02.2024.xlsx | B |  |  | AKAM | [8 empty] | Q — Mechanical Engineering Installations | Q | Q03 | Q0301 | Q3 Ductwork | MECHANICAL ENGINEERING INSTALLATIONS (Cont´d); FAD; size 600 x 400mm | 10 | m | AED | 453.49 | 4534.9 | 5.6 | Space Heating and Air Treatment | Length (m) | 93 | Rule | ✓ | 5 | Services | 5.6 | Space Heating and Air Treatment
| Bill 02 Demol. and Alter. _21.02.2024.xlsx | C |  |  | AKAM | [8 empty] | Q — Mechanical Engineering Installations | Q | Q03 | Q0301 | Q3 Ductwork | MECHANICAL ENGINEERING INSTALLATIONS (Cont´d); FAD; size 650 x 350mm | 9 | m | AED | 453.49 | 4081.41 | 5.6 | Space Heating and Air Treatment | Length (m) | 93 | Rule | ✓ | 5 | Services | 5.6 | Space Heating and Air Treatment
| Bill 02 Demol. and Alter. _21.02.2024.xlsx | D |  |  | AKAM | [8 empty] | Q — Mechanical Engineering Installations | Q | Q03 | Q0301 | Q3 Ductwork | MECHANICAL ENGINEERING INSTALLATIONS (Cont´d); FAD; size 750 x 250mm | 6 | m | AED | 453.49 | 2720.94 | 5.6 | Space Heating and Air Treatment | Length (m) | 93 | Rule | ✓ | 5 | Services | 5.6 | Space Heating and Air Treatment
| Bill 02 Demol. and Alter. _21.02.2024.xlsx | E |  |  | AKAM | [8 empty] | Q — Mechanical Engineering Installations | Q | Q03 | Q0301 | Q3 Ductwork | MECHANICAL ENGINEERING INSTALLATIONS (Cont´d); FAD; size 750 x 300mm | 6 | m | AED | 476.17 | 2857.02 | 5.6 | Space Heating and Air Treatment | Length (m) | 93 | Rule | ✓ | 5 | Services | 5.6 | Space Heating and Air Treatment
| Bill 02 Demol. and Alter. _21.02.2024.xlsx | F |  |  | AKAM | [8 empty] | Q — Mechanical Engineering Installations | Q | Q03 | Q0301 | Q3 Ductwork | MECHANICAL ENGINEERING INSTALLATIONS (Cont´d); FAD; size 750 x 400mm | 2 | m | AED | 521.52 | 1043.04 | 5.6 | Space Heating and Air Treatment | Length (m) | 93 | Rule | ✓ | 5 | Services | 5.6 | Space Heating and Air Treatment
| Bill 02 Demol. and Alter. _21.02.2024.xlsx | G |  |  | AKAM | [8 empty] | Q — Mechanical Engineering Installations | Q | Q03 | Q0301 | Q3 Ductwork | MECHANICAL ENGINEERING INSTALLATIONS (Cont´d); FAD; size 1000 x 300mm | 8 | m | AED | 589.54 | 4716.32 | 5.6 | Space Heating and Air Treatment | Length (m) | 93 | Rule | ✓ | 5 | Services | 5.6 | Space Heating and Air Treatment
| Bill 02 Demol. and Alter. _21.02.2024.xlsx | H |  |  | AKAM | [13 empty] | Flexible duct; various size | 7 | m | AED | 50.83 | 355.81
| Bill 02 Demol. and Alter. _21.02.2024.xlsx | J |  |  | AKAM | [8 empty] | Q — Mechanical Engineering Installations | Q | Q02 | Q0201 | Q2 Pipework and gutterwork | Duct accessories; Jet nozzle with flexible duct 200mm diameter | 5 | Nr. | AED | 1278.44 | 6392.2 | 5.6 | Space Heating and Air Treatment | Length (m) | 90 | Rule | ✓ | 5 | Services | 5.6 | Space Heating and Air Treatment
| Bill 02 Demol. and Alter. _21.02.2024.xlsx | K |  |  | AKAM | [8 empty] | Q — Mechanical Engineering Installations | Q | Q02 | Q0201 | Q2 Pipework and gutterwork | Duct accessories; Jet nozzle; size 250mm diameter | 4 | Nr. | AED | 1467.16 | 5868.64 | 5.6 | Space Heating and Air Treatment | Length (m) | 88 | Rule | ✓ | 5 | Services | 5.6 | Space Heating and Air Treatment
| Bill 02 Demol. and Alter. _21.02.2024.xlsx | L |  |  | AKAM | [13 empty] | Duct accessories; Return jet nozzle: size 250mm | 7 | Nr. | AED | 1540.03 | 10780.21
| Bill 02 Demol. and Alter. _21.02.2024.xlsx | M |  |  | AKAM | [8 empty] | Q — Mechanical Engineering Installations | Q | Q03 | Q0301 | Q3 Ductwork | Duct accessories; VCD; size 150 x 150mm | 2 | Nr. | AED | 90.22 | 180.44 | 5.6 | Space Heating and Air Treatment | Length (m) | 93 | Rule | ✓ | 5 | Services | 5.6 | Space Heating and Air Treatment
| Bill 02 Demol. and Alter. _21.02.2024.xlsx | N |  |  | AKAM | [8 empty] | Q — Mechanical Engineering Installations | Q | Q03 | Q0301 | Q3 Ductwork | Duct accessories; VCD; size 250 x 250mm | 33 | Nr. | AED | 134.88 | 4451.04 | 5.6 | Space Heating and Air Treatment | Length (m) | 93 | Rule | ✓ | 5 | Services | 5.6 | Space Heating and Air Treatment
| Bill 02 Demol. and Alter. _21.02.2024.xlsx | P |  |  | AKAM | [8 empty] | Q — Mechanical Engineering Installations | Q | Q03 | Q0301 | Q3 Ductwork | Duct accessories; VCD; size 400 x 250mm | 2 | Nr. | AED | 172.1 | 344.2 | 5.6 | Space Heating and Air Treatment | Length (m) | 93 | Rule | ✓ | 5 | Services | 5.6 | Space Heating and Air Treatment
| Bill 02 Demol. and Alter. _21.02.2024.xlsx | Q |  |  | AKAM | [8 empty] | Q — Mechanical Engineering Installations | Q | Q03 | Q0301 | Q3 Ductwork | Duct accessories; VCD; size 450 x 250mm | 2 | Nr. | AED | 181.71 | 363.42 | 5.6 | Space Heating and Air Treatment | Length (m) | 93 | Rule | ✓ | 5 | Services | 5.6 | Space Heating and Air Treatment
| Bill 02 Demol. and Alter. _21.02.2024.xlsx | R |  |  | AKAM | [8 empty] | Q — Mechanical Engineering Installations | Q | Q03 | Q0301 | Q3 Ductwork | Duct accessories; VCD; size 650 x 250mm | 1 | Nr. | AED | 236.75 | 236.75 | 5.6 | Space Heating and Air Treatment | Length (m) | 93 | Rule | ✓ | 5 | Services | 5.6 | Space Heating and Air Treatment
| Bill 02 Demol. and Alter. _21.02.2024.xlsx | S |  |  | AKAM | [8 empty] | Q — Mechanical Engineering Installations | Q | Q03 | Q0301 | Q3 Ductwork | Duct accessories; VCD; size 700 x 250mm | 1 | Nr. | AED | 250.16 | 250.16 | 5.6 | Space Heating and Air Treatment | Length (m) | 93 | Rule | ✓ | 5 | Services | 5.6 | Space Heating and Air Treatment
| Bill 02 Demol. and Alter. _21.02.2024.xlsx | A |  |  | AKAM | [13 empty] | Grille and diffuser; RLSD; size 1000mm long x 3 slots 3/4 width | 21 | Nr. | AED | 239.77 | 5035.17
| Bill 02 Demol. and Alter. _21.02.2024.xlsx | B |  |  | AKAM | [13 empty] | Grille and diffuser; SLSD; size 1000mm long x 3 slots 3/4 width each with 200 mm flexible duct | 18 | Nr. | AED | 653.16 | 11756.88
| Bill 02 Demol. and Alter. _21.02.2024.xlsx | C |  |  | AKAM | [13 empty] | Grille and diffuser; RLSD; 4000mm long x 3 slots 3/4 width | 6 | Nr. | AED | 959.1 | 5754.6
| Bill 02 Demol. and Alter. _21.02.2024.xlsx | D |  |  | AKAM | [13 empty] | Grille and diffuser; RLSD; various size | 6 | Nr. | AED | 359.66 | 2157.96
| Bill 02 Demol. and Alter. _21.02.2024.xlsx | E |  |  | AKAM | [13 empty] | Grille and diffuser; SLSD; various size | 6 | Nr. | AED | 979.74 | 5878.44
| Bill 02 Demol. and Alter. _21.02.2024.xlsx | F |  |  | AKAM | [13 empty] | Grille and diffuser; SLBG; various size | 1 | Nr. | AED | 199.57 | 199.57
| Bill 02 Demol. and Alter. _21.02.2024.xlsx | G |  |  | AKAM | [13 empty] | Grille and diffuser; RLBG; various size | 1 | Nr. | AED | 230.96 | 230.96
| Bill 02 Demol. and Alter. _21.02.2024.xlsx | H |  |  | AKAM | [8 empty] | Q — Mechanical Engineering Installations | Q | Q05 | Q0501 | Q5 Automatic controls | Re-installation of existing Fire Hose Cabinet: including valves, fire extinguishers, hose reel, supports, making good and all ancillary works as necessary; Fire hose cabinet - FHC-2 | 6 | Nr. | AED | 679.93 | 4079.58 | 5.6 | Space Heating and Air Treatment | Enumerated (nr) | 97 | Rule | ✓ | 5 | Services | 5.6 | Space Heating and Air Treatment
| Bill 02 Demol. and Alter. _21.02.2024.xlsx | J |  |  | AKAM | [8 empty] | B — Site Work | B | B07 | B0701 | B7 Underpinning | Sundries; Allow to any dismantling works, relocation, modification works and for the purposes of connections to the existing services. | 1 | Item | AED | 20077.82 | 20077.82 | 7.1 | Minor Demolition and Alteration Works | Item | 95 | Rule | ✓ | 7 | Work to Existing Buildings | 7.1 | Minor Demolition and Alteration Works
| Bill 02 Demol. and Alter. _21.02.2024.xlsx | K |  |  | AKAM | [8 empty] | A — General Requirements | A | A01 | A0101 | Conditions of contract | Sundries; Allow for all other works required or implied by the specifications and/or drawings | 1 | Item | AED |  | N/A | 9.1 | Preliminaries / General Requirements | Item | 88 | Rule | ✓ | 9 | Preliminaries / General Requirements | 9.1 | Preliminaries / General Requirements
| Bill 02 Demol. and Alter. _21.02.2024.xlsx | L |  |  | AKAM | [8 empty] | A — General Requirements | A | A01 | A0101 | Conditions of contract | Sundries; Allow for protecting all the works in all system | 1 | Item | AED | 12900.87 | 12900.87 | 9.1 | Preliminaries / General Requirements | Item | 88 | Rule | ✓ | 9 | Preliminaries / General Requirements | 9.1 | Preliminaries / General Requirements
| Bill 02 Demol. and Alter. _21.02.2024.xlsx | M |  |  | AKAM | [8 empty] | A — General Requirements | A | A01 | A0101 | Conditions of contract | Sundries; Allow for providing protective finishes | 1 | Item | AED | 10454.15 | 10454.15 | 9.1 | Preliminaries / General Requirements | Item | 88 | Rule | ✓ | 9 | Preliminaries / General Requirements | 9.1 | Preliminaries / General Requirements
| Bill 02 Demol. and Alter. _21.02.2024.xlsx | A |  |  | AKAM | [8 empty] | R — Electrical Engineering Installations | R | R02 | R0203 | R2 Main circuits | Re-routing of remove existing cable containment (additional containment measured elsewhere) including all ancillary works as necessary; 100 x 150mm wide cable tray | 103 | m | AED | 52.44 | 5401.32 | 5.8 | Electrical Installations | Length (m) | 97 | Rule | ✓ | 5 | Services | 5.8 | Electrical Installations
| Bill 02 Demol. and Alter. _21.02.2024.xlsx | B |  |  | AKAM | [8 empty] | R — Electrical Engineering Installations | R | R02 | R0203 | R2 Main circuits | Re-routing of remove existing cable containment (additional containment measured elsewhere) including all ancillary works as necessary; 100 x 200mm wide cable tray | 110 | m | AED | 53.11 | 5842.1 | 5.8 | Electrical Installations | Length (m) | 97 | Rule | ✓ | 5 | Services | 5.8 | Electrical Installations
| Bill 02 Demol. and Alter. _21.02.2024.xlsx | C |  |  | AKAM | [8 empty] | R — Electrical Engineering Installations | R | R02 | R0203 | R2 Main circuits | Re-routing of remove existing cable containment (additional containment measured elsewhere) including all ancillary works as necessary; 100 x 300mm wide cable tray | 82 | m | AED | 57.55 | 4719.1 | 5.8 | Electrical Installations | Length (m) | 97 | Rule | ✓ | 5 | Services | 5.8 | Electrical Installations
| Bill 02 Demol. and Alter. _21.02.2024.xlsx | D |  |  | AKAM | [8 empty] | R — Electrical Engineering Installations | R | R02 | R0203 | R2 Main circuits | Re-routing of remove existing cable containment (additional containment measured elsewhere) including all ancillary works as necessary; 100 x 750mm wide cable tray | 27 | m | AED | 82.57 | 2229.39 | 5.8 | Electrical Installations | Length (m) | 97 | Rule | ✓ | 5 | Services | 5.8 | Electrical Installations
| Bill 02 Demol. and Alter. _21.02.2024.xlsx | E |  |  | AKAM | [8 empty] | R — Electrical Engineering Installations | R | R02 | R0203 | R2 Main circuits | Re-routing of remove existing cable containment (additional containment measured elsewhere) including all ancillary works as necessary; 100 x 900mm wide cable tray | 326 | m | AED | 90.96 | 29652.96 | 5.8 | Electrical Installations | Length (m) | 97 | Rule | ✓ | 5 | Services | 5.8 | Electrical Installations
| Bill 02 Demol. and Alter. _21.02.2024.xlsx | F |  |  | AKAM | [8 empty] | R — Electrical Engineering Installations | R | R02 | R0203 | R2 Main circuits | Re-installation of remove existing cable containment including all ancillary works as necessary; 100mm wide cable tray | 27 | m | AED | 44.59 | 1203.93 | 5.8 | Electrical Installations | Length (m) | 97 | Rule | ✓ | 5 | Services | 5.8 | Electrical Installations
| Bill 02 Demol. and Alter. _21.02.2024.xlsx | G |  |  | AKAM | [8 empty] | R — Electrical Engineering Installations | R | R02 | R0203 | R2 Main circuits | Re-installation of remove existing cable containment including all ancillary works as necessary; 150mm wide cable tray | 12 | m | AED | 46.78 | 561.36 | 5.8 | Electrical Installations | Length (m) | 97 | Rule | ✓ | 5 | Services | 5.8 | Electrical Installations
| Bill 02 Demol. and Alter. _21.02.2024.xlsx | A |  |  | AKAM | [8 empty] | R — Electrical Engineering Installations | R | R02 | R0203 | R2 Main circuits | ELECTRICAL ENGINEERING INSTALLATIONS (Cont´d); 450mm wide cable tray | 21 | m | AED | 59.83 | 1256.43 | 5.8 | Electrical Installations | Length (m) | 97 | Rule | ✓ | 5 | Services | 5.8 | Electrical Installations
| Bill 02 Demol. and Alter. _21.02.2024.xlsx | B |  |  | AKAM | [8 empty] | R — Electrical Engineering Installations | R | R02 | R0203 | R2 Main circuits | ELECTRICAL ENGINEERING INSTALLATIONS (Cont´d); 750mm wide cable tray | 46 | m | AED | 71.24 | 3277.04 | 5.8 | Electrical Installations | Length (m) | 97 | Rule | ✓ | 5 | Services | 5.8 | Electrical Installations
| Bill 02 Demol. and Alter. _21.02.2024.xlsx | C |  |  | AKAM | [8 empty] | R — Electrical Engineering Installations | R | R02 | R0203 | R2 Main circuits | ELECTRICAL ENGINEERING INSTALLATIONS (Cont´d); 900mm wide cable tray | 137 | m | AED | 77.47 | 10613.39 | 5.8 | Electrical Installations | Length (m) | 97 | Rule | ✓ | 5 | Services | 5.8 | Electrical Installations
| Bill 02 Demol. and Alter. _21.02.2024.xlsx | D |  |  | AKAM | [8 empty] | R — Electrical Engineering Installations | R | R08 | R0801 | R8 Connections to supply mains | Re-location of remove existing earth pit including all ancillary works as necessary; Earth pit | 6 | Nr. | AED | 3960.82 | 23764.92 | 5.11 | Fire and Lightning Protection | Enumerated (nr) | 97 | Rule | ✓ | 5 | Services | 5.11 | Fire and Lightning Protection
| Bill 02 Demol. and Alter. _21.02.2024.xlsx | E |  |  | AKAM | [8 empty] | R — Electrical Engineering Installations | R | R02 | R0203 | R2 Main circuits | Others; Allow for temporarily removed, stored safely and reinstated of cable trays within the plant room at lower and upper roof after civil works | 1 | Item | AED | 12142.89 | 12142.89 | 5.8 | Electrical Installations | Length (m) | 97 | Rule | ✓ | 5 | Services | 5.8 | Electrical Installations
| Bill 02 Demol. and Alter. _21.02.2024.xlsx | F |  |  | AKAM | [8 empty] | A — General Requirements | A | A01 | A0101 | Conditions of contract | Others; Allow for temporarily removed, stored safely and reinstated of existing electrical devices with in the plant room at lower roof floor after civil works | 1 | Item | AED | 12142.89 | 12142.89 | 9.1 | Preliminaries / General Requirements | Item | 88 | Rule | ✓ | 9 | Preliminaries / General Requirements | 9.1 | Preliminaries / General Requirements
| Bill 02 Demol. and Alter. _21.02.2024.xlsx | G |  |  | AKAM | [8 empty] | R — Electrical Engineering Installations | R | R08 | R0802 | R8 Connections to supply mains | Others; Allow for temporarily removed, stored safely and reinstated of all air terminal within the plant room after civil works at lower roof | 1 | Item | AED | 6071.44 | 6071.44 | 5.11 | Fire and Lightning Protection | Enumerated (nr) | 97 | Rule | ✓ | 5 | Services | 5.11 | Fire and Lightning Protection
| Bill 02 Demol. and Alter. _21.02.2024.xlsx | H |  |  | AKAM | [8 empty] | A — General Requirements | A | A01 | A0101 | Conditions of contract | Others; Allow for temporarily removed, stored safely and reinstated of all lighting within the plant room at lower and upper roof after civil works | 1 | Item | AED | 6071.44 | 6071.44 | 9.1 | Preliminaries / General Requirements | Item | 88 | Rule | ✓ | 9 | Preliminaries / General Requirements | 9.1 | Preliminaries / General Requirements
| Bill 02 Demol. and Alter. _21.02.2024.xlsx | J |  |  | AKAM | [8 empty] | R — Electrical Engineering Installations | R | R02 | R0201 | R2 Main circuits | Others; Allow for temporarily removed, stored safely and reinstated of all emergency lighting within the plant room at lower and upper roof after civil works | 1 | Item | AED | 6071.44 | 6071.44 | 5.11 | Fire and Lightning Protection | Enumerated (nr) | 95 | Rule | ✓ | 5 | Services | 5.11 | Fire and Lightning Protection
| Bill 02 Demol. and Alter. _21.02.2024.xlsx | K |  |  | AKAM | [8 empty] | A — General Requirements | A | A01 | A0101 | Conditions of contract | Others; Allow for temporarily removed, stored safely and reinstated of all telecom devices within the plant room at lower and upper roof after civil works | 1 | Item | AED | 6071.44 | 6071.44 | 9.1 | Preliminaries / General Requirements | Item | 88 | Rule | ✓ | 9 | Preliminaries / General Requirements | 9.1 | Preliminaries / General Requirements
| Bill 02 Demol. and Alter. _21.02.2024.xlsx | A |  |  | AKAM | [8 empty] | A — General Requirements | A | A01 | A0101 | Conditions of contract | ELECTRICAL ENGINEERING INSTALLATIONS (Cont´d); Allow for temporarily removed, stored safely and reinstated of all TETRA (antenna) devices within the plant room at lower and upper roof after civil works | 1 | Item | AED | 13492.1 | 13492.1 | 9.1 | Preliminaries / General Requirements | Item | 88 | Rule | ✓ | 9 | Preliminaries / General Requirements | 9.1 | Preliminaries / General Requirements
| Bill 02 Demol. and Alter. _21.02.2024.xlsx | B |  |  | AKAM | [8 empty] | A — General Requirements | A | A01 | A0101 | Conditions of contract | ELECTRICAL ENGINEERING INSTALLATIONS (Cont´d); Allow for temporarily removed, stored safely and reinstated of all fire detection and alarm system devices within the plant room at lower and upper roof after civil works | 1 | Item | AED | 13492.1 | 13492.1 | 9.1 | Preliminaries / General Requirements | Item | 88 | Rule | ✓ | 9 | Preliminaries / General Requirements | 9.1 | Preliminaries / General Requirements
| Bill 02 Demol. and Alter. _21.02.2024.xlsx | A |  |  | AKAM | [8 empty] | A — General Requirements | A | A01 | A0101 | Conditions of contract | GENERALLY; Allow for any other works which are not included above and which are required to complete the Alterations in accordance with the Specification and the Drawings (Tenderer to list below): |  |  | AED |  |  | 9.1 | Preliminaries / General Requirements | Item | 90 | Rule | ✓ | 9 | Preliminaries / General Requirements | 9.1 | Preliminaries / General Requirements
| Bill 02 Demol. and Alter. _21.02.2024.xlsx | B |  |  | AKAM | [8 empty] | A — General Requirements | A | A02 | A0201 | Specification | BWIC & PRELIMINARIES FOR MEP; Builder's work in connection (BWIC) with Mechanical Engineering Installations | 1 | Item | AED | 179679.95 | 179679.95 | 5.14 | Builder's Work in Connection with Services | Item | 90 | Rule | ✓ | 5 | Services | 5.14 | Builder's Work in Connection with Services
| Bill 02 Demol. and Alter. _21.02.2024.xlsx | C |  |  | AKAM | [8 empty] | A — General Requirements | A | A01 | A0101 | Conditions of contract | BWIC & PRELIMINARIES FOR MEP; Preliminaries for MEP Works within Bill No. 2 | 1 | Item | AED | 980652.48 | 980652.48 | 9.1 | Preliminaries / General Requirements | Item | 90 | Rule | ✓ | 9 | Preliminaries / General Requirements | 9.1 | Preliminaries / General Requirements
GRAND TOTAL · 716 items | [23 empty] | 28368049.8449

## Bill 2 Demo EO
Bill 02 Demol. and Alter. _21.02.2024 · Bill 2 Demo EO
A–G = original bill · H–O = POMI + NRM coding · ✓ rule/AI ≥85% · ⚠ fuzzy/AI <85% = review
Row | Item Ref | Description | Qty | Unit | Rate AED | Amount AED | POMI Sec | POMI Code | NRM | NRM Description | Measurement | Conf% | Stage | Flag
2 |  |  |  |  | AED | AED
▸ DEMOLITIONS
▸ CUTTING / REMOVALS; STRUCTURAL
▸ Note: Please refer to the following:
▸ 1. Demolition Plan Drawing Nr. S-12200 series
▸ 2. Demolition Section and Details Drawing Nr. S-30200 series
▸ Demolition/Cutting of concrete structures including necessary propping, frames, supports, protection, making good of adjacent structures, offsite disposal to approved locations and all ancillary works as necessary
▸ Ref. D1; demolition for back of house lift 1,2 and 3. (SE-m-08, SE-m-09, SE-m-10)
18 | A | Ref. D1; demolition for back of house lift 1,2 and 3. (SE-m-08, SE-m-09, SE-m-10); Extra-Over for Complying to Authority Comments: Break to remove ground bearing slab over compacted fill to expose top of raft slab and allow connection of new shaft walls to be formed; to basement 2 | 25.04 | m² | 358.1 | 8966.824 | G | GA010100 | 7.1 | Minor Demolition – Break Out | Item | 98 | Rule | ✓
20 | B | Ref. D1; demolition for back of house lift 1,2 and 3. (SE-m-08, SE-m-09, SE-m-10); Extra-Over for Complying to Authority Comments: Cutting of existing suspended RC slab to form new service lift shaft; from basement 1 to second floor mezzanine | 27.62 | m² | 414.01 | 11434.9562 | G | GA010100 | 7.1 | Minor Demolition – RC Slab | Volume (m³) | 98 | Rule | ✓
▸ Ref. D3; demolition for waitrose trolley lift (pe-m-21, pe-m-22)
24 | C | Ref. D3; demolition for waitrose trolley lift (pe-m-21, pe-m-22); Extra-Over for Complying to Authority Comments: Cutting of existing suspended RC slab to form new lift shaft; from basement 1 to lower roof | 36.84 | m² | 414.01 | 15252.1284 | G | GA010100 | 7.1 | Minor Demolition – RC Slab | Volume (m³) | 98 | Rule | ✓
▸ Ref. D4; demolition for lulu trolley lift (pe-m-18, pe-m-19, pe-m-20)
28 | D | Ref. D4; demolition for lulu trolley lift (pe-m-18, pe-m-19, pe-m-20); Extra-Over for Complying to Authority Comments: Break to remove ground bearing slab over compacted fill to expose top of raft slab and allow connection of new shaft walls to be formed; to basement 2 | 5.5 | m² | 358.1 | 1969.55 | G | GA010100 | 7.1 | Minor Demolition – Break Out | Item | 98 | Rule | ✓
30 | E | Ref. D4; demolition for lulu trolley lift (pe-m-18, pe-m-19, pe-m-20); Extra-Over for Complying to Authority Comments: Cutting of existing suspended RC slab to form new lift shaft; from basement 1 to lower roof | 2.68 | m² | 414.01 | 1109.5468 | G | GA010100 | 7.1 | Minor Demolition – RC Slab | Volume (m³) | 98 | Rule | ✓
▸ Ref. D6; demolition for f&b stairs
34 | F | Ref. D6; demolition for f&b stairs; Extra-Over for Complying to Authority Comments: Break to remove ground bearing slab over compacted fill to expose top of raft slab and allow connection of new shaft walls to be formed; to basement 2 | 0.8 | m² | 358.1 | 286.48 | G | GA010100 | 7.1 | Minor Demolition – Break Out | Item | 98 | Rule | ✓
36 | G | Ref. D6; demolition for f&b stairs; Extra-Over for Complying to Authority Comments: Cutting of existing suspended RC slab to form new stair well; from basement 1 to second floor | 22.17 | m² | 414.01 | 9178.6017 | G | GA010100 | 7.1 | Minor Demolition – RC Slab | Volume (m³) | 98 | Rule | ✓
39 |  |  | To Collection |  | AED | 48198.0871
▸ CUTTING / REMOVALS; STRUCTURAL (Cont´d)
▸ Ref. D8; demolition for installation of new escalator from level 1 to level 2
46 | A | Ref. D8; demolition for installation of new escalator from level 1 to level 2; Extra-Over for Complying to Authority Comments: Cutting of existing RC slab to form opening for new escalator; to first floor | 1.26 | m² | 358.1 | 451.206 | G | GA010100 | 7.1 | Minor Demolition – RC Slab | Volume (m³) | 98 | Rule | ✓
48 | B | Ref. D8; demolition for installation of new escalator from level 1 to level 2; Extra-Over for Complying to Authority Comments: Cutting of existing RC slab to form opening for new escalator; to second floor | 1.1 | m² | 358.1 | 393.91 | G | GA010100 | 7.1 | Minor Demolition – RC Slab | Volume (m³) | 98 | Rule | ✓
▸ Ref. D14; demolition for new ramp b2 to b1 level
52 | C | Ref. D14; demolition for new ramp b2 to b1 level; Extra-Over for Complying to Authority Comments: Cutting of existing suspended RC slab to form slot for new ramp; to basement 1 | 6.08 | m² | 414.01 | 2517.1808 | G | GA010100 | 7.1 | Minor Demolition – RC Slab | Volume (m³) | 98 | Rule | ✓
▸ Ref. D17; demolition to allow formation of new bridging structure - no 1,2, 3 and 4.
56 | D | Ref. D17; demolition to allow formation of new bridging structure - no 1,2, 3 and 4.; Extra-Over for Complying to Authority Comments: Cutting of existing suspended RC slab to facilitate bridge connection; to first floor and second floor | 10.4 | m² | 358.1 | 3724.24 | G | GA010100 | 7.1 | Minor Demolition – RC Slab | Volume (m³) | 98 | Rule | ✓
▸ Ref. D18; demolition to form openings around the pulse.
60 | E | Ref. D18; demolition to form openings around the pulse.; Extra-Over for Complying to Authority Comments: Cutting of existing RC slab to to form opening around pulse; from first floor to lower roof | 10 | m² | 358.1 | 3581 | G | GA010100 | 7.1 | Minor Demolition – RC Slab | Volume (m³) | 98 | Rule | ✓
62 | F | Ref. D18; demolition to form openings around the pulse.; Extra-Over for Complying to Authority Comments: Cutting of existing RC slab to form opening top of raft slab to allow formation of new shear wall at Basement 02 | 11.2 | m² | 332.0898 | 3719.4061 | G | GA010100 | 7.1 | Minor Demolition – RC Slab | Volume (m³) | 98 | Rule | ✓
▸ Ref. D19; demolition to reprofile existing openings - n0. 1,2,3,4,5, 6 and 7.
66 | G | Ref. D19; demolition to reprofile existing openings - n0. 1,2,3,4,5, 6 and 7.; Extra-Over for Complying to Authority Comments: Break back and remove the covering of bulkhead and any architectural finishes on the existing hexagonal opening; to first floor and second floor | 76 | m | 302.18 | 22965.68
73 |  |  | To Collection |  | AED | 37352.6229
▸ CUTTING / REMOVALS; STRUCTURAL (Cont´d)
▸ Others:
▸ Sundries - Extra-Over for Complying to Authority Comments:
▸ Openings
84 | A | Slab openings for proposed structural steel canopies. Size: 700mm x 250mm opening on 450mm thick slab | 40 | no | 2064.494 | 82579.7592 | G | GA010100 | 7.1 | Minor Demolition – Slab Openings | Item | 95 | Rule | ✓
86 | B | Slab openings for proposed structural steel canopies. Size: 700mm x 250mm opening on 750mm thick slab | 18 | no | 3440.8233 | 61934.8194 | G | GA010100 | 7.1 | Minor Demolition – Slab Openings | Item | 95 | Rule | ✓
▸ Slab opening infill including waterproofing:
90 | C | Slab opening infill including waterproofing:; 450mm thk slab | 3.15 | m³ | 10230.93 | 32227.4295 | G | G020100 | 2.03 | Roof – Waterproofing | Area (m²) | 95 | Rule | ✓
92 | D | Slab opening infill including waterproofing:; 750mm thk slab | 2.3625 | m³ | 10230.93 | 24170.5721 | G | G020100 | 2.03 | Roof – Waterproofing | Area (m²) | 95 | Rule | ✓
101 |  |  | To Collection |  | AED | 200912.5802
▸ STRIP-OUT / REMOVALS; ARCHITECTURAL
▸ Note: Refer to the following:
▸ 1. Demolition Plan Drawing Nr. D-101A to D-111D and D-200
▸ Removal of internal finishes; including disposal to approved locations, cleaning, making good all work affected and all ancillary works as necessary
112 | A | Removal of internal finishes; including disposal to approved locations, cleaning, making good all work affected and all ancillary works as necessary; Extra-Over for Complying to Authority Comments: Removal of existing floor finish on mall concourse; from ground floor to second floor | 129.34 | m² | 95.81 | 12392.0654 | G | GA010100 | 7.1 | Minor Demolition – Removal | Item | 95 | Rule | ✓
114 | B | Removal of internal finishes; including disposal to approved locations, cleaning, making good all work affected and all ancillary works as necessary; Extra-Over for Complying to Authority Comments: Removal of bulkhead in preparation for newly shaped opening; to first floor and second floor | 76 | m | 302.18 | 22965.68 | G | GA010100 | 7.1 | Minor Demolition – Removal | Item | 95 | Rule | ✓
▸ Removal of internal finishes; including disposal to approved locations, cleaning, making good all work affected and all ancillary works as necessary
118 | C | Removal of internal finishes; including disposal to approved locations, cleaning, making good all work affected and all ancillary works as necessary; Extra-Over for Complying to Authority Comments: Removal of existing floor finishes for lift and escalator lobbies at parking | 31.34 | m² | 114.38 | 3584.6692 | P | P020100 | 5.10 | Lifts and Conveyors – Escalator | Enumerated (nr) | 96 | Rule | ✓
▸ Roof Waterproofing
121 | D | Roof Waterproofing; Extra-Over for Complying to Authority Comments: Waterproofing, Screed and Roof System reinstatement for the slab openings | 1 | sum | 87345.3 | 87345.3 | G | G020100 | 2.03 | Roof – Waterproofing | Area (m²) | 95 | Rule | ✓
140 |  |  | To Collection |  | AED | 126287.7146
143 |  | COLLECTION
145 |  | Page 2/B5.1/EO/1 |  |  |  | 48198.0871
147 |  | Page 2/B5.1/EO/2 |  |  |  | 37352.6229
149 |  | Page 2/B5.1/EO/3 |  |  |  | 200912.5802
151 |  | Page 2/B5.1/EO/4 |  |  |  | 126287.7146
191 |  |  | Carried To Summary |  | AED | 412751.0049
Items coded: 21 · Auto ✓: 21 · Flagged ⚠: 0 · Auto rate: 100%

## Bill 2 Alteration
Bill 02 Demol. and Alter. _21.02.2024 · Bill 2 Alteration
A–G = original bill · H–O = POMI + NRM coding · ✓ rule/AI ≥85% · ⚠ fuzzy/AI <85% = review
Row | Item Ref | Description | Qty | Unit | Rate AED | Amount AED | POMI Sec | POMI Code | NRM | NRM Description | Measurement | Conf% | Stage | Flag
2 |  |  |  |  | AED | AED
▸ ALTERATIONS
▸ STRUCTURE STRENGTHENING WORKS
▸ Note: Please refer to the following:
▸ 1. Demolition Plan Drawing Nr. S-12200 series
▸ 2. Demolition Section and Details Drawing Nr. S-30200 series
▸ Strengthening works; including supports, fixings, accessories and all ancillary works as necessary
16 | A | Strengthening works; including supports, fixings, accessories and all ancillary works as necessary; Jacket existing column; size 1250 x 1250 x 3050mm high; to basement 2 | 6 | Nr. |  | 0 | B | B070100 | 7.01 | Minor Demolition – Strengthening | Item | 95 | Rule | ✓
18 | B | Strengthening works; including supports, fixings, accessories and all ancillary works as necessary; Jacket existing column; size 1250 x 2000 x 3050mm high; to basement 2 | 3 | Nr. |  | 0 | B | B070100 | 7.01 | Minor Demolition – Strengthening | Item | 95 | Rule | ✓
20 | C | Strengthening works; including supports, fixings, accessories and all ancillary works as necessary; Indicative props spaced at 500mm maximum on centers; 3050mm high; to basement 2 | 327 | Nr. |  | 0 | G | GA010200 | 7.1 | Strengthening – Temporary Props | Enumerated (nr) | 95 | Rule | ✓
22 | D | Strengthening works; including supports, fixings, accessories and all ancillary works as necessary; Jacket existing column; size 850 x 1250 x 3250mm high; to basement 1 | 1 | Nr. |  | 0 | B | B070100 | 7.01 | Minor Demolition – Strengthening | Item | 95 | Rule | ✓
24 | E | Strengthening works; including supports, fixings, accessories and all ancillary works as necessary; Jacket existing column; size 1250 x 1250 x 3250mm high; to basement 1 | 6 | Nr. |  | 0 | B | B070100 | 7.01 | Minor Demolition – Strengthening | Item | 95 | Rule | ✓
26 | F | Strengthening works; including supports, fixings, accessories and all ancillary works as necessary; Jacket existing column; size 1250 x 2000 x 3250mm high; to basement 1 | 3 | Nr. |  | Repriced - Refer to GMP Bill No. 13 for Strengthening Works | B | B070100 | 7.01 | Minor Demolition – Strengthening | Item | 95 | Rule | ✓
28 | G | Strengthening works; including supports, fixings, accessories and all ancillary works as necessary; RC wall buttress structure; size 600 x 1300 x 3250mm high; to basement 1 | 2 | Nr. |  | 0 | G | GA010200 | 7.1 | Strengthening Works | Item | 93 | Rule | ✓
30 | H | Strengthening works; including supports, fixings, accessories and all ancillary works as necessary; RC wall buttress structure; size 600 x 1500 x 3250mm high; to basement 1 | 1 | Nr. |  | 0 | G | GA010200 | 7.1 | Strengthening Works | Item | 93 | Rule | ✓
32 | J | Strengthening works; including supports, fixings, accessories and all ancillary works as necessary; Indicative props spaced at 500mm maximum on centers; 3250mm high; to basement 1 | 293 | Nr. |  | 0 | G | GA010200 | 7.1 | Strengthening – Temporary Props | Enumerated (nr) | 95 | Rule | ✓
34 | K | Strengthening works; including supports, fixings, accessories and all ancillary works as necessary; Jacket existing column; size 1250 x 1250 x 3700mm high; to ground floor | 6 | Nr. |  | 0 | B | B070100 | 7.01 | Minor Demolition – Strengthening | Item | 95 | Rule | ✓
36 | L | Strengthening works; including supports, fixings, accessories and all ancillary works as necessary; Jacket existing column; size 1250 x 2000 x 3700mm high; to ground floor | 3 | Nr. |  | 0 | B | B070100 | 7.01 | Minor Demolition – Strengthening | Item | 95 | Rule | ✓
40 |  |  | To Collection |  | AED | 0
▸ STRUCTURE STRENGTHENING WORKS (Cont´d)
45 | A | STRUCTURE STRENGTHENING WORKS (Cont´d); RC wall buttress structure; size 600 x 1300 x 3700mm high; to ground floor | 2 | Nr. |  | 0 | G | GA010200 | 7.1 | Strengthening Works | Item | 95 | Rule | ✓
47 | B | STRUCTURE STRENGTHENING WORKS (Cont´d); RC wall buttress structure; size 600 x 1500 x 3700mm high; to ground floor | 1 | Nr. |  | 0 | G | GA010200 | 7.1 | Strengthening Works | Item | 95 | Rule | ✓
49 | C | STRUCTURE STRENGTHENING WORKS (Cont´d); Indicative props spaced at 500mm maximum on centers; 3700mm high; to ground floor | 75 | Nr. |  | 0 | G | GA010200 | 7.1 | Strengthening Works | Item | 95 | Rule | ✓
51 | D | STRUCTURE STRENGTHENING WORKS (Cont´d); Jacket existing column; size 1250 x 1250 x 3550mm high; to ground floor mezzanine | 6 | Nr. |  | 0 | B | B070100 | 7.01 | Minor Demolition – Strengthening | Item | 95 | Rule | ✓
53 | E | STRUCTURE STRENGTHENING WORKS (Cont´d); Jacket existing column; size 1250 x 2000 x 3550mm high; to ground floor mezzanine | 3 | Nr. |  | 0 | B | B070100 | 7.01 | Minor Demolition – Strengthening | Item | 95 | Rule | ✓
55 | F | STRUCTURE STRENGTHENING WORKS (Cont´d); RC wall buttress structure; size 600 x 1300 x 3550mm high; to ground floor mezzanine | 2 | Nr. |  | 0 | G | GA010200 | 7.1 | Strengthening Works | Item | 95 | Rule | ✓
57 | G | STRUCTURE STRENGTHENING WORKS (Cont´d); RC wall buttress structure; size 600 x 1500 x 3550mm high; to ground floor mezzanine | 1 | Nr. |  | 0 | G | GA010200 | 7.1 | Strengthening Works | Item | 95 | Rule | ✓
58 | [5 empty] | Repriced - Refer to GMP Bill No. 13 for Strengthening Works
59 | H | STRUCTURE STRENGTHENING WORKS (Cont´d); Indicative props spaced at 500mm maximum on centers; 3550mm high; to ground floor mezzanine | 85 | Nr. |  | 0 | G | GA010200 | 7.1 | Strengthening Works | Item | 95 | Rule | ✓
61 | J | STRUCTURE STRENGTHENING WORKS (Cont´d); Jacket existing column; size 1250 x 1250 x 3500mm high; to first floor | 4 | Nr. |  | 0 | B | B070100 | 7.01 | Minor Demolition – Strengthening | Item | 95 | Rule | ✓
63 | K | STRUCTURE STRENGTHENING WORKS (Cont´d); Jacket existing column; size 1250 x 2000 x 3500mm high; to first floor | 2 | Nr. |  | 0 | B | B070100 | 7.01 | Minor Demolition – Strengthening | Item | 95 | Rule | ✓
65 | L | STRUCTURE STRENGTHENING WORKS (Cont´d); RC wall buttress structure; size 600 x 1300 x 3500mm high; to first floor | 2 | Nr. |  | 0 | G | GA010200 | 7.1 | Strengthening Works | Item | 95 | Rule | ✓
67 | M | STRUCTURE STRENGTHENING WORKS (Cont´d); RC wall buttress structure; size 600 x 1500 x 3500mm high; to first floor | 1 | Nr. |  | 0 | G | GA010200 | 7.1 | Strengthening Works | Item | 95 | Rule | ✓
69 | N | STRUCTURE STRENGTHENING WORKS (Cont´d); Indicative props spaced at 500mm maximum on centers; 3500mm high; to first floor | 79 | Nr. |  | 0 | G | GA010200 | 7.1 | Strengthening Works | Item | 95 | Rule | ✓
71 | P | STRUCTURE STRENGTHENING WORKS (Cont´d); Jacket existing column; size 1250 x 1250 x 2750mm high; to first floor mezzanine | 4 | Nr. |  | 0 | B | B070100 | 7.01 | Minor Demolition – Strengthening | Item | 95 | Rule | ✓
76 |  |  | To Collection |  | AED | 0
▸ STRUCTURE STRENGTHENING WORKS (Cont´d)
81 | A | STRUCTURE STRENGTHENING WORKS (Cont´d); Jacket existing column; size 1250 x 2000 x 2750mm high; to first floor mezzanine | 2 | Nr. |  | 0 | B | B070100 | 7.01 | Minor Demolition – Strengthening | Item | 95 | Rule | ✓
83 | B | STRUCTURE STRENGTHENING WORKS (Cont´d); RC wall buttress structure; size 600 x 1300 x 2750mm high; to first floor mezzanine | 2 | Nr. |  | 0 | G | GA010200 | 7.1 | Strengthening Works | Item | 95 | Rule | ✓
85 | C | STRUCTURE STRENGTHENING WORKS (Cont´d); RC wall buttress structure; size 600 x 1500 x 2750mm high; to first floor mezzanine | 1 | Nr. |  | 0 | G | GA010200 | 7.1 | Strengthening Works | Item | 95 | Rule | ✓
87 | D | STRUCTURE STRENGTHENING WORKS (Cont´d); Indicative props spaced at 500mm maximum on centers; 2750mm high; to first floor mezzanine | 70 | Nr. |  | 0 | G | GA010200 | 7.1 | Strengthening Works | Item | 95 | Rule | ✓
89 | E | STRUCTURE STRENGTHENING WORKS (Cont´d); Jacket existing column; size 1100 x 1100 x 3500mm high; to second floor | 4 | Nr. |  | 0 | B | B070100 | 7.01 | Minor Demolition – Strengthening | Item | 95 | Rule | ✓
91 | F | STRUCTURE STRENGTHENING WORKS (Cont´d); Jacket existing column; size 1250 x 2000 x 3500mm high; to second floor | 2 | Nr. |  | 0 | B | B070100 | 7.01 | Minor Demolition – Strengthening | Item | 95 | Rule | ✓
93 | G | STRUCTURE STRENGTHENING WORKS (Cont´d); RC wall buttress structure; size 600 x 1300 x 3500mm high; to second floor | 2 | Nr. |  | Repriced - Refer to GMP Bill No. 13 for Strengthening Works | G | GA010200 | 7.1 | Strengthening Works | Item | 95 | Rule | ✓
95 | H | STRUCTURE STRENGTHENING WORKS (Cont´d); RC wall buttress structure; size 600 x 1500 x 3500mm high; to second floor | 1 | Nr. |  | 0 | G | GA010200 | 7.1 | Strengthening Works | Item | 95 | Rule | ✓
97 | J | STRUCTURE STRENGTHENING WORKS (Cont´d); Indicative props spaced at 500mm maximum on centers; 3500mm high; to second floor | 74 | Nr. |  | 0 | G | GA010200 | 7.1 | Strengthening Works | Item | 95 | Rule | ✓
99 | K | STRUCTURE STRENGTHENING WORKS (Cont´d); Jacket existing column; size 1100 x 1100 x 2700mm high; to second floor mezzanine | 4 | Nr. |  | 0 | B | B070100 | 7.01 | Minor Demolition – Strengthening | Item | 95 | Rule | ✓
101 | L | STRUCTURE STRENGTHENING WORKS (Cont´d); Jacket existing column; size 1250 x 2000 x 2700mm high; to second floor mezzanine | 2 | Nr. |  | 0 | B | B070100 | 7.01 | Minor Demolition – Strengthening | Item | 95 | Rule | ✓
103 | M | STRUCTURE STRENGTHENING WORKS (Cont´d); RC wall buttress structure; size 600 x 1300 x 2700mm high; to second floor mezzanine | 2 | Nr. |  | 0 | G | GA010200 | 7.1 | Strengthening Works | Item | 95 | Rule | ✓
105 | N | STRUCTURE STRENGTHENING WORKS (Cont´d); RC wall buttress structure; size 600 x 1500 x 2700mm high; to second floor mezzanine | 1 | Nr. |  | 0 | G | GA010200 | 7.1 | Strengthening Works | Item | 95 | Rule | ✓
113 |  |  | To Collection |  | AED | 0
▸ STRUCTURE STRENGTHENING WORKS (Cont´d)
118 | A | STRUCTURE STRENGTHENING WORKS (Cont´d); Indicative props spaced at 500mm maximum on centers; 2700mm high; to second floor mezzanine | 71 | Nr. |  | 0 | G | GA010200 | 7.1 | Strengthening Works | Item | 95 | Rule | ✓
120 | B | STRUCTURE STRENGTHENING WORKS (Cont´d); Jacket existing column; size 1100 x 1100 x 2650mm high; to third floor | 4 | Nr. |  | 0 | B | B070100 | 7.01 | Minor Demolition – Strengthening | Item | 95 | Rule | ✓
122 | C | STRUCTURE STRENGTHENING WORKS (Cont´d); Jacket existing column; size 1250 x 2000 x 2650mm high; to third floor | 2 | Nr. |  | 0 | B | B070100 | 7.01 | Minor Demolition – Strengthening | Item | 95 | Rule | ✓
124 | D | STRUCTURE STRENGTHENING WORKS (Cont´d); RC wall buttress structure; size 600 x 1300 x 2650mm high; to third floor | 2 | Nr. |  | 0 | G | GA010200 | 7.1 | Strengthening Works | Item | 95 | Rule | ✓
125 | [5 empty] | Repriced - Refer to GMP Bill No. 13 for Strengthening Works
126 | E | STRUCTURE STRENGTHENING WORKS (Cont´d); RC wall buttress structure; size 600 x 1500 x 2650mm high; to third floor | 1 | Nr. |  | 0 | G | GA010200 | 7.1 | Strengthening Works | Item | 95 | Rule | ✓
128 | F | STRUCTURE STRENGTHENING WORKS (Cont´d); Indicative props spaced at 500mm maximum on centers; 2650mm high; to third floor | 61 | Nr. |  | 0 | G | GA010200 | 7.1 | Strengthening Works | Item | 95 | Rule | ✓
▸ Sundries
132 | G | Sundries; Additional rebar; dowel connection to existing to new structure | 83.75 | t |  | 0 | C | C020401 | 2.01 | Frame – Reinforcement | Enumerated (nr) | 93 | Rule | ✓
134 | H | Sundries; Post fix hilti | 51,899 | Nr |  | 0 | C | C020401 | 2.01 | Frame – Fixing | Enumerated (nr) | 90 | Rule | ✓
156 |  |  | To Collection |  | AED | 0
▸ MECHANICAL ENGINEERING INSTALLATIONS
▸ Note: Refer to the following:
▸ 1. Drawings are provided for services that are required to be removed and modified. However, the extent / scope of demolition shall not be limited to the details shown on the drawings, based on site conditions. Contractor shall be responsible for rerouting or modifying existing services whether shown on the drawings or not to facilitate civil, architectural and MEP works.
▸ 2. Drawing Nr. M-12000 to 12094 / 12100 to 12194 HVAC and chilled water system demolition layout drawing
▸ 3. Drawing Nr. F-12200 to 12254 fire protection system demolition layout drawings
▸ 4. Modification and reinstatement works shall include dropping / extending the existing water pipes and accessories to suit the new level of height.
▸ Re-installation of existing VT unit; complete with drive motor, balustrade, truss, steps control panel, gears, sprockets, switches, escalator safety mechanisms, hoisting/hauling, and all ancillary works as necessary
173 | A | Re-installation of existing VT unit; complete with drive motor, balustrade, truss, steps control panel, gears, sprockets, switches, escalator safety mechanisms, hoisting/hauling, and all ancillary works as necessary; Re-installation of Escalator Unit; to garden walk area; replacement of damaged exterior cladding or other dismantled materials during relocations to be in good as before condition. | 4 | Nr. |  | Included | P | P020100 | 5.10 | Lifts and Conveyors – Escalator | Enumerated (nr) | 96 | Rule | ✓
175 | B | Re-installation of existing VT unit; complete with drive motor, balustrade, truss, steps control panel, gears, sprockets, switches, escalator safety mechanisms, hoisting/hauling, and all ancillary works as necessary; Allow existing Equipment, Pipeworks, Ductworks and Accessories within the plant room shall be temporarily removed safely, stored and reinstated to facilitate civil works in grid line Z3 to Y9 and C1 to C4 at third floor | 1 | Item | 8096.3 | 8096.3 | P | P020100 | 5.10 | Lifts and Conveyors – Escalator | Enumerated (nr) | 96 | Rule | ✓
182 |  |  | To Collection |  | AED | 8096.3
▸ MECHANICAL ENGINEERING INSTALLATIONS (Cont´d)
▸ Existing Ductworks, Grille and Diffusers, Duct Accessories shall be temporally removed safely, stored and reinstated to facilitate the civil works at first floor mezzanine
189 | A | Existing Ductworks, Grille and Diffusers, Duct Accessories shall be temporally removed safely, stored and reinstated to facilitate the civil works at first floor mezzanine; EAD; size 150 x 150mm | 8 | m | 136.05 | 1088.4 | G | GA010100 | 7.1 | Minor Demolition – Existing Ductwork | Length (m) | 95 | Rule | ✓
191 | B | Existing Ductworks, Grille and Diffusers, Duct Accessories shall be temporally removed safely, stored and reinstated to facilitate the civil works at first floor mezzanine; EAD; size 400 x 250mm | 11 | m | 294.77 | 3242.47 | G | GA010100 | 7.1 | Minor Demolition – Existing Ductwork | Length (m) | 95 | Rule | ✓
193 | C | Existing Ductworks, Grille and Diffusers, Duct Accessories shall be temporally removed safely, stored and reinstated to facilitate the civil works at first floor mezzanine; EAD; size 450 x 250mm | 5 | m | 317.44 | 1587.2 | G | GA010100 | 7.1 | Minor Demolition – Existing Ductwork | Length (m) | 95 | Rule | ✓
195 | D | Existing Ductworks, Grille and Diffusers, Duct Accessories shall be temporally removed safely, stored and reinstated to facilitate the civil works at first floor mezzanine; EAD; size 550 x 250mm | 2 | m | 362.79 | 725.58 | G | GA010100 | 7.1 | Minor Demolition – Existing Ductwork | Length (m) | 95 | Rule | ✓
197 | E | Existing Ductworks, Grille and Diffusers, Duct Accessories shall be temporally removed safely, stored and reinstated to facilitate the civil works at first floor mezzanine; EAD; size 600 x 250mm | 9 | m | 385.47 | 3469.23 | G | GA010100 | 7.1 | Minor Demolition – Existing Ductwork | Length (m) | 95 | Rule | ✓
199 | F | Existing Ductworks, Grille and Diffusers, Duct Accessories shall be temporally removed safely, stored and reinstated to facilitate the civil works at first floor mezzanine; EAD; size 650 x 250mm | 4 | m | 408.14 | 1632.56 | G | GA010100 | 7.1 | Minor Demolition – Existing Ductwork | Length (m) | 95 | Rule | ✓
201 | G | Existing Ductworks, Grille and Diffusers, Duct Accessories shall be temporally removed safely, stored and reinstated to facilitate the civil works at first floor mezzanine; EAD; size 700 x 250mm | 2 | m | 430.82 | 861.64 | G | GA010100 | 7.1 | Minor Demolition – Existing Ductwork | Length (m) | 95 | Rule | ✓
203 | H | Existing Ductworks, Grille and Diffusers, Duct Accessories shall be temporally removed safely, stored and reinstated to facilitate the civil works at first floor mezzanine; EAD; size 900 x 250mm | 24 | m | 521.52 | 12516.48 | G | GA010100 | 7.1 | Minor Demolition – Existing Ductwork | Length (m) | 95 | Rule | ✓
205 | J | Existing Ductworks, Grille and Diffusers, Duct Accessories shall be temporally removed safely, stored and reinstated to facilitate the civil works at first floor mezzanine; FAD; size 150 x 150mm | 19 | m | 136.05 | 2584.95 | G | GA010100 | 7.1 | Minor Demolition – Existing Ductwork | Length (m) | 95 | Rule | ✓
207 | K | Existing Ductworks, Grille and Diffusers, Duct Accessories shall be temporally removed safely, stored and reinstated to facilitate the civil works at first floor mezzanine; FAD; size 250 x 250mm | 81 | m | 226.74 | 18365.94 | G | GA010100 | 7.1 | Minor Demolition – Existing Ductwork | Length (m) | 95 | Rule | ✓
209 | L | Existing Ductworks, Grille and Diffusers, Duct Accessories shall be temporally removed safely, stored and reinstated to facilitate the civil works at first floor mezzanine; FAD; size 300 x 300mm | 11 | m | 272.09 | 2992.99 | G | GA010100 | 7.1 | Minor Demolition – Existing Ductwork | Length (m) | 95 | Rule | ✓
211 | M | Existing Ductworks, Grille and Diffusers, Duct Accessories shall be temporally removed safely, stored and reinstated to facilitate the civil works at first floor mezzanine; FAD; size 350 x 250mm | 61 | m | 272.09 | 16597.49 | G | GA010100 | 7.1 | Minor Demolition – Existing Ductwork | Length (m) | 95 | Rule | ✓
213 | N | Existing Ductworks, Grille and Diffusers, Duct Accessories shall be temporally removed safely, stored and reinstated to facilitate the civil works at first floor mezzanine; FAD; size 350 x 300mm | 7 | m | 294.77 | 2063.39 | G | GA010100 | 7.1 | Minor Demolition – Existing Ductwork | Length (m) | 95 | Rule | ✓
215 | P | Existing Ductworks, Grille and Diffusers, Duct Accessories shall be temporally removed safely, stored and reinstated to facilitate the civil works at first floor mezzanine; FAD; size 400 x 300mm | 9 | m | 317.44 | 2856.96 | G | GA010100 | 7.1 | Minor Demolition – Existing Ductwork | Length (m) | 95 | Rule | ✓
217 | Q | Existing Ductworks, Grille and Diffusers, Duct Accessories shall be temporally removed safely, stored and reinstated to facilitate the civil works at first floor mezzanine; FAD; size 450 x 250mm | 9 | m | 317.44 | 2856.96 | G | GA010100 | 7.1 | Minor Demolition – Existing Ductwork | Length (m) | 95 | Rule | ✓
219 | R | Existing Ductworks, Grille and Diffusers, Duct Accessories shall be temporally removed safely, stored and reinstated to facilitate the civil works at first floor mezzanine; FAD; size 450 x 300mm | 15 | m | 340.12 | 5101.8 | G | GA010100 | 7.1 | Minor Demolition – Existing Ductwork | Length (m) | 95 | Rule | ✓
221 | S | Existing Ductworks, Grille and Diffusers, Duct Accessories shall be temporally removed safely, stored and reinstated to facilitate the civil works at first floor mezzanine; FAD; size 500 x 300mm | 2 | m | 362.79 | 725.58 | G | GA010100 | 7.1 | Minor Demolition – Existing Ductwork | Length (m) | 95 | Rule | ✓
223 | T | Existing Ductworks, Grille and Diffusers, Duct Accessories shall be temporally removed safely, stored and reinstated to facilitate the civil works at first floor mezzanine; FAD; size 550 x 300mm | 10 | m | 385.47 | 3854.7 | G | GA010100 | 7.1 | Minor Demolition – Existing Ductwork | Length (m) | 95 | Rule | ✓
225 | U | Existing Ductworks, Grille and Diffusers, Duct Accessories shall be temporally removed safely, stored and reinstated to facilitate the civil works at first floor mezzanine; FAD; size 600 x 250mm | 16 | m | 385.47 | 6167.52 | G | GA010100 | 7.1 | Minor Demolition – Existing Ductwork | Length (m) | 95 | Rule | ✓
229 |  |  | To Collection |  | AED | 89291.84
▸ MECHANICAL ENGINEERING INSTALLATIONS (Cont´d)
234 | A | MECHANICAL ENGINEERING INSTALLATIONS (Cont´d); FAD; size 600 x 300mm | 19 | m | 408.14 | 7754.66 | Q | Q030100 | 5.06 | Space Heating and Air Treatment | Length (m) | 93 | Rule | ✓
236 | B | MECHANICAL ENGINEERING INSTALLATIONS (Cont´d); FAD; size 600 x 400mm | 10 | m | 453.49 | 4534.9 | Q | Q030100 | 5.06 | Space Heating and Air Treatment | Length (m) | 93 | Rule | ✓
238 | C | MECHANICAL ENGINEERING INSTALLATIONS (Cont´d); FAD; size 650 x 350mm | 9 | m | 453.49 | 4081.41 | Q | Q030100 | 5.06 | Space Heating and Air Treatment | Length (m) | 93 | Rule | ✓
240 | D | MECHANICAL ENGINEERING INSTALLATIONS (Cont´d); FAD; size 750 x 250mm | 6 | m | 453.49 | 2720.94 | Q | Q030100 | 5.06 | Space Heating and Air Treatment | Length (m) | 93 | Rule | ✓
242 | E | MECHANICAL ENGINEERING INSTALLATIONS (Cont´d); FAD; size 750 x 300mm | 6 | m | 476.17 | 2857.02 | Q | Q030100 | 5.06 | Space Heating and Air Treatment | Length (m) | 93 | Rule | ✓
244 | F | MECHANICAL ENGINEERING INSTALLATIONS (Cont´d); FAD; size 750 x 400mm | 2 | m | 521.52 | 1043.04 | Q | Q030100 | 5.06 | Space Heating and Air Treatment | Length (m) | 93 | Rule | ✓
246 | G | MECHANICAL ENGINEERING INSTALLATIONS (Cont´d); FAD; size 1000 x 300mm | 8 | m | 589.54 | 4716.32 | Q | Q030100 | 5.06 | Space Heating and Air Treatment | Length (m) | 93 | Rule | ✓
▸ Flexible duct
250 | H | Flexible duct; various size | 7 | m | 50.83 | 355.81
▸ Duct accessories
254 | J | Duct accessories; Jet nozzle with flexible duct 200mm diameter | 5 | Nr. | 1278.44 | 6392.2 | Q | Q020100 | 5.06 | Space Heating and Air Treatment | Length (m) | 90 | Rule | ✓
256 | K | Duct accessories; Jet nozzle; size 250mm diameter | 4 | Nr. | 1467.16 | 5868.64 | Q | Q020100 | 5.06 | Space Heating and Air Treatment | Length (m) | 88 | Rule | ✓
258 | L | Duct accessories; Return jet nozzle: size 250mm | 7 | Nr. | 1540.03 | 10780.21
260 | M | Duct accessories; VCD; size 150 x 150mm | 2 | Nr. | 90.22 | 180.44 | Q | Q030100 | 5.06 | Space Heating and Air Treatment | Length (m) | 93 | Rule | ✓
262 | N | Duct accessories; VCD; size 250 x 250mm | 33 | Nr. | 134.88 | 4451.04 | Q | Q030100 | 5.06 | Space Heating and Air Treatment | Length (m) | 93 | Rule | ✓
264 | P | Duct accessories; VCD; size 400 x 250mm | 2 | Nr. | 172.1 | 344.2 | Q | Q030100 | 5.06 | Space Heating and Air Treatment | Length (m) | 93 | Rule | ✓
266 | Q | Duct accessories; VCD; size 450 x 250mm | 2 | Nr. | 181.71 | 363.42 | Q | Q030100 | 5.06 | Space Heating and Air Treatment | Length (m) | 93 | Rule | ✓
268 | R | Duct accessories; VCD; size 650 x 250mm | 1 | Nr. | 236.75 | 236.75 | Q | Q030100 | 5.06 | Space Heating and Air Treatment | Length (m) | 93 | Rule | ✓
270 | S | Duct accessories; VCD; size 700 x 250mm | 1 | Nr. | 250.16 | 250.16 | Q | Q030100 | 5.06 | Space Heating and Air Treatment | Length (m) | 93 | Rule | ✓
279 |  |  | To Collection |  | AED | 56931.16
▸ MECHANICAL ENGINEERING INSTALLATIONS (Cont´d)
▸ Grille and diffuser
286 | A | Grille and diffuser; RLSD; size 1000mm long x 3 slots 3/4 width | 21 | Nr. | 239.77 | 5035.17
288 | B | Grille and diffuser; SLSD; size 1000mm long x 3 slots 3/4 width each with 200 mm flexible duct | 18 | Nr. | 653.16 | 11756.88
290 | C | Grille and diffuser; RLSD; 4000mm long x 3 slots 3/4 width | 6 | Nr. | 959.1 | 5754.6
292 | D | Grille and diffuser; RLSD; various size | 6 | Nr. | 359.66 | 2157.96
294 | E | Grille and diffuser; SLSD; various size | 6 | Nr. | 979.74 | 5878.44
296 | F | Grille and diffuser; SLBG; various size | 1 | Nr. | 199.57 | 199.57
298 | G | Grille and diffuser; RLBG; various size | 1 | Nr. | 230.96 | 230.96
▸ Re-installation of existing Fire Hose Cabinet: including valves, fire extinguishers, hose reel, supports, making good and all ancillary works as necessary
302 | H | Re-installation of existing Fire Hose Cabinet: including valves, fire extinguishers, hose reel, supports, making good and all ancillary works as necessary; Fire hose cabinet - FHC-2 | 6 | Nr. | 679.93 | 4079.58 | Q | Q050100 | 5.06 | Space Heating and Air Treatment | Enumerated (nr) | 97 | Rule | ✓
▸ Sundries
306 | J | Sundries; Allow to any dismantling works, relocation, modification works and for the purposes of connections to the existing services. | 1 | Item | 20077.82 | 20077.82 | B | B070100 | 7.01 | Minor Demolition – Dismantling | Item | 95 | Rule | ✓
308 | K | Sundries; Allow for all other works required or implied by the specifications and/or drawings | 1 | Item |  | N/A | A | A010100 | 9.01 | Preliminaries – Allowance | Item | 88 | Rule | ✓
310 | L | Sundries; Allow for protecting all the works in all system | 1 | Item | 12900.87 | 12900.87 | A | A010100 | 9.01 | Preliminaries – Allowance | Item | 88 | Rule | ✓
312 | M | Sundries; Allow for providing protective finishes | 1 | Item | 10454.15 | 10454.15 | A | A010100 | 9.01 | Preliminaries – Allowance | Item | 88 | Rule | ✓
322 |  |  | To Collection |  | AED | 78526
▸ ELECTRICAL ENGINEERING INSTALLATIONS
▸ Note: Refer to the following:
▸ 1. Drawings are provided for services that are required to be removed and modified. However, the extent / scope of demolition shall not be limited to the details shown on the drawings, based on site conditions. Contractor shall be responsible for rerouting or modifying existing services whether shown on the drawings or not to facilitate civil, architectural and MEP works.
▸ 2. Drawing Nr. E-12000 to 12050, E-12055 to 12105, E-12110 to 12160, E-12165 to 12215, E-12355 to 12405, T-12000 to 12050, T-12065 to 12105, F-12000 to 12050, F-12055 to 12105, E-12225 to 12235 and E-12285 to 12325
▸ Containment
▸ Re-routing of remove existing cable containment (additional containment measured elsewhere) including all ancillary works as necessary
337 | A | Re-routing of remove existing cable containment (additional containment measured elsewhere) including all ancillary works as necessary; 100 x 150mm wide cable tray | 103 | m | 52.44 | 5401.32 | R | R020300 | 5.08 | Electrical Installations | Length (m) | 97 | Rule | ✓
339 | B | Re-routing of remove existing cable containment (additional containment measured elsewhere) including all ancillary works as necessary; 100 x 200mm wide cable tray | 110 | m | 53.11 | 5842.1 | R | R020300 | 5.08 | Electrical Installations | Length (m) | 97 | Rule | ✓
341 | C | Re-routing of remove existing cable containment (additional containment measured elsewhere) including all ancillary works as necessary; 100 x 300mm wide cable tray | 82 | m | 57.55 | 4719.1 | R | R020300 | 5.08 | Electrical Installations | Length (m) | 97 | Rule | ✓
343 | D | Re-routing of remove existing cable containment (additional containment measured elsewhere) including all ancillary works as necessary; 100 x 750mm wide cable tray | 27 | m | 82.57 | 2229.39 | R | R020300 | 5.08 | Electrical Installations | Length (m) | 97 | Rule | ✓
345 | E | Re-routing of remove existing cable containment (additional containment measured elsewhere) including all ancillary works as necessary; 100 x 900mm wide cable tray | 326 | m | 90.96 | 29652.96 | R | R020300 | 5.08 | Electrical Installations | Length (m) | 97 | Rule | ✓
▸ Re-installation of remove existing cable containment including all ancillary works as necessary
349 | F | Re-installation of remove existing cable containment including all ancillary works as necessary; 100mm wide cable tray | 27 | m | 44.59 | 1203.93 | R | R020300 | 5.08 | Electrical Installations | Length (m) | 97 | Rule | ✓
351 | G | Re-installation of remove existing cable containment including all ancillary works as necessary; 150mm wide cable tray | 12 | m | 46.78 | 561.36 | R | R020300 | 5.08 | Electrical Installations | Length (m) | 97 | Rule | ✓
357 |  |  | To Collection |  | AED | 49610.16
▸ ELECTRICAL ENGINEERING INSTALLATIONS (Cont´d)
362 | A | ELECTRICAL ENGINEERING INSTALLATIONS (Cont´d); 450mm wide cable tray | 21 | m | 59.83 | 1256.43 | R | R020300 | 5.08 | Electrical Installations | Length (m) | 97 | Rule | ✓
364 | B | ELECTRICAL ENGINEERING INSTALLATIONS (Cont´d); 750mm wide cable tray | 46 | m | 71.24 | 3277.04 | R | R020300 | 5.08 | Electrical Installations | Length (m) | 97 | Rule | ✓
366 | C | ELECTRICAL ENGINEERING INSTALLATIONS (Cont´d); 900mm wide cable tray | 137 | m | 77.47 | 10613.39 | R | R020300 | 5.08 | Electrical Installations | Length (m) | 97 | Rule | ✓
▸ Earthing and lightning protection
▸ Re-location of remove existing earth pit including all ancillary works as necessary
372 | D | Re-location of remove existing earth pit including all ancillary works as necessary; Earth pit | 6 | Nr. | 3960.82 | 23764.92 | R | R080100 | 5.11 | Fire and Lightning Protection – Earthing | Enumerated (nr) | 97 | Rule | ✓
▸ Others
376 | E | Others; Allow for temporarily removed, stored safely and reinstated of cable trays within the plant room at lower and upper roof after civil works | 1 | Item | 12142.89 | 12142.89 | R | R020300 | 5.08 | Electrical Installations | Length (m) | 97 | Rule | ✓
378 | F | Others; Allow for temporarily removed, stored safely and reinstated of existing electrical devices with in the plant room at lower roof floor after civil works | 1 | Item | 12142.89 | 12142.89 | A | A010100 | 9.01 | Preliminaries – Allowance | Item | 88 | Rule | ✓
380 | G | Others; Allow for temporarily removed, stored safely and reinstated of all air terminal within the plant room after civil works at lower roof | 1 | Item | 6071.44 | 6071.44 | R | R080200 | 5.11 | Fire and Lightning Protection – Lightning Protection | Enumerated (nr) | 97 | Rule | ✓
382 | H | Others; Allow for temporarily removed, stored safely and reinstated of all lighting within the plant room at lower and upper roof after civil works | 1 | Item | 6071.44 | 6071.44 | A | A010100 | 9.01 | Preliminaries – Allowance | Item | 88 | Rule | ✓
384 | J | Others; Allow for temporarily removed, stored safely and reinstated of all emergency lighting within the plant room at lower and upper roof after civil works | 1 | Item | 6071.44 | 6071.44 | R | R020100 | 5.11 | Fire Protection – Emergency Lighting | Enumerated (nr) | 95 | Rule | ✓
386 | K | Others; Allow for temporarily removed, stored safely and reinstated of all telecom devices within the plant room at lower and upper roof after civil works | 1 | Item | 6071.44 | 6071.44 | A | A010100 | 9.01 | Preliminaries – Allowance | Item | 88 | Rule | ✓
394 |  |  | To Collection |  | AED | 87483.32
▸ ELECTRICAL ENGINEERING INSTALLATIONS (Cont´d)
399 | A | ELECTRICAL ENGINEERING INSTALLATIONS (Cont´d); Allow for temporarily removed, stored safely and reinstated of all TETRA (antenna) devices within the plant room at lower and upper roof after civil works | 1 | Item | 13492.1 | 13492.1 | A | A010100 | 9.01 | Preliminaries – Allowance | Item | 88 | Rule | ✓
401 | B | ELECTRICAL ENGINEERING INSTALLATIONS (Cont´d); Allow for temporarily removed, stored safely and reinstated of all fire detection and alarm system devices within the plant room at lower and upper roof after civil works | 1 | Item | 13492.1 | 13492.1 | A | A010100 | 9.01 | Preliminaries – Allowance | Item | 88 | Rule | ✓
438 |  |  | To Collection |  | AED | 26984.2
▸ GENERALLY
443 | A | GENERALLY; Allow for any other works which are not included above and which are required to complete the Alterations in accordance with the Specification and the Drawings (Tenderer to list below): |  |  |  |  | A | A010100 | 9.01 | Preliminaries – Contingency | Item | 90 | Rule | ✓
▸ BWIC & PRELIMINARIES FOR MEP
447 | B | BWIC & PRELIMINARIES FOR MEP; Builder's work in connection (BWIC) with Mechanical Engineering Installations | 1 | Item | 179679.95 | 179679.95 | A | A020100 | 5.14 | Builder's Work in Connection with Services | Item | 90 | Rule | ✓
449 | C | BWIC & PRELIMINARIES FOR MEP; Preliminaries for MEP Works within Bill No. 2 | 1 | Item | 980652.48 | 980652.48 | A | A010100 | 9.01 | Preliminaries – MEP | Item | 90 | Rule | ✓
486 |  |  | To Collection |  | AED | 1160332.43
489 |  | COLLECTION
491 |  | Page 2/B5.2/1 |  |  |  | 0
493 |  | Page 2/B5.2/2 |  |  |  | 0
495 |  | Page 2/B5.2/3 |  |  |  | 0
497 |  | Page 2/B5.2/4 |  |  |  | 0
499 |  | Page 2/B5.2/5 |  |  |  | 8096.3
501 |  | Page 2/B5.2/6 |  |  |  | 89291.84
503 |  | Page 2/B5.2/7 |  |  |  | 56931.16
505 |  | Page 2/B5.2/8 |  |  |  | 78526
507 |  | Page 2/B5.2/9 |  |  |  | 49610.16
509 |  | Page 2/B5.2/10 |  |  |  | 87483.32
511 |  | Page 2/B5.2/11 |  |  |  | 26984.2
513 |  | Page 2/B5.2/12 |  |  |  | 1160332.43
537 |  |  | Carried To Summary |  | AED | 1557255.41
Items coded: 109 · Auto ✓: 109 · Flagged ⚠: 0 · Auto rate: 100%