## City Walk - Comparison
MEP COST BENCHMARK: CITY WALK PLOT COMPARISON
CITY WALK AWARDED TRACKER
50% SCHEMATIC DESIGN COST PLAN |  | Plot 5.5 - B+GF+POD |  | Plot 5.6 - B+GF+POD |  | Plot 5.8 - B+GF |  | Plot 5.2 - B+GF+POD |  | Plot 5.3 - B+GF |  | Plot 5.4 - B+GF+POD |  | Plot 5.7 - B+GF+POD |  | Plot 5.10 - B+GF
|  | CRC - Awarded |  | PIC - Awarded |  | EIC - Awarded |  | GCC - Awarded |  | EIC - Awarded |  | CRC - Awarded |  | GCC - Awarded |  | EIC - Awarded
REF | ELEMENTAL BREAKDOWN | AED | AED / m2 (GIA) | AED | AED / m2 (GIA) | AED | AED / m2 (GIA) | AED | AED / m2 (GIA) | AED | AED / m2 (GIA) | AED | AED / m2 (GIA) | AED | AED / m2 (GIA) | AED | AED / m2 (GIA)
|  |  | 8917 |  | 12032 |  | 6339 |  | 11393 |  | 10390 |  | 11407 |  | 11393 |  | 6454 | 0 | 78325 | 0 | 9790.625
[18 empty] | 0 | 0 | 0 | 0
| MECHANICAL SERVICES | 4296560 | 481.8392 | 9021833 | 749.8199 | 4116458 | 649.386 | 7124943 | 625.379 | 6212006 | 597.8832 | 6203913 | 543.8689 | 7044457 | 618.3145 | 4211630 | 652.5612 | 48231800 | 4919.0519 | 6028975 | 614.8815
5.3 | Drainage - Distribution | 539470 | 60.499 | 1535857 | 127.6477 | 469190 | 74.0164 | 842782 | 73.9737 | 447549 | 43.075 | 882747 | 77.3864 | 870920 | 76.4434 | 469190 | 72.6976 | 6057705 | 605.7392 | 757213.125 | 75.7174
5.3 | Drainage - Equipment | 55000 | 6.168 | 62555 | 5.1991 | 89580 | 14.1316 | 52324 | 4.5926 | 96648 | 9.302 | 35454 | 3.1081 | 52558 | 4.6132 | 89580 | 13.8798 | 533699 | 60.9943 | 66712.375 | 7.6243
5.4 | Water Supply - Distribution | 107918 | 12.1025 | 182376 | 15.1576 | 150038 | 23.669 | 154514 | 13.5622 | 222325 | 21.398 | 183101 | 16.0516 | 154620 | 13.5715 | 150038 | 23.2473 | 1304930 | 138.7597 | 163116.25 | 17.345
5.4 | Water Supply - Equipment | 72150 | 8.0913 | 44208 | 3.6742 | 36488 | 5.7561 | 171225 | 15.029 | 73202 | 7.0454 | 68025 | 5.9634 | 172414 | 15.1333 | 36488 | 5.6535 | 674200 | 66.3463 | 84275 | 8.2933
5.11.1 | Fire Protection - Distribution | 733221 | 82.2273 | 1864782 | 154.9852 | 669821 | 105.6667 | 1535311 | 134.7592 | 894294 | 86.0726 | 726930 | 63.7267 | 1535489 | 134.7748 | 669821 | 103.7839 | 8629669 | 865.9962 | 1078708.625 | 108.2495
5.11.1 | Fire Protection - Equipment | 328980 | 36.8936 | 202270 | 16.811 | 513705 | 81.0388 | 727757 | 63.8776 | 477381 | 45.9462 | 246600 | 21.6183 | 723498 | 63.5037 | 513705 | 79.5948 | 3733896 | 409.284 | 466737 | 51.1605
5.11.1 | Fire Protection - Suppression Systems | 199800 | 22.4066 | 263891 | 21.9324 | 665288 | 104.9516 | 946121 | 83.0441 | 1081431 | 104.0838 | 638172 | 55.9456 | 950344 | 83.4147 | 665288 | 103.0815 | 5410335 | 578.8604 | 676291.875 | 72.3576
5.6 | Chilled Water - Distribution | 144696 | 16.227 | 334968 | 27.8398 | 72879 | 11.4969 | 146293 | 12.8406 | 244452 | 23.5276 | 208454 | 18.2742 | 147598 | 12.9551 | 72879 | 11.2921 | 1372219 | 134.4533 | 171527.375 | 16.8067
5.6 | Chilled Water - Equipment |  | 0 |  | 0 |  | 0 |  | 0 |  | 0 |  | 0 |  | 0 |  | 0 | 0 | 0 | 0 | 0
5.6 | Air Conditioning - Distribution | 110464 | 12.388 | 174552 | 14.5073 | 50138 | 7.9094 | 120442 | 10.5716 | 85910 | 8.2685 | 288282 | 25.2724 | 120765 | 10.5999 | 50138 | 7.7685 | 1000691 | 97.2857 | 125086.375 | 12.1607
5.6 | Air Conditioning - Equipment | 332819 | 37.3241 | 323602 | 26.8951 | 361183 | 56.9779 | 209749 | 18.4103 | 886481 | 85.3206 | 303800 | 26.6328 | 210692 | 18.4931 | 361183 | 55.9627 | 2989509 | 326.0166 | 373688.625 | 40.7521
5.6 | Ventilation - Distribution | 1045882 | 117.2908 | 3639083 | 302.4504 | 769180 | 121.3409 | 1382338 | 121.3322 | 1288531 | 124.0165 | 1838385 | 161.1629 | 1387663 | 121.7996 | 769180 | 119.1788 | 12120242 | 1188.5721 | 1515030.25 | 148.5715
5.6 | Ventilation - Equipment | 421330 | 47.2502 | 162604 | 13.5143 | 228968 | 36.1205 | 533523 | 46.829 | 324059 | 31.1895 | 735963 | 64.5185 | 490639 | 43.065 | 228968 | 35.4769 | 3126054 | 317.9639 | 390756.75 | 39.7455
5.14 | Sundries & BWIC | 204830 | 22.9707 | 231085 | 19.2059 | 40000 | 6.3101 | 302564 | 26.557 | 89743 | 8.6374 | 48000 | 4.2079 | 227257 | 19.9471 | 135172 | 20.9439 | 1278651 | 128.7801 | 159831.375 | 16.0975
| ELECTRICAL SERVICES | 5010465 | 561.9003 | 8134467 | 676.0694 | 6180381 | 974.9773 | 7422629 | 651.5079 | 9543634.68 | 918.5404 | 7981619 | 699.7124 | 7405926 | 650.0418 | 6144363 | 952.024 | 57823484.68 | 6084.7734 | 7227935.585 | 760.5967
5.8 | Sub-Main Cable + Containment | 792114 | 88.8319 | 1935419 | 160.856 | 783540 | 123.6062 | 1170012 | 102.6957 | 1502869 | 144.6457 | 1901891 | 166.7302 | 1175929 | 103.215 | 783540 | 121.4038 | 10045314 | 1011.9845 | 1255664.25 | 126.4981
[18 empty] | 0 | 0 | 0 | 0
5.8 | LV Switchgear | 1776096 | 199.1809 | 2855697 | 237.3418 | 1992836 | 314.377 | 2876139 | 252.4479 | 3187790 | 306.8133 | 2650097 | 232.322 | 2787739 | 244.6888 | 1992836 | 308.7753 | 20119230 | 2095.947 | 2514903.75 | 261.9934
5.8 | Small Power | 135937 | 15.2447 | 104004 | 8.6439 | 36001 | 5.6793 | 128667 | 11.2935 | 57260 | 5.5111 | 110866 | 9.7191 | 129389 | 11.3569 | 36001 | 5.5781 | 738125 | 73.0266 | 92265.625 | 9.1283
5.8 | Lighting - Cable + Install | 197050 | 22.0982 | 252810 | 21.0115 | 64287 | 10.1415 | 117712 | 10.332 | 133891 | 12.8865 | 144443 | 12.6627 | 118492 | 10.4004 | 64287 | 9.9608 | 1092972 | 109.4936 | 136621.5 | 13.6867
5.8 | Lighting - Supply | 120445 | 13.5073 | 253359 | 21.0571 | 152252 | 24.0183 | 275986 | 24.2242 | 490010 | 47.1617 | 139803 | 12.2559 | 277052 | 24.3177 | 152252 | 23.5903 | 1861159 | 190.1326 | 232644.875 | 23.7666
5.8 | Façade - Cable + Install | 14181 | 1.5903 | 80179 | 6.6638 | 19831 | 3.1284 | 66856 | 5.8682 | 6864 | 0.66064 | 47750 | 4.186 | 67100 | 5.8896 | 19831 | 3.0727 | 322592 | 31.0596 | 40324 | 3.8825
5.8 | Façade - Supply | 42601 | 4.7775 | 563814 | 46.8595 | 249604 | 39.3759 | 389424 | 34.181 | 77502 | 7.4593 | 213273 | 18.6967 | 391132 | 34.3309 | 249604 | 38.6743 | 2176954 | 224.3551 | 272119.25 | 28.0444
5.8 | Lighting - Switching & Control | 75559 | 8.4736 | 98912 | 8.2207 | 56041 | 8.8407 | 128038 | 11.2383 | 99801 | 9.6055 | 101926 | 8.9354 | 128597 | 11.2874 | 56041 | 8.6831 | 744915 | 75.2847 | 93114.375 | 9.4106
5.8 | Lighting - Control Equipment | 44400 | 4.9793 | 20227 | 1.6811 | 142676 | 22.5077 | 42620 | 3.7409 | 191133 | 18.3959 | 64888 | 5.6884 | 42811 | 3.7577 | 142676 | 22.1066 | 691431 | 82.8575 | 86428.875 | 10.3572
[18 empty] | 0 | 0 | 0 | 0
5.8 | Central Battery - Distribution | 157176 | 17.6266 | 248332 | 20.6393 | 207656 | 32.7585 | 239568 | 21.0276 | 387591 | 37.3042 | 335819 | 29.4397 | 240868 | 21.1418 | 207656 | 32.1748 | 2024666 | 212.1125 | 253083.25 | 26.5141
5.8 | Central Battery - Equipment | 27750 | 3.112 | 39550 | 3.2871 | 77637 | 12.2475 | 44800 | 3.9322 | 216441 | 20.8317 | 18056 | 1.5829 | 45000 | 3.9498 | 77637 | 12.0293 | 546871 | 60.9725 | 68358.875 | 7.6216
5.8 | Earthing & Lightning Protection | 321012 | 36 | 114403 | 9.5082 | 74481 | 11.7496 | 189228 | 16.6091 | 85682 | 8.2466 | 120238 | 10.5407 | 189977 | 16.6749 | 74481 | 11.5403 | 1169502 | 120.8695 | 146187.75 | 15.1087
5.12.1.7 | Fire Alarm - Distribution | 110776 | 12.423 | 110413 | 9.1766 | 50882 | 8.0268 | 96940 | 8.5087 | 87136 | 8.3865 | 106317 | 9.3203 | 97428 | 8.5516 | 50882 | 7.8838 | 710774 | 72.2774 | 88846.75 | 9.0347
5.12.1.7 | Fire Alarm - Equipment | 72705 | 8.1535 | 64975 | 5.4002 | 118358 | 18.6714 | 61639 | 5.4103 | 211981 | 20.4024 | 56756 | 4.9755 | 61918 | 5.4347 | 118358 | 18.3387 | 766690 | 86.7868 | 95836.25 | 10.8483
5.12 | ICT - Distribution | 45475 | 5.0998 | 127584 | 10.6037 | 75213 | 11.8651 | 166635 | 14.6261 | 126713 | 12.1957 | 120319 | 10.5478 | 164978 | 14.4806 | 75213 | 11.6537 | 902130 | 91.0726 | 112766.25 | 11.3841
5.12 | ICT - Equipment | 134880 | 15.1262 | 23505 | 1.9535 | 303514 | 47.8804 | 172362 | 15.1288 | 373877 | 35.9843 | 33694 | 2.9538 | 173132 | 15.1963 | 303514 | 47.0273 | 1518478 | 181.2506 | 189809.75 | 22.6563
5.12 | BGM/PA - Distribution |  | 0 | 22774 | 1.8928 | 82848 | 13.0696 |  | 0 | 172653 | 16.6172 | 264824 | 23.2159 |  | 0 | 82848 | 12.8367 | 625947 | 67.6322 | 78243.375 | 8.454
5.12 | Intercom - Distribution | 126210 | 14.1539 | 10680 | 0.88763 | 65951 | 10.404 | 29886 | 2.6232 | 101417 | 9.761 | 10599 | 0.92917 | 33867 | 2.9726 | 65951 | 10.2186 | 444561 | 51.9501 | 55570.125 | 6.4938
5.12 | CCTV - Distribution | 355999 | 39.9236 | 496452 | 41.261 | 323118 | 50.973 | 553702 | 48.6002 | 542457 | 52.2095 | 395018 | 34.6294 | 522254 | 45.8399 | 323118 | 50.0648 | 3512118 | 363.5015 | 439014.75 | 45.4377
5.12 | CCTV - Equipment | 242535 | 27.1992 | 75710 | 6.2924 | 321253 | 50.6788 | 58642 | 5.1472 | 336504 | 32.3873 | 37318 | 3.2715 | 57777 | 5.0713 | 321253 | 49.7758 | 1450992 | 179.8234 | 181374 | 22.4779
5.12 | Access Control - Distribution | 95472 | 10.7067 | 138566 | 11.5165 | 287009 | 45.2767 | 73635 | 6.4632 | 430229 | 41.408 | 200716 | 17.5959 | 77399 | 6.7936 | 287009 | 44.4699 | 1590035 | 184.2304 | 198754.375 | 23.0288
5.12 | Access Control - Equipment | 56173 | 6.2995 | 77698 | 6.4576 | 127380 | 20.0947 | 183792 | 16.132 | 47346 | 4.5569 | 93161 | 8.167 | 220284 | 19.335 | 42460 | 6.5789 | 848294 | 87.6216 | 106036.75 | 10.9527
5.12 | Duress/Panic Alarm | 2054 | 0.23035 | 1922 | 0.15974 |  | 0 |  | 0 |  | 0 | 2648 | 0.23214 |  | 0 |  | 0 | 6624 | 0.62223 | 828 | 0.077778
5.12 | Disabled Alarm System | 4665 | 0.52316 | 5032 | 0.41822 |  | 0 |  | 0 | 12786 | 1.2306 | 10953 | 0.9602 | 11362 | 0.99728 |  | 0 | 44798 | 4.1295 | 5599.75 | 0.51618
5.12 | Gate Barrier System | 22200 | 2.4896 | 23730 | 1.9722 | 58656 | 9.2532 | 39133 | 3.4348 | 54510 | 5.2464 | 40926 | 3.5878 | 39308 | 3.4502 | 58656 | 9.0883 | 337119 | 38.5226 | 42139.875 | 4.8153
5.12 | BMS | 0 |  | 169500 | 14.0874 | 433339 | 68.3608 | 140000 | 12.2882 | 522940 | 50.3311 | 722220 | 63.3138 | 140625 | 12.3431 | 433339 | 67.1427 | 2561963 | 287.8671 | 320245.375 | 35.9834
5.14.1 | Sundries & BWIC | 37000 | 4.1494 | 219220 | 18.2197 | 76018 | 11.9921 | 177213 | 15.5546 | 86251.68 | 8.3014 | 37100 | 3.2524 | 211508 | 18.5647 | 124920 | 19.3554 | 969230.68 | 99.3898 | 121153.835 | 12.4237
SUB-TOTAL BELOW GROUND |  | 9307025 | 1043.7395 | 17156300 | 1425.8893 | 10296839 | 1624.3633 | 14547572 | 1276.8869 | 15755640.68 | 1516.4235 | 14185532 | 1243.5813 | 14450383 | 1268.3563 | 10355993 | 1604.5852 | 106055284.68 | 11003.8253 | 13256910.585 | 1375.4782
50% SCHEMATIC DESIGN COST PLAN |  | Plot 5.5 - Tower |  | Plot 5.6 - Tower |  | Plot 5.8 - Tower |  | Plot 5.2 - Tower |  | Plot 5.3 - Tower |  | Plot 5.4 - Tower |  | Plot 5.7 - Tower |  | Plot 5.10 - Tower
|  | CRC - Awarded |  | PIC - Awarded |  | EIC - Awarded |  | GCC - Awarded |  | EIC - Awarded |  | CRC - Awarded |  | GCC - Awarded |  | EIC - Awarded
REF | ELEMENTAL BREAKDOWN | AED | AED / m2 (GIA) | AED | AED / m2 (GIA) | AED | AED / m2 (GIA) | AED | AED / m2 (GIA) | AED | AED / m2 (GIA) | AED | AED / m2 (GIA) | AED | AED / m2 (GIA) | AED | AED / m2 (GIA)
|  |  | 17188 |  | 28341 |  | 11767 |  | 28819 |  | 17125 |  | 24915 |  | 28819 |  | 12201 | 0 | 169175 | 0 | 21146.875
[18 empty] | 0 | 0 | 0 | 0
| MECHANICAL SERVICES | 17421157 | 1013.5651 | 27723550 | 978.2135 | 11202724.4 | 952.0459 | 23774729 | 824.9672 | 14535483 | 848.7873 | 29903431 | 1200.218 | 23525763 | 816.3282 | 11189001 | 917.0561 | 159275838.4 | 7551.1813 | 19909479.8 | 943.8977
5.3 | Drainage - Distribution | 1206310 | 70.1833 | 3015462 | 106.3993 | 567069 | 48.1915 | 2791282 | 96.8556 | 801397 | 46.7969 | 2887401 | 115.8901 | 2762730 | 95.8649 | 567069 | 46.4773 | 14598720 | 626.6587 | 1824840 | 78.3323
5.3 | Drainage - Equipment |  | 0 |  | 0 |  | 0 |  | 0 |  | 0 |  | 0 |  | 0 |  | 0 | 0 | 0 | 0 | 0
5.4 | Water Supply - Distribution | 1650911 | 96.0502 | 3280664 | 115.7568 | 1209329 | 102.7729 | 2534257 | 87.937 | 1506402 | 87.9651 | 3905883 | 156.7683 | 2569847 | 89.172 | 1209329 | 99.1172 | 17866622 | 835.5396 | 2233327.75 | 104.4424
5.4 | Water Supply - Equipment | 500115 | 29.0968 | 469861 | 16.5788 | 398992 | 33.9077 | 813861 | 28.2404 | 531208 | 31.0194 | 512041 | 20.5515 | 817619 | 28.3708 | 398992 | 32.7016 | 4442689 | 220.4671 | 555336.125 | 27.5584
5.11.1 | Fire Protection - Distribution | 1304443 | 75.8927 | 3673522 | 129.6186 | 900100 | 76.4936 | 2719380 | 94.3607 | 1287975 | 75.2102 | 1571678 | 63.0816 | 2706443 | 93.9118 | 900100 | 73.7726 | 15063641 | 682.3418 | 1882955.125 | 85.2927
5.11.1 | Fire Protection - Equipment |  | 0 |  | 0 |  | 0 |  | 0 |  | 0 |  | 0 |  | 0 |  | 0 | 0 | 0 | 0 | 0
5.11.1 | Fire Protection - Suppression Systems |  | 0 | 27302 | 0.96334 | 43628 | 3.7077 |  | 0 |  | 0 | 38500 | 1.5453 |  | 0 | 43628 | 3.5758 | 153058 | 9.792 | 19132.25 | 1.224
5.6 | Chilled Water - Distribution | 2092091 | 121.7181 | 4181441 | 147.5403 | 946424 | 80.4304 | 2068144 | 71.7632 | 1226240 | 71.6053 | 4043469 | 162.2905 | 2085549 | 72.3672 | 946424 | 77.5694 | 17589782 | 805.2844 | 2198722.75 | 100.6605
5.6 | Chilled Water - Equipment | 3015696 | 175.4536 | 1437247 | 50.7126 | 2570474 | 218.4477 | 3201656 | 111.0953 | 3456001 | 201.8103 | 3462334 | 138.9658 | 3215951 | 111.5913 | 2570474 | 210.6773 | 22929833 | 1218.754 | 2866229.125 | 152.3443
5.6 | Air Conditioning - Distribution | 1619629 | 94.2302 | 3168255 | 111.7905 | 846889 | 71.9715 | 2201447 | 76.3887 | 1025565 | 59.887 | 4741847 | 190.321 | 2206559 | 76.5661 | 846889 | 69.4114 | 16657080 | 750.5665 | 2082135 | 93.8208
5.6 | Air Conditioning - Equipment | 3095568 | 180.1005 | 3487781 | 123.0649 | 778951 | 66.1979 | 2822657 | 97.9443 | 1007236 | 58.8167 | 2555877 | 102.5839 | 2834934 | 98.3703 | 778951 | 63.8432 | 17361955 | 790.9217 | 2170244.375 | 98.8652
5.6 | Ventilation - Distribution | 1688967 | 98.2643 | 3574417 | 126.1218 | 1008070 | 85.6692 | 2536981 | 88.0315 | 1494817 | 87.2886 | 4179655 | 167.7566 | 2541952 | 88.204 | 1008070 | 82.6219 | 18032929 | 823.958 | 2254116.125 | 102.9947
5.6 | Ventilation - Equipment | 960947 | 55.908 | 668453 | 23.5861 | 829820 | 70.5209 | 1211470 | 42.0372 | 802760 | 46.8765 | 1846303 | 74.1041 | 1117273 | 38.7686 | 829820 | 68.0125 | 8266846 | 419.8139 | 1033355.75 | 52.4767
5.14 | Sundries & BWIC | 286480 | 16.6674 | 739145 | 26.0804 | 1102978.4 | 93.7349 | 873594 | 30.3131 | 1395882 | 81.5114 | 158443 | 6.3593 | 666906 | 23.1412 | 1089255 | 89.2759 | 6312683.4 | 367.0836 | 789085.425 | 45.8855
| ELECTRICAL SERVICES | 15280568 | 889.0254 | 24929844 | 879.6388 | 11822269 | 1004.6969 | 21498219 | 745.9738 | 16638773 | 971.6072 | 18647845 | 748.4586 | 21546957 | 747.665 | 11822269 | 968.959 | 142186744 | 6956.0247 | 17773343 | 869.5031
5.8 | Sub-Main Cable + Containment | 1419851 | 82.6071 | 3020328 | 106.571 | 1399416 | 118.9272 | 1551010 | 53.819 | 1986515 | 116.0009 | 2435003 | 97.7324 | 1559405 | 54.1103 | 1399416 | 114.6968 | 14770944 | 744.4647 | 1846368 | 93.0581
5.8 | Busbar | 959396 | 55.8178 | 4188732 | 147.7976 |  | 0 | 2105456 | 73.0579 |  | 0 | 3520928 | 141.3176 | 2115066 | 73.3914 |  | 0 | 12889578 | 491.3823 | 1611197.25 | 61.4228
5.8 | LV Switchgear | 825357 | 48.0194 | 1906316 | 67.2635 | 1240389 | 105.4125 | 1108468 | 38.4631 | 1910259 | 111.548 | 1381830 | 55.4618 | 1113621 | 38.6419 | 1240389 | 101.6629 | 10726629 | 566.4731 | 1340828.625 | 70.8091
5.8 | Small Power | 2401698 | 139.7311 | 2741294 | 96.7254 | 1059947 | 90.0779 | 2514641 | 87.2564 | 1217009 | 71.0662 | 1917039 | 76.9432 | 2571586 | 89.2323 | 1059947 | 86.8738 | 15483161 | 737.9062 | 1935395.125 | 92.2383
5.8 | Lighting - Cable + Install | 2624615 | 152.7004 | 4190564 | 147.8622 | 687660 | 58.4397 | 1409525 | 48.9096 | 708478 | 41.371 | 1331193 | 53.4294 | 1426083 | 49.4841 | 687660 | 56.361 | 13065778 | 608.5574 | 1633222.25 | 76.0697
5.8 | Lighting - Supply | 1248203 | 72.6206 | 2179989 | 76.92 | 2825552 | 240.1251 | 1851369 | 64.2413 | 3815078 | 222.7783 | 1786809 | 71.7162 | 1867578 | 64.8037 | 2825552 | 231.5836 | 18400130 | 1044.7888 | 2300016.25 | 130.5986
5.8 | Façade - Cable + Install | 340866 | 19.8316 | 387694 | 13.6796 | 20935 | 1.7791 | 454571 | 15.7733 | 38158 | 2.2282 | 513324 | 20.603 | 456670 | 15.8461 | 20935 | 1.7158 | 2233153 | 91.4569 | 279144.125 | 11.4321
5.8 | Façade - Supply | 469126 | 27.2938 | 1056598 | 37.2816 | 947212 | 80.4973 | 1172128 | 40.6721 | 1297938 | 75.792 | 804243 | 32.2795 | 1177156 | 40.8465 | 947212 | 77.634 | 7871613 | 412.2968 | 983951.625 | 51.5371
5.8 | Lighting - Switching & Control | 600554 | 34.9403 | 557323 | 19.6649 | 395462 | 33.6077 | 1108297 | 38.4572 | 489994 | 28.6128 | 610799 | 24.5153 | 1112841 | 38.6148 | 395462 | 32.4123 | 5270732 | 250.8253 | 658841.5 | 31.3532
5.8 | Lighting - Control Equipment | 16650 | 0.9687 | 35625 | 1.257 | 88200 | 7.4955 | 204752 | 7.1048 | 105381 | 6.1536 | 83326 | 3.3444 | 205668 | 7.1365 | 88200 | 7.2289 | 827802 | 40.6895 | 103475.25 | 5.0862
5.8 | Air Craft Warning System | 47175 | 2.7446 | 8883 | 0.31343 |  | 0 | 124698 | 4.3269 |  | 0 | 186297 | 7.4773 | 125253 | 4.3462 |  | 0 | 492306 | 19.2085 | 61538.25 | 2.4011
5.8 | Central Battery - Distribution | 213786 | 12.4381 | 438413 | 15.4692 | 279946 | 23.7908 | 617590 | 21.43 | 455627 | 26.606 | 438144 | 17.5856 | 620858 | 21.5434 | 279946 | 22.9445 | 3344310 | 161.8074 | 418038.75 | 20.2259
5.8 | Central Battery - Equipment |  | 0 | 2260 | 0.079743 |  | 0 | 26880 | 0.93272 |  | 0 |  | 0 | 27000 | 0.93688 |  | 0 | 56140 | 1.9493 | 7017.5 | 0.24367
5.8 | Earthing & Lightning Protection | 685852 | 39.903 | 149986 | 5.2922 | 224071 | 19.0423 | 158825 | 5.5111 | 378165 | 22.0826 | 50298 | 2.0188 | 158902 | 5.5138 | 224071 | 18.365 | 2030170 | 117.7288 | 253771.25 | 14.7161
5.12.1.7 | Fire Alarm - Distribution | 846824 | 49.2683 | 1217767 | 42.9684 | 257509 | 21.884 | 1358808 | 47.1497 | 788447 | 46.0407 | 867506 | 34.8186 | 1364852 | 47.3595 | 257509 | 21.1056 | 6959222 | 310.5948 | 869902.75 | 38.8243
5.12.1.7 | Fire Alarm - Equipment |  | 0 | 7910 | 0.2791 |  | 0 | 36682 | 1.2728 |  | 0 |  | 0 | 36846 | 1.2785 |  | 0 | 81438 | 2.8305 | 10179.75 | 0.35381
5.12 | ICT - Distribution | 736084 | 42.8255 | 981145 | 34.6193 | 556986 | 47.3346 | 2106874 | 73.1071 | 541703 | 31.6323 | 1441115 | 57.8413 | 2111836 | 73.2793 | 556986 | 45.6508 | 9032729 | 406.2901 | 1129091.125 | 50.7863
5.12 | ICT - Equipment | 182560 | 10.6214 | 63909 | 2.255 | 360990 | 30.6782 | 623452 | 21.6334 | 585198 | 34.1721 | 256931 | 10.3123 | 626267 | 21.731 | 360990 | 29.5869 | 3060297 | 160.9903 | 382537.125 | 20.1238
5.12 | AV - Equipment | 3330 | 0.19374 |  | 0 |  | 0 |  | 0 |  | 0 |  | 0 |  | 0 |  | 0 | 3330 | 0.19374 | 416.25 | 0.024217
5.12 | BGM/PA | 3330 | 0.19374 |  | 0 | 142223 | 12.0866 | 86666 | 3.0073 | 110779 | 6.4688 |  | 0 | 87050 | 3.0206 | 142223 | 11.6567 | 572271 | 36.4337 | 71533.875 | 4.5542
5.12 | Intercom - Distribution | 189939 | 11.0507 | 86949 | 3.068 | 278382 | 23.6579 | 825232 | 28.635 | 320960 | 18.7422 | 251340 | 10.0879 | 828895 | 28.7621 | 278382 | 22.8163 | 3060079 | 146.82 | 382509.875 | 18.3525
5.12 | CCTV - Distribution | 391425 | 22.7732 | 707585 | 24.9668 | 240474 | 20.4363 | 606610 | 21.049 | 465846 | 27.2027 | 515004 | 20.6704 | 652830 | 22.6528 | 240474 | 19.7094 | 3820248 | 179.4605 | 477531 | 22.4326
5.12 | CCTV - Equipment | 33300 | 1.9374 | 18645 | 0.65788 | 42824 | 3.6393 | 10000 | 0.34699 | 119388 | 6.9716 | 25266 | 1.0141 | 10044 | 0.34852 | 42824 | 3.5099 | 302291 | 18.4256 | 37786.375 | 2.3032
5.12 | Access Control - Distribution | 73273 | 4.263 | 104456 | 3.6857 | 78555 | 6.6759 | 80159 | 2.7815 | 160705 | 9.3842 | 46416 | 1.863 | 79276 | 2.7508 | 78555 | 6.4384 | 701395 | 37.8425 | 87674.375 | 4.7303
5.12 | Access Control - Equipment | 54945 | 3.1967 | 50573 | 1.7844 | 127380 | 10.8252 | 204736 | 7.1042 | 110474 | 6.451 | 44034 | 1.7674 | 198363 | 6.8831 | 59444 | 4.8721 | 849949 | 42.8841 | 106243.625 | 5.3605
5.12 | Duress/Panic Alarm | 1222 | 0.071096 |  | 0 |  | 0 | 5648 | 0.19598 |  | 0 |  | 0 | 5673 | 0.19685 |  | 0 | 12543 | 0.46393 | 1567.875 | 0.057991
5.12 | Disabled Alarm System | 2999 | 0.17448 |  | 0 | 5077 | 0.43146 | 13660 | 0.47399 | 1374 | 0.080234 |  | 0 | 13724 | 0.47621 | 5077 | 0.41611 | 41911 | 2.0525 | 5238.875 | 0.25656
5.12 | BMS | 767208 | 44.6363 | 395500 | 13.955 | 563079 | 47.8524 | 504000 | 17.4885 | 659207 | 38.4938 |  |  | 506250 | 17.5665 | 563079 | 46.1502 | 3958323 | 226.1428 | 494790.375 | 28.2678
5.14.1 | Sundries & BWIC | 141000 | 8.2034 | 431400 | 15.2218 |  | 0 | 627482 | 21.7732 | 372090 | 21.7279 | 141000 | 5.6592 | 487364 | 16.9112 | 67936 | 5.5681 | 2268272 | 95.0648 | 283534 | 11.8831
SUB-TOTAL ABOVE GROUND |  | 32701725 | 1902.5905 | 52653394 | 1857.8524 | 23024993.4 | 1956.7429 | 45272948 | 1570.941 | 31174256 | 1820.3945 | 48551276 | 1948.6765 | 45072720 | 1563.9932 | 23011270 | 1886.0151 | 301462582.4 | 14507.206 | 37682822.8 | 1813.4008
[18 empty] | 0 |  | 0
ABOVE & BELOW MEP SUB-TOTAL |  | 42008750 | 1609.2224 | 69809694 | 1729.1183 | 33321832.4 | 1840.3751 | 59820520 | 1487.6286 | 46929896.68 | 1705.6114 | 62736808 | 1727.2399 | 59523103 | 1480.2323 | 33367263 | 1788.6499 | 407517867.08 | 13368.0779 | 50939733.385 | 1671.0097
| COOLING & ELECTRICAL LOAD | [19 empty] | 1646.5102
| Refrigerant Tonnage (TR) | 630 | 34472.5667 | 945 | 38884.0032 | 545.4545 | 28085.1677 | 945 | 32698.0656 | 782.9545 | 26498.97 | 900 | 40119.2711 | 930 | 32871.2043 | 545.4545 | 28234.4902
| Electrical Load (TCL - kW) | 4300.35 | 4718.4608 | 7340.97 | 4504.0793 | 3369.2 | 5343.3011 | 8237.4 | 3510.9195 | 5341.15 | 4902.0169 | 7325.11 | 3635.3671 | 7367.9 | 3929.5977 | 3369.2 | 5332.6107
|  |  | 26105 |  | 40373 |  | 18106 |  | 40212 |  | 27515 |  | 36322 |  | 40212 |  | 18655
Note on D54: Matthew Eastwood: Included
Note on N106: Matthew Eastwood: Included

## Sheet1
344
|  | Asset | Country | City | Developer | Alias | Project | Base Date | Contractor | Status | Procurement | Contract Type | Areas (Below Ground) | Areas (Above Ground) | GIA(m2) - Below Ground | GIA(m2) - Above Ground | GIA(m2) - Above & Below Ground | Services | NRM Lvl | Element | Currency | Costs - Below Ground | Costs - Above Ground | Costs - Above & Below Ground | Cost/GIA (AED/m2) - Below Ground | Cost/GIA (AED/m2) - Above Ground | Cost/GIA (AED/m2) - Above & Below Ground | Chart
Citywalk Phase 5.10 | Citywalk Phase 5.10 - Mechanical | BUILDINGS | UAE | Dubai | DHRE | A23.4 | Citywalk Phase 5.10 | 2023 | Eastern International | Award | Competitive - Traditional | Fixed Price Lump Sum | Basement + Ground Floor | Tower | 6454 | 12201 | 18655 | Mechanical | 5.3 | Drainage - Distribution | AED | 469190 | 567069 | 1036259 | 72.6976 | 46.4773 | 55.5486 | YES
Citywalk Phase 5.10 | Citywalk Phase 5.10 - Mechanical | BUILDINGS | UAE | Dubai | DHRE | A23.4 | Citywalk Phase 5.10 | 2023 | Eastern International | Award | Competitive - Traditional | Fixed Price Lump Sum | Basement + Ground Floor | Tower | 6454 | 12201 | 18655 | Mechanical | 5.3 | Drainage - Equipment | AED | 89580 | 0 | 89580 | 13.8798 | 0 | 4.8019 | YES
Citywalk Phase 5.10 | Citywalk Phase 5.10 - Mechanical | BUILDINGS | UAE | Dubai | DHRE | A23.4 | Citywalk Phase 5.10 | 2023 | Eastern International | Award | Competitive - Traditional | Fixed Price Lump Sum | Basement + Ground Floor | Tower | 6454 | 12201 | 18655 | Mechanical | 5.4 | Water Supply - Distribution | AED | 150038 | 1209329 | 1359367 | 23.2473 | 99.1172 | 72.8688 | YES
Citywalk Phase 5.10 | Citywalk Phase 5.10 - Mechanical | BUILDINGS | UAE | Dubai | DHRE | A23.4 | Citywalk Phase 5.10 | 2023 | Eastern International | Award | Competitive - Traditional | Fixed Price Lump Sum | Basement + Ground Floor | Tower | 6454 | 12201 | 18655 | Mechanical | 5.4 | Water Supply - Equipment | AED | 36488 | 398992 | 435480 | 5.6535 | 32.7016 | 23.3439 | YES
Citywalk Phase 5.10 | Citywalk Phase 5.10 - Mechanical | BUILDINGS | UAE | Dubai | DHRE | A23.4 | Citywalk Phase 5.10 | 2023 | Eastern International | Award | Competitive - Traditional | Fixed Price Lump Sum | Basement + Ground Floor | Tower | 6454 | 12201 | 18655 | Mechanical | 5.11.1 | Fire Protection - Distribution | AED | 669821 | 900100 | 1569921 | 103.7839 | 73.7726 | 84.1555 | YES
Citywalk Phase 5.10 | Citywalk Phase 5.10 - Mechanical | BUILDINGS | UAE | Dubai | DHRE | A23.4 | Citywalk Phase 5.10 | 2023 | Eastern International | Award | Competitive - Traditional | Fixed Price Lump Sum | Basement + Ground Floor | Tower | 6454 | 12201 | 18655 | Mechanical | 5.11.1 | Fire Protection - Equipment | AED | 513705 | 0 | 513705 | 79.5948 | 0 | 27.5371 | YES
Citywalk Phase 5.10 | Citywalk Phase 5.10 - Mechanical | BUILDINGS | UAE | Dubai | DHRE | A23.4 | Citywalk Phase 5.10 | 2023 | Eastern International | Award | Competitive - Traditional | Fixed Price Lump Sum | Basement + Ground Floor | Tower | 6454 | 12201 | 18655 | Mechanical | 5.11.1 | Fire Protection - Suppression Systems | AED | 665288 | 43628 | 708916 | 103.0815 | 3.5758 | 38.0014 | YES
Citywalk Phase 5.10 | Citywalk Phase 5.10 - Mechanical | BUILDINGS | UAE | Dubai | DHRE | A23.4 | Citywalk Phase 5.10 | 2023 | Eastern International | Award | Competitive - Traditional | Fixed Price Lump Sum | Basement + Ground Floor | Tower | 6454 | 12201 | 18655 | Mechanical | 5.6 | Chilled Water - Distribution | AED | 72879 | 946424 | 1019303 | 11.2921 | 77.5694 | 54.6397 | YES
Citywalk Phase 5.10 | Citywalk Phase 5.10 - Mechanical | BUILDINGS | UAE | Dubai | DHRE | A23.4 | Citywalk Phase 5.10 | 2023 | Eastern International | Award | Competitive - Traditional | Fixed Price Lump Sum | Basement + Ground Floor | Tower | 6454 | 12201 | 18655 | Mechanical | 5.6 | Chilled Water - Equipment | AED | 0 | 2570474 | 2570474 | 0 | 210.6773 | 137.7901 | YES
Citywalk Phase 5.10 | Citywalk Phase 5.10 - Mechanical | BUILDINGS | UAE | Dubai | DHRE | A23.4 | Citywalk Phase 5.10 | 2023 | Eastern International | Award | Competitive - Traditional | Fixed Price Lump Sum | Basement + Ground Floor | Tower | 6454 | 12201 | 18655 | Mechanical | 5.6 | Air Conditioning - Distribution | AED | 50138 | 846889 | 897027 | 7.7685 | 69.4114 | 48.0851 | YES
Citywalk Phase 5.10 | Citywalk Phase 5.10 - Mechanical | BUILDINGS | UAE | Dubai | DHRE | A23.4 | Citywalk Phase 5.10 | 2023 | Eastern International | Award | Competitive - Traditional | Fixed Price Lump Sum | Basement + Ground Floor | Tower | 6454 | 12201 | 18655 | Mechanical | 5.6 | Air Conditioning - Equipment | AED | 361183 | 778951 | 1140134 | 55.9627 | 63.8432 | 61.1168 | YES
Citywalk Phase 5.10 | Citywalk Phase 5.10 - Mechanical | BUILDINGS | UAE | Dubai | DHRE | A23.4 | Citywalk Phase 5.10 | 2023 | Eastern International | Award | Competitive - Traditional | Fixed Price Lump Sum | Basement + Ground Floor | Tower | 6454 | 12201 | 18655 | Mechanical | 5.6 | Ventilation - Distribution | AED | 769180 | 1008070 | 1777250 | 119.1788 | 82.6219 | 95.2694 | YES
Citywalk Phase 5.10 | Citywalk Phase 5.10 - Mechanical | BUILDINGS | UAE | Dubai | DHRE | A23.4 | Citywalk Phase 5.10 | 2023 | Eastern International | Award | Competitive - Traditional | Fixed Price Lump Sum | Basement + Ground Floor | Tower | 6454 | 12201 | 18655 | Mechanical | 5.6 | Ventilation - Equipment | AED | 228968 | 829820 | 1058788 | 35.4769 | 68.0125 | 56.7563 | YES
Citywalk Phase 5.10 | Citywalk Phase 5.10 - Mechanical | BUILDINGS | UAE | Dubai | DHRE | A23.4 | Citywalk Phase 5.10 | 2023 | Eastern International | Award | Competitive - Traditional | Fixed Price Lump Sum | Basement + Ground Floor | Tower | 6454 | 12201 | 18655 | Mechanical | 5.14 | Sundries & BWIC | AED | 135172 | 1089255 | 1224427 | 20.9439 | 89.2759 | 65.6353 | YES
Citywalk Phase 5.10 | Citywalk Phase 5.10 - Electrical | BUILDINGS | UAE | Dubai | DHRE | A23.4 | Citywalk Phase 5.10 | 2023 | Eastern International | Award | Competitive - Traditional | Fixed Price Lump Sum | Basement + Ground Floor | Tower | 6454 | 12201 | 18655 | Electrical | 5.8 | Sub-Main Cable + Containment | AED | 783540 | 1399416 | 2182956 | 121.4038 | 114.6968 | 117.0172 | YES
Citywalk Phase 5.10 | Citywalk Phase 5.10 - Electrical | BUILDINGS | UAE | Dubai | DHRE | A23.4 | Citywalk Phase 5.10 | 2023 | Eastern International | Award | Competitive - Traditional | Fixed Price Lump Sum | Basement + Ground Floor | Tower | 6454 | 12201 | 18655 | Electrical | 5.8 | Busbar | AED | 0 | 0 | 0 | 0 | 0 | 0 | YES
Citywalk Phase 5.10 | Citywalk Phase 5.10 - Electrical | BUILDINGS | UAE | Dubai | DHRE | A23.4 | Citywalk Phase 5.10 | 2023 | Eastern International | Award | Competitive - Traditional | Fixed Price Lump Sum | Basement + Ground Floor | Tower | 6454 | 12201 | 18655 | Electrical | 5.8 | LV Switchgear | AED | 1992836 | 1240389 | 3233225 | 308.7753 | 101.6629 | 173.3168 | YES
Citywalk Phase 5.10 | Citywalk Phase 5.10 - Electrical | BUILDINGS | UAE | Dubai | DHRE | A23.4 | Citywalk Phase 5.10 | 2023 | Eastern International | Award | Competitive - Traditional | Fixed Price Lump Sum | Basement + Ground Floor | Tower | 6454 | 12201 | 18655 | Electrical | 5.8 | Small Power | AED | 36001 | 1059947 | 1095948 | 5.5781 | 86.8738 | 58.7482 | YES
Citywalk Phase 5.10 | Citywalk Phase 5.10 - Electrical | BUILDINGS | UAE | Dubai | DHRE | A23.4 | Citywalk Phase 5.10 | 2023 | Eastern International | Award | Competitive - Traditional | Fixed Price Lump Sum | Basement + Ground Floor | Tower | 6454 | 12201 | 18655 | Electrical | 5.8 | Lighting - Cable + Install | AED | 64287 | 687660 | 751947 | 9.9608 | 56.361 | 40.3081 | YES
Citywalk Phase 5.10 | Citywalk Phase 5.10 - Electrical | BUILDINGS | UAE | Dubai | DHRE | A23.4 | Citywalk Phase 5.10 | 2023 | Eastern International | Award | Competitive - Traditional | Fixed Price Lump Sum | Basement + Ground Floor | Tower | 6454 | 12201 | 18655 | Electrical | 5.8 | Lighting - Supply | AED | 152252 | 2825552 | 2977804 | 23.5903 | 231.5836 | 159.625 | YES
Citywalk Phase 5.10 | Citywalk Phase 5.10 - Electrical | BUILDINGS | UAE | Dubai | DHRE | A23.4 | Citywalk Phase 5.10 | 2023 | Eastern International | Award | Competitive - Traditional | Fixed Price Lump Sum | Basement + Ground Floor | Tower | 6454 | 12201 | 18655 | Electrical | 5.8 | Façade - Cable + Install | AED | 19831 | 20935 | 40766 | 3.0727 | 1.7158 | 2.1853 | YES
Citywalk Phase 5.10 | Citywalk Phase 5.10 - Electrical | BUILDINGS | UAE | Dubai | DHRE | A23.4 | Citywalk Phase 5.10 | 2023 | Eastern International | Award | Competitive - Traditional | Fixed Price Lump Sum | Basement + Ground Floor | Tower | 6454 | 12201 | 18655 | Electrical | 5.8 | Façade - Supply | AED | 249604 | 947212 | 1196816 | 38.6743 | 77.634 | 64.1552 | YES
Citywalk Phase 5.10 | Citywalk Phase 5.10 - Electrical | BUILDINGS | UAE | Dubai | DHRE | A23.4 | Citywalk Phase 5.10 | 2023 | Eastern International | Award | Competitive - Traditional | Fixed Price Lump Sum | Basement + Ground Floor | Tower | 6454 | 12201 | 18655 | Electrical | 5.8 | Lighting - Switching & Control | AED | 56041 | 395462 | 451503 | 8.6831 | 32.4123 | 24.2028 | YES
Citywalk Phase 5.10 | Citywalk Phase 5.10 - Electrical | BUILDINGS | UAE | Dubai | DHRE | A23.4 | Citywalk Phase 5.10 | 2023 | Eastern International | Award | Competitive - Traditional | Fixed Price Lump Sum | Basement + Ground Floor | Tower | 6454 | 12201 | 18655 | Electrical | 5.8 | Lighting - Control Equipment | AED | 142676 | 88200 | 230876 | 22.1066 | 7.2289 | 12.3761 | YES
Citywalk Phase 5.10 | Citywalk Phase 5.10 - Electrical | BUILDINGS | UAE | Dubai | DHRE | A23.4 | Citywalk Phase 5.10 | 2023 | Eastern International | Award | Competitive - Traditional | Fixed Price Lump Sum | Basement + Ground Floor | Tower | 6454 | 12201 | 18655 | Electrical | 5.8 | Air Craft Warning System | AED | 0 | 0 | 0 | 0 | 0 | 0 | YES
Citywalk Phase 5.10 | Citywalk Phase 5.10 - Electrical | BUILDINGS | UAE | Dubai | DHRE | A23.4 | Citywalk Phase 5.10 | 2023 | Eastern International | Award | Competitive - Traditional | Fixed Price Lump Sum | Basement + Ground Floor | Tower | 6454 | 12201 | 18655 | Electrical | 5.8 | Central Battery - Distribution | AED | 207656 | 279946 | 487602 | 32.1748 | 22.9445 | 26.1379 | YES
Citywalk Phase 5.10 | Citywalk Phase 5.10 - Electrical | BUILDINGS | UAE | Dubai | DHRE | A23.4 | Citywalk Phase 5.10 | 2023 | Eastern International | Award | Competitive - Traditional | Fixed Price Lump Sum | Basement + Ground Floor | Tower | 6454 | 12201 | 18655 | Electrical | 5.8 | Central Battery - Equipment | AED | 77637 | 0 | 77637 | 12.0293 | 0 | 4.1617 | YES
Citywalk Phase 5.10 | Citywalk Phase 5.10 - Electrical | BUILDINGS | UAE | Dubai | DHRE | A23.4 | Citywalk Phase 5.10 | 2023 | Eastern International | Award | Competitive - Traditional | Fixed Price Lump Sum | Basement + Ground Floor | Tower | 6454 | 12201 | 18655 | Electrical | 5.8 | Earthing & Lightning Protection | AED | 74481 | 224071 | 298552 | 11.5403 | 18.365 | 16.0039 | YES
Citywalk Phase 5.10 | Citywalk Phase 5.10 - Electrical | BUILDINGS | UAE | Dubai | DHRE | A23.4 | Citywalk Phase 5.10 | 2023 | Eastern International | Award | Competitive - Traditional | Fixed Price Lump Sum | Basement + Ground Floor | Tower | 6454 | 12201 | 18655 | Electrical | 5.12.1.7 | Fire Alarm - Distribution | AED | 50882 | 257509 | 308391 | 7.8838 | 21.1056 | 16.5313 | YES
Citywalk Phase 5.10 | Citywalk Phase 5.10 - Electrical | BUILDINGS | UAE | Dubai | DHRE | A23.4 | Citywalk Phase 5.10 | 2023 | Eastern International | Award | Competitive - Traditional | Fixed Price Lump Sum | Basement + Ground Floor | Tower | 6454 | 12201 | 18655 | Electrical | 5.12.1.7 | Fire Alarm - Equipment | AED | 118358 | 0 | 118358 | 18.3387 | 0 | 6.3446 | YES
Citywalk Phase 5.10 | Citywalk Phase 5.10 - Electrical | BUILDINGS | UAE | Dubai | DHRE | A23.4 | Citywalk Phase 5.10 | 2023 | Eastern International | Award | Competitive - Traditional | Fixed Price Lump Sum | Basement + Ground Floor | Tower | 6454 | 12201 | 18655 | Electrical | 5.12 | ICT - Distribution | AED | 75213 | 556986 | 632199 | 11.6537 | 45.6508 | 33.889 | YES
Citywalk Phase 5.10 | Citywalk Phase 5.10 - Electrical | BUILDINGS | UAE | Dubai | DHRE | A23.4 | Citywalk Phase 5.10 | 2023 | Eastern International | Award | Competitive - Traditional | Fixed Price Lump Sum | Basement + Ground Floor | Tower | 6454 | 12201 | 18655 | Electrical | 5.12 | ICT - Equipment | AED | 303514 | 360990 | 664504 | 47.0273 | 29.5869 | 35.6207 | YES
Citywalk Phase 5.10 | Citywalk Phase 5.10 - Electrical | BUILDINGS | UAE | Dubai | DHRE | A23.4 | Citywalk Phase 5.10 | 2023 | Eastern International | Award | Competitive - Traditional | Fixed Price Lump Sum | Basement + Ground Floor | Tower | 6454 | 12201 | 18655 | Electrical | 5.12 | BGM/PA - Distribution | AED | 82848 | 0 | 82848 | 12.8367 | 0 | 4.4411 | YES
Citywalk Phase 5.10 | Citywalk Phase 5.10 - Electrical | BUILDINGS | UAE | Dubai | DHRE | A23.4 | Citywalk Phase 5.10 | 2023 | Eastern International | Award | Competitive - Traditional | Fixed Price Lump Sum | Basement + Ground Floor | Tower | 6454 | 12201 | 18655 | Electrical | 5.12 | Intercom - Distribution | AED | 65951 | 142223 | 208174 | 10.2186 | 11.6567 | 11.1592 | YES
Citywalk Phase 5.10 | Citywalk Phase 5.10 - Electrical | BUILDINGS | UAE | Dubai | DHRE | A23.4 | Citywalk Phase 5.10 | 2023 | Eastern International | Award | Competitive - Traditional | Fixed Price Lump Sum | Basement + Ground Floor | Tower | 6454 | 12201 | 18655 | Electrical | 5.12 | CCTV - Distribution | AED | 323118 | 278382 | 601500 | 50.0648 | 22.8163 | 32.2434 | YES
Citywalk Phase 5.10 | Citywalk Phase 5.10 - Electrical | BUILDINGS | UAE | Dubai | DHRE | A23.4 | Citywalk Phase 5.10 | 2023 | Eastern International | Award | Competitive - Traditional | Fixed Price Lump Sum | Basement + Ground Floor | Tower | 6454 | 12201 | 18655 | Electrical | 5.12 | CCTV - Equipment | AED | 321253 | 240474 | 561727 | 49.7758 | 19.7094 | 30.1113 | YES
Citywalk Phase 5.10 | Citywalk Phase 5.10 - Electrical | BUILDINGS | UAE | Dubai | DHRE | A23.4 | Citywalk Phase 5.10 | 2023 | Eastern International | Award | Competitive - Traditional | Fixed Price Lump Sum | Basement + Ground Floor | Tower | 6454 | 12201 | 18655 | Electrical | 5.12 | Access Control - Distribution | AED | 287009 | 42824 | 329833 | 44.4699 | 3.5099 | 17.6807 | YES
Citywalk Phase 5.10 | Citywalk Phase 5.10 - Electrical | BUILDINGS | UAE | Dubai | DHRE | A23.4 | Citywalk Phase 5.10 | 2023 | Eastern International | Award | Competitive - Traditional | Fixed Price Lump Sum | Basement + Ground Floor | Tower | 6454 | 12201 | 18655 | Electrical | 5.12 | Access Control - Equipment | AED | 42460 | 78555 | 121015 | 6.5789 | 6.4384 | 6.487 | YES
Citywalk Phase 5.10 | Citywalk Phase 5.10 - Electrical | BUILDINGS | UAE | Dubai | DHRE | A23.4 | Citywalk Phase 5.10 | 2023 | Eastern International | Award | Competitive - Traditional | Fixed Price Lump Sum | Basement + Ground Floor | Tower | 6454 | 12201 | 18655 | Electrical | 5.12 | Duress/Panic Alarm | AED | 0 | 59444 | 59444 | 0 | 4.8721 | 3.1865 | YES
Citywalk Phase 5.10 | Citywalk Phase 5.10 - Electrical | BUILDINGS | UAE | Dubai | DHRE | A23.4 | Citywalk Phase 5.10 | 2023 | Eastern International | Award | Competitive - Traditional | Fixed Price Lump Sum | Basement + Ground Floor | Tower | 6454 | 12201 | 18655 | Electrical | 5.12 | Disabled Alarm System | AED | 0 | 0 | 0 | 0 | 0 | 0 | YES
Citywalk Phase 5.10 | Citywalk Phase 5.10 - Electrical | BUILDINGS | UAE | Dubai | DHRE | A23.4 | Citywalk Phase 5.10 | 2023 | Eastern International | Award | Competitive - Traditional | Fixed Price Lump Sum | Basement + Ground Floor | Tower | 6454 | 12201 | 18655 | Electrical | 5.12 | Gate Barrier System | AED | 58656 | 5077 | 63733 | 9.0883 | 0.41611 | 3.4164 | YES
Citywalk Phase 5.10 | Citywalk Phase 5.10 - Electrical | BUILDINGS | UAE | Dubai | DHRE | A23.4 | Citywalk Phase 5.10 | 2023 | Eastern International | Award | Competitive - Traditional | Fixed Price Lump Sum | Basement + Ground Floor | Tower | 6454 | 12201 | 18655 | Electrical | 5.12 | BMS | AED | 433339 | 563079 | 996418 | 67.1427 | 46.1502 | 53.4129 | YES
Citywalk Phase 5.10 | Citywalk Phase 5.10 - Electrical | BUILDINGS | UAE | Dubai | DHRE | A23.4 | Citywalk Phase 5.10 | 2023 | Eastern International | Award | Competitive - Traditional | Fixed Price Lump Sum | Basement + Ground Floor | Tower | 6454 | 12201 | 18655 | Electrical | 5.14.1 | Sundries & BWIC | AED | 124920 | 67936 | 192856 | 19.3554 | 5.5681 | 10.338 | YES
Citywalk Phase 5.08 | Citywalk Phase 5.08 - Mechanical | BUILDINGS | UAE | Dubai | DHRE | A23.5 | Citywalk Phase 5.08 | 2023 | Eastern International | Award | Competitive - Traditional | Fixed Price Lump Sum | Basement + Ground Floor | Tower | 6339 | 11767 | 18108 | Mechanical | 5.3 | Drainage - Distribution | AED | 469190 | 567069 | 1036259 | 74.0164 | 48.1915 | 57.2266 | YES
Citywalk Phase 5.08 | Citywalk Phase 5.08 - Mechanical | BUILDINGS | UAE | Dubai | DHRE | A23.5 | Citywalk Phase 5.08 | 2023 | Eastern International | Award | Competitive - Traditional | Fixed Price Lump Sum | Basement + Ground Floor | Tower | 6339 | 11767 | 18108 | Mechanical | 5.3 | Drainage - Equipment | AED | 89580 | 0 | 89580 | 14.1316 | 0 | 4.947 | YES
Citywalk Phase 5.08 | Citywalk Phase 5.08 - Mechanical | BUILDINGS | UAE | Dubai | DHRE | A23.5 | Citywalk Phase 5.08 | 2023 | Eastern International | Award | Competitive - Traditional | Fixed Price Lump Sum | Basement + Ground Floor | Tower | 6339 | 11767 | 18108 | Mechanical | 5.4 | Water Supply - Distribution | AED | 150038 | 1209329 | 1359367 | 23.669 | 102.7729 | 75.07 | YES
Citywalk Phase 5.08 | Citywalk Phase 5.08 - Mechanical | BUILDINGS | UAE | Dubai | DHRE | A23.5 | Citywalk Phase 5.08 | 2023 | Eastern International | Award | Competitive - Traditional | Fixed Price Lump Sum | Basement + Ground Floor | Tower | 6339 | 11767 | 18108 | Mechanical | 5.4 | Water Supply - Equipment | AED | 36488 | 398992 | 435480 | 5.7561 | 33.9077 | 24.049 | YES
Citywalk Phase 5.08 | Citywalk Phase 5.08 - Mechanical | BUILDINGS | UAE | Dubai | DHRE | A23.5 | Citywalk Phase 5.08 | 2023 | Eastern International | Award | Competitive - Traditional | Fixed Price Lump Sum | Basement + Ground Floor | Tower | 6339 | 11767 | 18108 | Mechanical | 5.11.1 | Fire Protection - Distribution | AED | 669821 | 900100 | 1569921 | 105.6667 | 76.4936 | 86.6976 | YES
Citywalk Phase 5.08 | Citywalk Phase 5.08 - Mechanical | BUILDINGS | UAE | Dubai | DHRE | A23.5 | Citywalk Phase 5.08 | 2023 | Eastern International | Award | Competitive - Traditional | Fixed Price Lump Sum | Basement + Ground Floor | Tower | 6339 | 11767 | 18108 | Mechanical | 5.11.1 | Fire Protection - Equipment | AED | 513705 | 0 | 513705 | 81.0388 | 0 | 28.369 | YES
Citywalk Phase 5.08 | Citywalk Phase 5.08 - Mechanical | BUILDINGS | UAE | Dubai | DHRE | A23.5 | Citywalk Phase 5.08 | 2023 | Eastern International | Award | Competitive - Traditional | Fixed Price Lump Sum | Basement + Ground Floor | Tower | 6339 | 11767 | 18108 | Mechanical | 5.11.1 | Fire Protection - Suppression Systems | AED | 665288 | 43628 | 708916 | 104.9516 | 3.7077 | 39.1493 | YES
Citywalk Phase 5.08 | Citywalk Phase 5.08 - Mechanical | BUILDINGS | UAE | Dubai | DHRE | A23.5 | Citywalk Phase 5.08 | 2023 | Eastern International | Award | Competitive - Traditional | Fixed Price Lump Sum | Basement + Ground Floor | Tower | 6339 | 11767 | 18108 | Mechanical | 5.6 | Chilled Water - Distribution | AED | 72879 | 946424 | 1019303 | 11.4969 | 80.4304 | 56.2902 | YES
Citywalk Phase 5.08 | Citywalk Phase 5.08 - Mechanical | BUILDINGS | UAE | Dubai | DHRE | A23.5 | Citywalk Phase 5.08 | 2023 | Eastern International | Award | Competitive - Traditional | Fixed Price Lump Sum | Basement + Ground Floor | Tower | 6339 | 11767 | 18108 | Mechanical | 5.6 | Chilled Water - Equipment | AED | 0 | 2570474 | 2570474 | 0 | 218.4477 | 141.9524 | YES
Citywalk Phase 5.08 | Citywalk Phase 5.08 - Mechanical | BUILDINGS | UAE | Dubai | DHRE | A23.5 | Citywalk Phase 5.08 | 2023 | Eastern International | Award | Competitive - Traditional | Fixed Price Lump Sum | Basement + Ground Floor | Tower | 6339 | 11767 | 18108 | Mechanical | 5.6 | Air Conditioning - Distribution | AED | 50138 | 846889 | 897027 | 7.9094 | 71.9715 | 49.5376 | YES
Citywalk Phase 5.08 | Citywalk Phase 5.08 - Mechanical | BUILDINGS | UAE | Dubai | DHRE | A23.5 | Citywalk Phase 5.08 | 2023 | Eastern International | Award | Competitive - Traditional | Fixed Price Lump Sum | Basement + Ground Floor | Tower | 6339 | 11767 | 18108 | Mechanical | 5.6 | Air Conditioning - Equipment | AED | 361183 | 778951 | 1140134 | 56.9779 | 66.1979 | 62.963 | YES
Citywalk Phase 5.08 | Citywalk Phase 5.08 - Mechanical | BUILDINGS | UAE | Dubai | DHRE | A23.5 | Citywalk Phase 5.08 | 2023 | Eastern International | Award | Competitive - Traditional | Fixed Price Lump Sum | Basement + Ground Floor | Tower | 6339 | 11767 | 18108 | Mechanical | 5.6 | Ventilation - Distribution | AED | 769180 | 1008070 | 1777250 | 121.3409 | 85.6692 | 98.1472 | YES
Citywalk Phase 5.08 | Citywalk Phase 5.08 - Mechanical | BUILDINGS | UAE | Dubai | DHRE | A23.5 | Citywalk Phase 5.08 | 2023 | Eastern International | Award | Competitive - Traditional | Fixed Price Lump Sum | Basement + Ground Floor | Tower | 6339 | 11767 | 18108 | Mechanical | 5.6 | Ventilation - Equipment | AED | 228968 | 829820 | 1058788 | 36.1205 | 70.5209 | 58.4707 | YES
Citywalk Phase 5.08 | Citywalk Phase 5.08 - Mechanical | BUILDINGS | UAE | Dubai | DHRE | A23.5 | Citywalk Phase 5.08 | 2023 | Eastern International | Award | Competitive - Traditional | Fixed Price Lump Sum | Basement + Ground Floor | Tower | 6339 | 11767 | 18108 | Mechanical | 5.14 | Sundries & BWIC | AED | 40000 | 1102978.4 | 1142978.4 | 6.3101 | 93.7349 | 63.1201 | YES
Citywalk Phase 5.08 | Citywalk Phase 5.08 - Electrical | BUILDINGS | UAE | Dubai | DHRE | A23.5 | Citywalk Phase 5.08 | 2023 | Eastern International | Award | Competitive - Traditional | Fixed Price Lump Sum | Basement + Ground Floor | Tower | 6339 | 11767 | 18108 | Electrical | 5.8 | Sub-Main Cable + Containment | AED | 783540 | 1399416 | 2182956 | 123.6062 | 118.9272 | 120.552 | YES
Citywalk Phase 5.08 | Citywalk Phase 5.08 - Electrical | BUILDINGS | UAE | Dubai | DHRE | A23.5 | Citywalk Phase 5.08 | 2023 | Eastern International | Award | Competitive - Traditional | Fixed Price Lump Sum | Basement + Ground Floor | Tower | 6339 | 11767 | 18108 | Electrical | 5.8 | Busbar | AED | 0 | 0 | 0 | 0 | 0 | 0 | YES
Citywalk Phase 5.08 | Citywalk Phase 5.08 - Electrical | BUILDINGS | UAE | Dubai | DHRE | A23.5 | Citywalk Phase 5.08 | 2023 | Eastern International | Award | Competitive - Traditional | Fixed Price Lump Sum | Basement + Ground Floor | Tower | 6339 | 11767 | 18108 | Electrical | 5.8 | LV Switchgear | AED | 1992836 | 1240389 | 3233225 | 314.377 | 105.4125 | 178.5523 | YES
Citywalk Phase 5.08 | Citywalk Phase 5.08 - Electrical | BUILDINGS | UAE | Dubai | DHRE | A23.5 | Citywalk Phase 5.08 | 2023 | Eastern International | Award | Competitive - Traditional | Fixed Price Lump Sum | Basement + Ground Floor | Tower | 6339 | 11767 | 18108 | Electrical | 5.8 | Small Power | AED | 36001 | 1059947 | 1095948 | 5.6793 | 90.0779 | 60.5229 | YES
Citywalk Phase 5.08 | Citywalk Phase 5.08 - Electrical | BUILDINGS | UAE | Dubai | DHRE | A23.5 | Citywalk Phase 5.08 | 2023 | Eastern International | Award | Competitive - Traditional | Fixed Price Lump Sum | Basement + Ground Floor | Tower | 6339 | 11767 | 18108 | Electrical | 5.8 | Lighting - Cable + Install | AED | 64287 | 687660 | 751947 | 10.1415 | 58.4397 | 41.5257 | YES
Citywalk Phase 5.08 | Citywalk Phase 5.08 - Electrical | BUILDINGS | UAE | Dubai | DHRE | A23.5 | Citywalk Phase 5.08 | 2023 | Eastern International | Award | Competitive - Traditional | Fixed Price Lump Sum | Basement + Ground Floor | Tower | 6339 | 11767 | 18108 | Electrical | 5.8 | Lighting - Supply | AED | 152252 | 2825552 | 2977804 | 24.0183 | 240.1251 | 164.4469 | YES
Citywalk Phase 5.08 | Citywalk Phase 5.08 - Electrical | BUILDINGS | UAE | Dubai | DHRE | A23.5 | Citywalk Phase 5.08 | 2023 | Eastern International | Award | Competitive - Traditional | Fixed Price Lump Sum | Basement + Ground Floor | Tower | 6339 | 11767 | 18108 | Electrical | 5.8 | Façade - Cable + Install | AED | 19831 | 20935 | 40766 | 3.1284 | 1.7791 | 2.2513 | YES
Citywalk Phase 5.08 | Citywalk Phase 5.08 - Electrical | BUILDINGS | UAE | Dubai | DHRE | A23.5 | Citywalk Phase 5.08 | 2023 | Eastern International | Award | Competitive - Traditional | Fixed Price Lump Sum | Basement + Ground Floor | Tower | 6339 | 11767 | 18108 | Electrical | 5.8 | Façade - Supply | AED | 249604 | 947212 | 1196816 | 39.3759 | 80.4973 | 66.0932 | YES
Citywalk Phase 5.08 | Citywalk Phase 5.08 - Electrical | BUILDINGS | UAE | Dubai | DHRE | A23.5 | Citywalk Phase 5.08 | 2023 | Eastern International | Award | Competitive - Traditional | Fixed Price Lump Sum | Basement + Ground Floor | Tower | 6339 | 11767 | 18108 | Electrical | 5.8 | Lighting - Switching & Control | AED | 56041 | 395462 | 451503 | 8.8407 | 33.6077 | 24.9339 | YES
Citywalk Phase 5.08 | Citywalk Phase 5.08 - Electrical | BUILDINGS | UAE | Dubai | DHRE | A23.5 | Citywalk Phase 5.08 | 2023 | Eastern International | Award | Competitive - Traditional | Fixed Price Lump Sum | Basement + Ground Floor | Tower | 6339 | 11767 | 18108 | Electrical | 5.8 | Lighting - Control Equipment | AED | 142676 | 88200 | 230876 | 22.5077 | 7.4955 | 12.7499 | YES
Citywalk Phase 5.08 | Citywalk Phase 5.08 - Electrical | BUILDINGS | UAE | Dubai | DHRE | A23.5 | Citywalk Phase 5.08 | 2023 | Eastern International | Award | Competitive - Traditional | Fixed Price Lump Sum | Basement + Ground Floor | Tower | 6339 | 11767 | 18108 | Electrical | 5.8 | Air Craft Warning System | AED | 0 | 0 | 0 | 0 | 0 | 0 | YES
Citywalk Phase 5.08 | Citywalk Phase 5.08 - Electrical | BUILDINGS | UAE | Dubai | DHRE | A23.5 | Citywalk Phase 5.08 | 2023 | Eastern International | Award | Competitive - Traditional | Fixed Price Lump Sum | Basement + Ground Floor | Tower | 6339 | 11767 | 18108 | Electrical | 5.8 | Central Battery - Distribution | AED | 207656 | 279946 | 487602 | 32.7585 | 23.7908 | 26.9274 | YES
Citywalk Phase 5.08 | Citywalk Phase 5.08 - Electrical | BUILDINGS | UAE | Dubai | DHRE | A23.5 | Citywalk Phase 5.08 | 2023 | Eastern International | Award | Competitive - Traditional | Fixed Price Lump Sum | Basement + Ground Floor | Tower | 6339 | 11767 | 18108 | Electrical | 5.8 | Central Battery - Equipment | AED | 77637 | 0 | 77637 | 12.2475 | 0 | 4.2874 | YES
Citywalk Phase 5.08 | Citywalk Phase 5.08 - Electrical | BUILDINGS | UAE | Dubai | DHRE | A23.5 | Citywalk Phase 5.08 | 2023 | Eastern International | Award | Competitive - Traditional | Fixed Price Lump Sum | Basement + Ground Floor | Tower | 6339 | 11767 | 18108 | Electrical | 5.8 | Earthing & Lightning Protection | AED | 74481 | 224071 | 298552 | 11.7496 | 19.0423 | 16.4873 | YES
Citywalk Phase 5.08 | Citywalk Phase 5.08 - Electrical | BUILDINGS | UAE | Dubai | DHRE | A23.5 | Citywalk Phase 5.08 | 2023 | Eastern International | Award | Competitive - Traditional | Fixed Price Lump Sum | Basement + Ground Floor | Tower | 6339 | 11767 | 18108 | Electrical | 5.12.1.7 | Fire Alarm - Distribution | AED | 50882 | 257509 | 308391 | 8.0268 | 21.884 | 17.0306 | YES
Citywalk Phase 5.08 | Citywalk Phase 5.08 - Electrical | BUILDINGS | UAE | Dubai | DHRE | A23.5 | Citywalk Phase 5.08 | 2023 | Eastern International | Award | Competitive - Traditional | Fixed Price Lump Sum | Basement + Ground Floor | Tower | 6339 | 11767 | 18108 | Electrical | 5.12.1.7 | Fire Alarm - Equipment | AED | 118358 | 0 | 118358 | 18.6714 | 0 | 6.5362 | YES
Citywalk Phase 5.08 | Citywalk Phase 5.08 - Electrical | BUILDINGS | UAE | Dubai | DHRE | A23.5 | Citywalk Phase 5.08 | 2023 | Eastern International | Award | Competitive - Traditional | Fixed Price Lump Sum | Basement + Ground Floor | Tower | 6339 | 11767 | 18108 | Electrical | 5.12 | ICT - Distribution | AED | 75213 | 556986 | 632199 | 11.8651 | 47.3346 | 34.9127 | YES
Citywalk Phase 5.08 | Citywalk Phase 5.08 - Electrical | BUILDINGS | UAE | Dubai | DHRE | A23.5 | Citywalk Phase 5.08 | 2023 | Eastern International | Award | Competitive - Traditional | Fixed Price Lump Sum | Basement + Ground Floor | Tower | 6339 | 11767 | 18108 | Electrical | 5.12 | ICT - Equipment | AED | 303514 | 360990 | 664504 | 47.8804 | 30.6782 | 36.6967 | YES
Citywalk Phase 5.08 | Citywalk Phase 5.08 - Electrical | BUILDINGS | UAE | Dubai | DHRE | A23.5 | Citywalk Phase 5.08 | 2023 | Eastern International | Award | Competitive - Traditional | Fixed Price Lump Sum | Basement + Ground Floor | Tower | 6339 | 11767 | 18108 | Electrical | 5.12 | BGM/PA - Distribution | AED | 82848 | 0 | 82848 | 13.0696 | 0 | 4.5752 | YES
Citywalk Phase 5.08 | Citywalk Phase 5.08 - Electrical | BUILDINGS | UAE | Dubai | DHRE | A23.5 | Citywalk Phase 5.08 | 2023 | Eastern International | Award | Competitive - Traditional | Fixed Price Lump Sum | Basement + Ground Floor | Tower | 6339 | 11767 | 18108 | Electrical | 5.12 | Intercom - Distribution | AED | 65951 | 142223 | 208174 | 10.404 | 12.0866 | 11.4962 | YES
Citywalk Phase 5.08 | Citywalk Phase 5.08 - Electrical | BUILDINGS | UAE | Dubai | DHRE | A23.5 | Citywalk Phase 5.08 | 2023 | Eastern International | Award | Competitive - Traditional | Fixed Price Lump Sum | Basement + Ground Floor | Tower | 6339 | 11767 | 18108 | Electrical | 5.12 | CCTV - Distribution | AED | 323118 | 278382 | 601500 | 50.973 | 23.6579 | 33.2174 | YES
Citywalk Phase 5.08 | Citywalk Phase 5.08 - Electrical | BUILDINGS | UAE | Dubai | DHRE | A23.5 | Citywalk Phase 5.08 | 2023 | Eastern International | Award | Competitive - Traditional | Fixed Price Lump Sum | Basement + Ground Floor | Tower | 6339 | 11767 | 18108 | Electrical | 5.12 | CCTV - Equipment | AED | 321253 | 240474 | 561727 | 50.6788 | 20.4363 | 31.0209 | YES
Citywalk Phase 5.08 | Citywalk Phase 5.08 - Electrical | BUILDINGS | UAE | Dubai | DHRE | A23.5 | Citywalk Phase 5.08 | 2023 | Eastern International | Award | Competitive - Traditional | Fixed Price Lump Sum | Basement + Ground Floor | Tower | 6339 | 11767 | 18108 | Electrical | 5.12 | Access Control - Distribution | AED | 287009 | 42824 | 329833 | 45.2767 | 3.6393 | 18.2148 | YES
Citywalk Phase 5.08 | Citywalk Phase 5.08 - Electrical | BUILDINGS | UAE | Dubai | DHRE | A23.5 | Citywalk Phase 5.08 | 2023 | Eastern International | Award | Competitive - Traditional | Fixed Price Lump Sum | Basement + Ground Floor | Tower | 6339 | 11767 | 18108 | Electrical | 5.12 | Access Control - Equipment | AED | 127380 | 78555 | 205935 | 20.0947 | 6.6759 | 11.3726 | YES
Citywalk Phase 5.08 | Citywalk Phase 5.08 - Electrical | BUILDINGS | UAE | Dubai | DHRE | A23.5 | Citywalk Phase 5.08 | 2023 | Eastern International | Award | Competitive - Traditional | Fixed Price Lump Sum | Basement + Ground Floor | Tower | 6339 | 11767 | 18108 | Electrical | 5.12 | Duress/Panic Alarm | AED | 0 | 127380 | 127380 | 0 | 10.8252 | 7.0345 | YES
Citywalk Phase 5.08 | Citywalk Phase 5.08 - Electrical | BUILDINGS | UAE | Dubai | DHRE | A23.5 | Citywalk Phase 5.08 | 2023 | Eastern International | Award | Competitive - Traditional | Fixed Price Lump Sum | Basement + Ground Floor | Tower | 6339 | 11767 | 18108 | Electrical | 5.12 | Disabled Alarm System | AED | 0 | 0 | 0 | 0 | 0 | 0 | YES
Citywalk Phase 5.08 | Citywalk Phase 5.08 - Electrical | BUILDINGS | UAE | Dubai | DHRE | A23.5 | Citywalk Phase 5.08 | 2023 | Eastern International | Award | Competitive - Traditional | Fixed Price Lump Sum | Basement + Ground Floor | Tower | 6339 | 11767 | 18108 | Electrical | 5.12 | Gate Barrier System | AED | 58656 | 5077 | 63733 | 9.2532 | 0.43146 | 3.5196 | YES
Citywalk Phase 5.08 | Citywalk Phase 5.08 - Electrical | BUILDINGS | UAE | Dubai | DHRE | A23.5 | Citywalk Phase 5.08 | 2023 | Eastern International | Award | Competitive - Traditional | Fixed Price Lump Sum | Basement + Ground Floor | Tower | 6339 | 11767 | 18108 | Electrical | 5.12 | BMS | AED | 433339 | 563079 | 996418 | 68.3608 | 47.8524 | 55.0264 | YES
Citywalk Phase 5.08 | Citywalk Phase 5.08 - Electrical | BUILDINGS | UAE | Dubai | DHRE | A23.5 | Citywalk Phase 5.08 | 2023 | Eastern International | Award | Competitive - Traditional | Fixed Price Lump Sum | Basement + Ground Floor | Tower | 6339 | 11767 | 18108 | Electrical | 5.14.1 | Sundries & BWIC | AED | 76018 | 0 | 76018 | 11.9921 | 0 | 4.198 | YES
Citywalk Phase 5.03 | Citywalk Phase 5.03 - Mechanical | BUILDINGS | UAE | Dubai | DHRE | A23.6 | Citywalk Phase 5.03 | 2023 | Eastern International | Award | Competitive - Traditional | Fixed Price Lump Sum | Basement + Ground Floor | Tower | 10390 | 17125 | 27515 | Mechanical | 5.3 | Drainage - Distribution | AED | 447549 | 801397 | 1248946 | 43.075 | 46.7969 | 45.3915 | YES
Citywalk Phase 5.03 | Citywalk Phase 5.03 - Mechanical | BUILDINGS | UAE | Dubai | DHRE | A23.6 | Citywalk Phase 5.03 | 2023 | Eastern International | Award | Competitive - Traditional | Fixed Price Lump Sum | Basement + Ground Floor | Tower | 10390 | 17125 | 27515 | Mechanical | 5.3 | Drainage - Equipment | AED | 96648 | 0 | 96648 | 9.302 | 0 | 3.5126 | YES
Citywalk Phase 5.03 | Citywalk Phase 5.03 - Mechanical | BUILDINGS | UAE | Dubai | DHRE | A23.6 | Citywalk Phase 5.03 | 2023 | Eastern International | Award | Competitive - Traditional | Fixed Price Lump Sum | Basement + Ground Floor | Tower | 10390 | 17125 | 27515 | Mechanical | 5.4 | Water Supply - Distribution | AED | 222325 | 1506402 | 1728727 | 21.398 | 87.9651 | 62.8285 | YES
Citywalk Phase 5.03 | Citywalk Phase 5.03 - Mechanical | BUILDINGS | UAE | Dubai | DHRE | A23.6 | Citywalk Phase 5.03 | 2023 | Eastern International | Award | Competitive - Traditional | Fixed Price Lump Sum | Basement + Ground Floor | Tower | 10390 | 17125 | 27515 | Mechanical | 5.4 | Water Supply - Equipment | AED | 73202 | 531208 | 604410 | 7.0454 | 31.0194 | 21.9666 | YES
Citywalk Phase 5.03 | Citywalk Phase 5.03 - Mechanical | BUILDINGS | UAE | Dubai | DHRE | A23.6 | Citywalk Phase 5.03 | 2023 | Eastern International | Award | Competitive - Traditional | Fixed Price Lump Sum | Basement + Ground Floor | Tower | 10390 | 17125 | 27515 | Mechanical | 5.11.1 | Fire Protection - Distribution | AED | 894294 | 1287975 | 2182269 | 86.0726 | 75.2102 | 79.312 | YES
Citywalk Phase 5.03 | Citywalk Phase 5.03 - Mechanical | BUILDINGS | UAE | Dubai | DHRE | A23.6 | Citywalk Phase 5.03 | 2023 | Eastern International | Award | Competitive - Traditional | Fixed Price Lump Sum | Basement + Ground Floor | Tower | 10390 | 17125 | 27515 | Mechanical | 5.11.1 | Fire Protection - Equipment | AED | 477381 | 0 | 477381 | 45.9462 | 0 | 17.3498 | YES
Citywalk Phase 5.03 | Citywalk Phase 5.03 - Mechanical | BUILDINGS | UAE | Dubai | DHRE | A23.6 | Citywalk Phase 5.03 | 2023 | Eastern International | Award | Competitive - Traditional | Fixed Price Lump Sum | Basement + Ground Floor | Tower | 10390 | 17125 | 27515 | Mechanical | 5.11.1 | Fire Protection - Suppression Systems | AED | 1081431 | 0 | 1081431 | 104.0838 | 0 | 39.3033 | YES
Citywalk Phase 5.03 | Citywalk Phase 5.03 - Mechanical | BUILDINGS | UAE | Dubai | DHRE | A23.6 | Citywalk Phase 5.03 | 2023 | Eastern International | Award | Competitive - Traditional | Fixed Price Lump Sum | Basement + Ground Floor | Tower | 10390 | 17125 | 27515 | Mechanical | 5.6 | Chilled Water - Distribution | AED | 244452 | 1226240 | 1470692 | 23.5276 | 71.6053 | 53.4506 | YES
Citywalk Phase 5.03 | Citywalk Phase 5.03 - Mechanical | BUILDINGS | UAE | Dubai | DHRE | A23.6 | Citywalk Phase 5.03 | 2023 | Eastern International | Award | Competitive - Traditional | Fixed Price Lump Sum | Basement + Ground Floor | Tower | 10390 | 17125 | 27515 | Mechanical | 5.6 | Chilled Water - Equipment | AED | 0 | 3456001 | 3456001 | 0 | 201.8103 | 125.6043 | YES
Citywalk Phase 5.03 | Citywalk Phase 5.03 - Mechanical | BUILDINGS | UAE | Dubai | DHRE | A23.6 | Citywalk Phase 5.03 | 2023 | Eastern International | Award | Competitive - Traditional | Fixed Price Lump Sum | Basement + Ground Floor | Tower | 10390 | 17125 | 27515 | Mechanical | 5.6 | Air Conditioning - Distribution | AED | 85910 | 1025565 | 1111475 | 8.2685 | 59.887 | 40.3952 | YES
Citywalk Phase 5.03 | Citywalk Phase 5.03 - Mechanical | BUILDINGS | UAE | Dubai | DHRE | A23.6 | Citywalk Phase 5.03 | 2023 | Eastern International | Award | Competitive - Traditional | Fixed Price Lump Sum | Basement + Ground Floor | Tower | 10390 | 17125 | 27515 | Mechanical | 5.6 | Air Conditioning - Equipment | AED | 886481 | 1007236 | 1893717 | 85.3206 | 58.8167 | 68.8249 | YES
Citywalk Phase 5.03 | Citywalk Phase 5.03 - Mechanical | BUILDINGS | UAE | Dubai | DHRE | A23.6 | Citywalk Phase 5.03 | 2023 | Eastern International | Award | Competitive - Traditional | Fixed Price Lump Sum | Basement + Ground Floor | Tower | 10390 | 17125 | 27515 | Mechanical | 5.6 | Ventilation - Distribution | AED | 1288531 | 1494817 | 2783348 | 124.0165 | 87.2886 | 101.1575 | YES
Citywalk Phase 5.03 | Citywalk Phase 5.03 - Mechanical | BUILDINGS | UAE | Dubai | DHRE | A23.6 | Citywalk Phase 5.03 | 2023 | Eastern International | Award | Competitive - Traditional | Fixed Price Lump Sum | Basement + Ground Floor | Tower | 10390 | 17125 | 27515 | Mechanical | 5.6 | Ventilation - Equipment | AED | 324059 | 802760 | 1126819 | 31.1895 | 46.8765 | 40.9529 | YES
Citywalk Phase 5.03 | Citywalk Phase 5.03 - Mechanical | BUILDINGS | UAE | Dubai | DHRE | A23.6 | Citywalk Phase 5.03 | 2023 | Eastern International | Award | Competitive - Traditional | Fixed Price Lump Sum | Basement + Ground Floor | Tower | 10390 | 17125 | 27515 | Mechanical | 5.14 | Sundries & BWIC | AED | 89743 | 1395882 | 1485625 | 8.6374 | 81.5114 | 53.9933 | YES
Citywalk Phase 5.03 | Citywalk Phase 5.03 - Electrical | BUILDINGS | UAE | Dubai | DHRE | A23.6 | Citywalk Phase 5.03 | 2023 | Eastern International | Award | Competitive - Traditional | Fixed Price Lump Sum | Basement + Ground Floor | Tower | 10390 | 17125 | 27515 | Electrical | 5.8 | Sub-Main Cable + Containment | AED | 1502869 | 1986515 | 3489384 | 144.6457 | 116.0009 | 126.8175 | YES
Citywalk Phase 5.03 | Citywalk Phase 5.03 - Electrical | BUILDINGS | UAE | Dubai | DHRE | A23.6 | Citywalk Phase 5.03 | 2023 | Eastern International | Award | Competitive - Traditional | Fixed Price Lump Sum | Basement + Ground Floor | Tower | 10390 | 17125 | 27515 | Electrical | 5.8 | Busbar | AED | 0 | 0 | 0 | 0 | 0 | 0 | YES
Citywalk Phase 5.03 | Citywalk Phase 5.03 - Electrical | BUILDINGS | UAE | Dubai | DHRE | A23.6 | Citywalk Phase 5.03 | 2023 | Eastern International | Award | Competitive - Traditional | Fixed Price Lump Sum | Basement + Ground Floor | Tower | 10390 | 17125 | 27515 | Electrical | 5.8 | LV Switchgear | AED | 3187790 | 1910259 | 5098049 | 306.8133 | 111.548 | 185.2825 | YES
Citywalk Phase 5.03 | Citywalk Phase 5.03 - Electrical | BUILDINGS | UAE | Dubai | DHRE | A23.6 | Citywalk Phase 5.03 | 2023 | Eastern International | Award | Competitive - Traditional | Fixed Price Lump Sum | Basement + Ground Floor | Tower | 10390 | 17125 | 27515 | Electrical | 5.8 | Small Power | AED | 57260 | 1217009 | 1274269 | 5.5111 | 71.0662 | 46.3118 | YES
Citywalk Phase 5.03 | Citywalk Phase 5.03 - Electrical | BUILDINGS | UAE | Dubai | DHRE | A23.6 | Citywalk Phase 5.03 | 2023 | Eastern International | Award | Competitive - Traditional | Fixed Price Lump Sum | Basement + Ground Floor | Tower | 10390 | 17125 | 27515 | Electrical | 5.8 | Lighting - Cable + Install | AED | 133891 | 708478 | 842369 | 12.8865 | 41.371 | 30.6149 | YES
Citywalk Phase 5.03 | Citywalk Phase 5.03 - Electrical | BUILDINGS | UAE | Dubai | DHRE | A23.6 | Citywalk Phase 5.03 | 2023 | Eastern International | Award | Competitive - Traditional | Fixed Price Lump Sum | Basement + Ground Floor | Tower | 10390 | 17125 | 27515 | Electrical | 5.8 | Lighting - Supply | AED | 490010 | 3815078 | 4305088 | 47.1617 | 222.7783 | 156.4633 | YES
Citywalk Phase 5.03 | Citywalk Phase 5.03 - Electrical | BUILDINGS | UAE | Dubai | DHRE | A23.6 | Citywalk Phase 5.03 | 2023 | Eastern International | Award | Competitive - Traditional | Fixed Price Lump Sum | Basement + Ground Floor | Tower | 10390 | 17125 | 27515 | Electrical | 5.8 | Façade - Cable + Install | AED | 6864 | 38158 | 45022 | 0.66064 | 2.2282 | 1.6363 | YES
Citywalk Phase 5.03 | Citywalk Phase 5.03 - Electrical | BUILDINGS | UAE | Dubai | DHRE | A23.6 | Citywalk Phase 5.03 | 2023 | Eastern International | Award | Competitive - Traditional | Fixed Price Lump Sum | Basement + Ground Floor | Tower | 10390 | 17125 | 27515 | Electrical | 5.8 | Façade - Supply | AED | 77502 | 1297938 | 1375440 | 7.4593 | 75.792 | 49.9887 | YES
Citywalk Phase 5.03 | Citywalk Phase 5.03 - Electrical | BUILDINGS | UAE | Dubai | DHRE | A23.6 | Citywalk Phase 5.03 | 2023 | Eastern International | Award | Competitive - Traditional | Fixed Price Lump Sum | Basement + Ground Floor | Tower | 10390 | 17125 | 27515 | Electrical | 5.8 | Lighting - Switching & Control | AED | 99801 | 489994 | 589795 | 9.6055 | 28.6128 | 21.4354 | YES
Citywalk Phase 5.03 | Citywalk Phase 5.03 - Electrical | BUILDINGS | UAE | Dubai | DHRE | A23.6 | Citywalk Phase 5.03 | 2023 | Eastern International | Award | Competitive - Traditional | Fixed Price Lump Sum | Basement + Ground Floor | Tower | 10390 | 17125 | 27515 | Electrical | 5.8 | Lighting - Control Equipment | AED | 191133 | 105381 | 296514 | 18.3959 | 6.1536 | 10.7764 | YES
Citywalk Phase 5.03 | Citywalk Phase 5.03 - Electrical | BUILDINGS | UAE | Dubai | DHRE | A23.6 | Citywalk Phase 5.03 | 2023 | Eastern International | Award | Competitive - Traditional | Fixed Price Lump Sum | Basement + Ground Floor | Tower | 10390 | 17125 | 27515 | Electrical | 5.8 | Air Craft Warning System | AED | 0 | 0 | 0 | 0 | 0 | 0 | YES
Citywalk Phase 5.03 | Citywalk Phase 5.03 - Electrical | BUILDINGS | UAE | Dubai | DHRE | A23.6 | Citywalk Phase 5.03 | 2023 | Eastern International | Award | Competitive - Traditional | Fixed Price Lump Sum | Basement + Ground Floor | Tower | 10390 | 17125 | 27515 | Electrical | 5.8 | Central Battery - Distribution | AED | 387591 | 455627 | 843218 | 37.3042 | 26.606 | 30.6458 | YES
Citywalk Phase 5.03 | Citywalk Phase 5.03 - Electrical | BUILDINGS | UAE | Dubai | DHRE | A23.6 | Citywalk Phase 5.03 | 2023 | Eastern International | Award | Competitive - Traditional | Fixed Price Lump Sum | Basement + Ground Floor | Tower | 10390 | 17125 | 27515 | Electrical | 5.8 | Central Battery - Equipment | AED | 216441 | 0 | 216441 | 20.8317 | 0 | 7.8663 | YES
Citywalk Phase 5.03 | Citywalk Phase 5.03 - Electrical | BUILDINGS | UAE | Dubai | DHRE | A23.6 | Citywalk Phase 5.03 | 2023 | Eastern International | Award | Competitive - Traditional | Fixed Price Lump Sum | Basement + Ground Floor | Tower | 10390 | 17125 | 27515 | Electrical | 5.8 | Earthing & Lightning Protection | AED | 85682 | 378165 | 463847 | 8.2466 | 22.0826 | 16.858 | YES
Citywalk Phase 5.03 | Citywalk Phase 5.03 - Electrical | BUILDINGS | UAE | Dubai | DHRE | A23.6 | Citywalk Phase 5.03 | 2023 | Eastern International | Award | Competitive - Traditional | Fixed Price Lump Sum | Basement + Ground Floor | Tower | 10390 | 17125 | 27515 | Electrical | 5.12.1.7 | Fire Alarm - Distribution | AED | 87136 | 788447 | 875583 | 8.3865 | 46.0407 | 31.822 | YES
Citywalk Phase 5.03 | Citywalk Phase 5.03 - Electrical | BUILDINGS | UAE | Dubai | DHRE | A23.6 | Citywalk Phase 5.03 | 2023 | Eastern International | Award | Competitive - Traditional | Fixed Price Lump Sum | Basement + Ground Floor | Tower | 10390 | 17125 | 27515 | Electrical | 5.12.1.7 | Fire Alarm - Equipment | AED | 211981 | 0 | 211981 | 20.4024 | 0 | 7.7042 | YES
Citywalk Phase 5.03 | Citywalk Phase 5.03 - Electrical | BUILDINGS | UAE | Dubai | DHRE | A23.6 | Citywalk Phase 5.03 | 2023 | Eastern International | Award | Competitive - Traditional | Fixed Price Lump Sum | Basement + Ground Floor | Tower | 10390 | 17125 | 27515 | Electrical | 5.12 | ICT - Distribution | AED | 126713 | 541703 | 668416 | 12.1957 | 31.6323 | 24.2928 | YES
Citywalk Phase 5.03 | Citywalk Phase 5.03 - Electrical | BUILDINGS | UAE | Dubai | DHRE | A23.6 | Citywalk Phase 5.03 | 2023 | Eastern International | Award | Competitive - Traditional | Fixed Price Lump Sum | Basement + Ground Floor | Tower | 10390 | 17125 | 27515 | Electrical | 5.12 | ICT - Equipment | AED | 373877 | 585198 | 959075 | 35.9843 | 34.1721 | 34.8564 | YES
Citywalk Phase 5.03 | Citywalk Phase 5.03 - Electrical | BUILDINGS | UAE | Dubai | DHRE | A23.6 | Citywalk Phase 5.03 | 2023 | Eastern International | Award | Competitive - Traditional | Fixed Price Lump Sum | Basement + Ground Floor | Tower | 10390 | 17125 | 27515 | Electrical | 5.12 | BGM/PA - Distribution | AED | 172653 | 0 | 172653 | 16.6172 | 0 | 6.2749 | YES
Citywalk Phase 5.03 | Citywalk Phase 5.03 - Electrical | BUILDINGS | UAE | Dubai | DHRE | A23.6 | Citywalk Phase 5.03 | 2023 | Eastern International | Award | Competitive - Traditional | Fixed Price Lump Sum | Basement + Ground Floor | Tower | 10390 | 17125 | 27515 | Electrical | 5.12 | Intercom - Distribution | AED | 101417 | 110779 | 212196 | 9.761 | 6.4688 | 7.712 | YES
Citywalk Phase 5.03 | Citywalk Phase 5.03 - Electrical | BUILDINGS | UAE | Dubai | DHRE | A23.6 | Citywalk Phase 5.03 | 2023 | Eastern International | Award | Competitive - Traditional | Fixed Price Lump Sum | Basement + Ground Floor | Tower | 10390 | 17125 | 27515 | Electrical | 5.12 | CCTV - Distribution | AED | 542457 | 320960 | 863417 | 52.2095 | 18.7422 | 31.3799 | YES
Citywalk Phase 5.03 | Citywalk Phase 5.03 - Electrical | BUILDINGS | UAE | Dubai | DHRE | A23.6 | Citywalk Phase 5.03 | 2023 | Eastern International | Award | Competitive - Traditional | Fixed Price Lump Sum | Basement + Ground Floor | Tower | 10390 | 17125 | 27515 | Electrical | 5.12 | CCTV - Equipment | AED | 336504 | 465846 | 802350 | 32.3873 | 27.2027 | 29.1605 | YES
Citywalk Phase 5.03 | Citywalk Phase 5.03 - Electrical | BUILDINGS | UAE | Dubai | DHRE | A23.6 | Citywalk Phase 5.03 | 2023 | Eastern International | Award | Competitive - Traditional | Fixed Price Lump Sum | Basement + Ground Floor | Tower | 10390 | 17125 | 27515 | Electrical | 5.12 | Access Control - Distribution | AED | 430229 | 119388 | 549617 | 41.408 | 6.9716 | 19.9752 | YES
Citywalk Phase 5.03 | Citywalk Phase 5.03 - Electrical | BUILDINGS | UAE | Dubai | DHRE | A23.6 | Citywalk Phase 5.03 | 2023 | Eastern International | Award | Competitive - Traditional | Fixed Price Lump Sum | Basement + Ground Floor | Tower | 10390 | 17125 | 27515 | Electrical | 5.12 | Access Control - Equipment | AED | 47346 | 160705 | 208051 | 4.5569 | 9.3842 | 7.5614 | YES
Citywalk Phase 5.03 | Citywalk Phase 5.03 - Electrical | BUILDINGS | UAE | Dubai | DHRE | A23.6 | Citywalk Phase 5.03 | 2023 | Eastern International | Award | Competitive - Traditional | Fixed Price Lump Sum | Basement + Ground Floor | Tower | 10390 | 17125 | 27515 | Electrical | 5.12 | Duress/Panic Alarm | AED | 0 | 110474 | 110474 | 0 | 6.451 | 4.015 | YES
Citywalk Phase 5.03 | Citywalk Phase 5.03 - Electrical | BUILDINGS | UAE | Dubai | DHRE | A23.6 | Citywalk Phase 5.03 | 2023 | Eastern International | Award | Competitive - Traditional | Fixed Price Lump Sum | Basement + Ground Floor | Tower | 10390 | 17125 | 27515 | Electrical | 5.12 | Disabled Alarm System | AED | 12786 | 0 | 12786 | 1.2306 | 0 | 0.46469 | YES
Citywalk Phase 5.03 | Citywalk Phase 5.03 - Electrical | BUILDINGS | UAE | Dubai | DHRE | A23.6 | Citywalk Phase 5.03 | 2023 | Eastern International | Award | Competitive - Traditional | Fixed Price Lump Sum | Basement + Ground Floor | Tower | 10390 | 17125 | 27515 | Electrical | 5.12 | Gate Barrier System | AED | 54510 | 1374 | 55884 | 5.2464 | 0.080234 | 2.031 | YES
Citywalk Phase 5.03 | Citywalk Phase 5.03 - Electrical | BUILDINGS | UAE | Dubai | DHRE | A23.6 | Citywalk Phase 5.03 | 2023 | Eastern International | Award | Competitive - Traditional | Fixed Price Lump Sum | Basement + Ground Floor | Tower | 10390 | 17125 | 27515 | Electrical | 5.12 | BMS | AED | 522940 | 659207 | 1182147 | 50.3311 | 38.4938 | 42.9637 | YES
Citywalk Phase 5.03 | Citywalk Phase 5.03 - Electrical | BUILDINGS | UAE | Dubai | DHRE | A23.6 | Citywalk Phase 5.03 | 2023 | Eastern International | Award | Competitive - Traditional | Fixed Price Lump Sum | Basement + Ground Floor | Tower | 10390 | 17125 | 27515 | Electrical | 5.14.1 | Sundries & BWIC | AED | 86251.68 | 372090 | 458341.68 | 8.3014 | 21.7279 | 16.6579 | YES
Citywalk Phase 5.02 | Citywalk Phase 5.02 - Mechanical | BUILDINGS | UAE | Dubai | DHRE | A23.7 | Citywalk Phase 5.02 | 2023 | Ginco | Award | Competitive - Traditional | Fixed Price Lump Sum | Basement + Ground Floor + Podium | Tower | 11393 | 28819 | 40212 | Mechanical | 5.3 | Drainage - Distribution | AED | 842782 | 2791282 | 3634064 | 73.9737 | 96.8556 | 90.3726 | YES
Citywalk Phase 5.02 | Citywalk Phase 5.02 - Mechanical | BUILDINGS | UAE | Dubai | DHRE | A23.7 | Citywalk Phase 5.02 | 2023 | Ginco | Award | Competitive - Traditional | Fixed Price Lump Sum | Basement + Ground Floor + Podium | Tower | 11393 | 28819 | 40212 | Mechanical | 5.3 | Drainage - Equipment | AED | 52324 | 0 | 52324 | 4.5926 | 0 | 1.3012 | YES
Citywalk Phase 5.02 | Citywalk Phase 5.02 - Mechanical | BUILDINGS | UAE | Dubai | DHRE | A23.7 | Citywalk Phase 5.02 | 2023 | Ginco | Award | Competitive - Traditional | Fixed Price Lump Sum | Basement + Ground Floor + Podium | Tower | 11393 | 28819 | 40212 | Mechanical | 5.4 | Water Supply - Distribution | AED | 154514 | 2534257 | 2688771 | 13.5622 | 87.937 | 66.8649 | YES
Citywalk Phase 5.02 | Citywalk Phase 5.02 - Mechanical | BUILDINGS | UAE | Dubai | DHRE | A23.7 | Citywalk Phase 5.02 | 2023 | Ginco | Award | Competitive - Traditional | Fixed Price Lump Sum | Basement + Ground Floor + Podium | Tower | 11393 | 28819 | 40212 | Mechanical | 5.4 | Water Supply - Equipment | AED | 171225 | 813861 | 985086 | 15.029 | 28.2404 | 24.4973 | YES
Citywalk Phase 5.02 | Citywalk Phase 5.02 - Mechanical | BUILDINGS | UAE | Dubai | DHRE | A23.7 | Citywalk Phase 5.02 | 2023 | Ginco | Award | Competitive - Traditional | Fixed Price Lump Sum | Basement + Ground Floor + Podium | Tower | 11393 | 28819 | 40212 | Mechanical | 5.11.1 | Fire Protection - Distribution | AED | 1535311 | 2719380 | 4254691 | 134.7592 | 94.3607 | 105.8065 | YES
Citywalk Phase 5.02 | Citywalk Phase 5.02 - Mechanical | BUILDINGS | UAE | Dubai | DHRE | A23.7 | Citywalk Phase 5.02 | 2023 | Ginco | Award | Competitive - Traditional | Fixed Price Lump Sum | Basement + Ground Floor + Podium | Tower | 11393 | 28819 | 40212 | Mechanical | 5.11.1 | Fire Protection - Equipment | AED | 727757 | 0 | 727757 | 63.8776 | 0 | 18.098 | YES
Citywalk Phase 5.02 | Citywalk Phase 5.02 - Mechanical | BUILDINGS | UAE | Dubai | DHRE | A23.7 | Citywalk Phase 5.02 | 2023 | Ginco | Award | Competitive - Traditional | Fixed Price Lump Sum | Basement + Ground Floor + Podium | Tower | 11393 | 28819 | 40212 | Mechanical | 5.11.1 | Fire Protection - Suppression Systems | AED | 946121 | 0 | 946121 | 83.0441 | 0 | 23.5283 | YES
Citywalk Phase 5.02 | Citywalk Phase 5.02 - Mechanical | BUILDINGS | UAE | Dubai | DHRE | A23.7 | Citywalk Phase 5.02 | 2023 | Ginco | Award | Competitive - Traditional | Fixed Price Lump Sum | Basement + Ground Floor + Podium | Tower | 11393 | 28819 | 40212 | Mechanical | 5.6 | Chilled Water - Distribution | AED | 146293 | 2068144 | 2214437 | 12.8406 | 71.7632 | 55.0691 | YES
Citywalk Phase 5.02 | Citywalk Phase 5.02 - Mechanical | BUILDINGS | UAE | Dubai | DHRE | A23.7 | Citywalk Phase 5.02 | 2023 | Ginco | Award | Competitive - Traditional | Fixed Price Lump Sum | Basement + Ground Floor + Podium | Tower | 11393 | 28819 | 40212 | Mechanical | 5.6 | Chilled Water - Equipment | AED | 0 | 3201656 | 3201656 | 0 | 111.0953 | 79.6194 | YES
Citywalk Phase 5.02 | Citywalk Phase 5.02 - Mechanical | BUILDINGS | UAE | Dubai | DHRE | A23.7 | Citywalk Phase 5.02 | 2023 | Ginco | Award | Competitive - Traditional | Fixed Price Lump Sum | Basement + Ground Floor + Podium | Tower | 11393 | 28819 | 40212 | Mechanical | 5.6 | Air Conditioning - Distribution | AED | 120442 | 2201447 | 2321889 | 10.5716 | 76.3887 | 57.7412 | YES
Citywalk Phase 5.02 | Citywalk Phase 5.02 - Mechanical | BUILDINGS | UAE | Dubai | DHRE | A23.7 | Citywalk Phase 5.02 | 2023 | Ginco | Award | Competitive - Traditional | Fixed Price Lump Sum | Basement + Ground Floor + Podium | Tower | 11393 | 28819 | 40212 | Mechanical | 5.6 | Air Conditioning - Equipment | AED | 209749 | 2822657 | 3032406 | 18.4103 | 97.9443 | 75.4105 | YES
Citywalk Phase 5.02 | Citywalk Phase 5.02 - Mechanical | BUILDINGS | UAE | Dubai | DHRE | A23.7 | Citywalk Phase 5.02 | 2023 | Ginco | Award | Competitive - Traditional | Fixed Price Lump Sum | Basement + Ground Floor + Podium | Tower | 11393 | 28819 | 40212 | Mechanical | 5.6 | Ventilation - Distribution | AED | 1382338 | 2536981 | 3919319 | 121.3322 | 88.0315 | 97.4664 | YES
Citywalk Phase 5.02 | Citywalk Phase 5.02 - Mechanical | BUILDINGS | UAE | Dubai | DHRE | A23.7 | Citywalk Phase 5.02 | 2023 | Ginco | Award | Competitive - Traditional | Fixed Price Lump Sum | Basement + Ground Floor + Podium | Tower | 11393 | 28819 | 40212 | Mechanical | 5.6 | Ventilation - Equipment | AED | 533523 | 1211470 | 1744993 | 46.829 | 42.0372 | 43.3948 | YES
Citywalk Phase 5.02 | Citywalk Phase 5.02 - Mechanical | BUILDINGS | UAE | Dubai | DHRE | A23.7 | Citywalk Phase 5.02 | 2023 | Ginco | Award | Competitive - Traditional | Fixed Price Lump Sum | Basement + Ground Floor + Podium | Tower | 11393 | 28819 | 40212 | Mechanical | 5.14 | Sundries & BWIC | AED | 302564 | 873594 | 1176158 | 26.557 | 30.3131 | 29.2489 | YES
Citywalk Phase 5.02 | Citywalk Phase 5.02 - Electrical | BUILDINGS | UAE | Dubai | DHRE | A23.7 | Citywalk Phase 5.02 | 2023 | Ginco | Award | Competitive - Traditional | Fixed Price Lump Sum | Basement + Ground Floor + Podium | Tower | 11393 | 28819 | 40212 | Electrical | 5.8 | Sub-Main Cable + Containment | AED | 1170012 | 1551010 | 2721022 | 102.6957 | 53.819 | 67.6669 | YES
Citywalk Phase 5.02 | Citywalk Phase 5.02 - Electrical | BUILDINGS | UAE | Dubai | DHRE | A23.7 | Citywalk Phase 5.02 | 2023 | Ginco | Award | Competitive - Traditional | Fixed Price Lump Sum | Basement + Ground Floor + Podium | Tower | 11393 | 28819 | 40212 | Electrical | 5.8 | Busbar | AED | 0 | 2105456 | 2105456 | 0 | 73.0579 | 52.3589 | YES
Citywalk Phase 5.02 | Citywalk Phase 5.02 - Electrical | BUILDINGS | UAE | Dubai | DHRE | A23.7 | Citywalk Phase 5.02 | 2023 | Ginco | Award | Competitive - Traditional | Fixed Price Lump Sum | Basement + Ground Floor + Podium | Tower | 11393 | 28819 | 40212 | Electrical | 5.8 | LV Switchgear | AED | 2876139 | 1108468 | 3984607 | 252.4479 | 38.4631 | 99.09 | YES
Citywalk Phase 5.02 | Citywalk Phase 5.02 - Electrical | BUILDINGS | UAE | Dubai | DHRE | A23.7 | Citywalk Phase 5.02 | 2023 | Ginco | Award | Competitive - Traditional | Fixed Price Lump Sum | Basement + Ground Floor + Podium | Tower | 11393 | 28819 | 40212 | Electrical | 5.8 | Small Power | AED | 128667 | 2514641 | 2643308 | 11.2935 | 87.2564 | 65.7343 | YES
Citywalk Phase 5.02 | Citywalk Phase 5.02 - Electrical | BUILDINGS | UAE | Dubai | DHRE | A23.7 | Citywalk Phase 5.02 | 2023 | Ginco | Award | Competitive - Traditional | Fixed Price Lump Sum | Basement + Ground Floor + Podium | Tower | 11393 | 28819 | 40212 | Electrical | 5.8 | Lighting - Cable + Install | AED | 117712 | 1409525 | 1527237 | 10.332 | 48.9096 | 37.9796 | YES
Citywalk Phase 5.02 | Citywalk Phase 5.02 - Electrical | BUILDINGS | UAE | Dubai | DHRE | A23.7 | Citywalk Phase 5.02 | 2023 | Ginco | Award | Competitive - Traditional | Fixed Price Lump Sum | Basement + Ground Floor + Podium | Tower | 11393 | 28819 | 40212 | Electrical | 5.8 | Lighting - Supply | AED | 275986 | 1851369 | 2127355 | 24.2242 | 64.2413 | 52.9035 | YES
Citywalk Phase 5.02 | Citywalk Phase 5.02 - Electrical | BUILDINGS | UAE | Dubai | DHRE | A23.7 | Citywalk Phase 5.02 | 2023 | Ginco | Award | Competitive - Traditional | Fixed Price Lump Sum | Basement + Ground Floor + Podium | Tower | 11393 | 28819 | 40212 | Electrical | 5.8 | Façade - Cable + Install | AED | 66856 | 454571 | 521427 | 5.8682 | 15.7733 | 12.967 | YES
Citywalk Phase 5.02 | Citywalk Phase 5.02 - Electrical | BUILDINGS | UAE | Dubai | DHRE | A23.7 | Citywalk Phase 5.02 | 2023 | Ginco | Award | Competitive - Traditional | Fixed Price Lump Sum | Basement + Ground Floor + Podium | Tower | 11393 | 28819 | 40212 | Electrical | 5.8 | Façade - Supply | AED | 389424 | 1172128 | 1561552 | 34.181 | 40.6721 | 38.833 | YES
Citywalk Phase 5.02 | Citywalk Phase 5.02 - Electrical | BUILDINGS | UAE | Dubai | DHRE | A23.7 | Citywalk Phase 5.02 | 2023 | Ginco | Award | Competitive - Traditional | Fixed Price Lump Sum | Basement + Ground Floor + Podium | Tower | 11393 | 28819 | 40212 | Electrical | 5.8 | Lighting - Switching & Control | AED | 128038 | 1108297 | 1236335 | 11.2383 | 38.4572 | 30.7454 | YES
Citywalk Phase 5.02 | Citywalk Phase 5.02 - Electrical | BUILDINGS | UAE | Dubai | DHRE | A23.7 | Citywalk Phase 5.02 | 2023 | Ginco | Award | Competitive - Traditional | Fixed Price Lump Sum | Basement + Ground Floor + Podium | Tower | 11393 | 28819 | 40212 | Electrical | 5.8 | Lighting - Control Equipment | AED | 42620 | 204752 | 247372 | 3.7409 | 7.1048 | 6.1517 | YES
Citywalk Phase 5.02 | Citywalk Phase 5.02 - Electrical | BUILDINGS | UAE | Dubai | DHRE | A23.7 | Citywalk Phase 5.02 | 2023 | Ginco | Award | Competitive - Traditional | Fixed Price Lump Sum | Basement + Ground Floor + Podium | Tower | 11393 | 28819 | 40212 | Electrical | 5.8 | Air Craft Warning System | AED | 0 | 124698 | 124698 | 0 | 4.3269 | 3.101 | YES
Citywalk Phase 5.02 | Citywalk Phase 5.02 - Electrical | BUILDINGS | UAE | Dubai | DHRE | A23.7 | Citywalk Phase 5.02 | 2023 | Ginco | Award | Competitive - Traditional | Fixed Price Lump Sum | Basement + Ground Floor + Podium | Tower | 11393 | 28819 | 40212 | Electrical | 5.8 | Central Battery - Distribution | AED | 239568 | 617590 | 857158 | 21.0276 | 21.43 | 21.316 | YES
Citywalk Phase 5.02 | Citywalk Phase 5.02 - Electrical | BUILDINGS | UAE | Dubai | DHRE | A23.7 | Citywalk Phase 5.02 | 2023 | Ginco | Award | Competitive - Traditional | Fixed Price Lump Sum | Basement + Ground Floor + Podium | Tower | 11393 | 28819 | 40212 | Electrical | 5.8 | Central Battery - Equipment | AED | 44800 | 26880 | 71680 | 3.9322 | 0.93272 | 1.7826 | YES
Citywalk Phase 5.02 | Citywalk Phase 5.02 - Electrical | BUILDINGS | UAE | Dubai | DHRE | A23.7 | Citywalk Phase 5.02 | 2023 | Ginco | Award | Competitive - Traditional | Fixed Price Lump Sum | Basement + Ground Floor + Podium | Tower | 11393 | 28819 | 40212 | Electrical | 5.8 | Earthing & Lightning Protection | AED | 189228 | 158825 | 348053 | 16.6091 | 5.5111 | 8.6555 | YES
Citywalk Phase 5.02 | Citywalk Phase 5.02 - Electrical | BUILDINGS | UAE | Dubai | DHRE | A23.7 | Citywalk Phase 5.02 | 2023 | Ginco | Award | Competitive - Traditional | Fixed Price Lump Sum | Basement + Ground Floor + Podium | Tower | 11393 | 28819 | 40212 | Electrical | 5.12.1.7 | Fire Alarm - Distribution | AED | 96940 | 1358808 | 1455748 | 8.5087 | 47.1497 | 36.2018 | YES
Citywalk Phase 5.02 | Citywalk Phase 5.02 - Electrical | BUILDINGS | UAE | Dubai | DHRE | A23.7 | Citywalk Phase 5.02 | 2023 | Ginco | Award | Competitive - Traditional | Fixed Price Lump Sum | Basement + Ground Floor + Podium | Tower | 11393 | 28819 | 40212 | Electrical | 5.12.1.7 | Fire Alarm - Equipment | AED | 61639 | 36682 | 98321 | 5.4103 | 1.2728 | 2.4451 | YES
Citywalk Phase 5.02 | Citywalk Phase 5.02 - Electrical | BUILDINGS | UAE | Dubai | DHRE | A23.7 | Citywalk Phase 5.02 | 2023 | Ginco | Award | Competitive - Traditional | Fixed Price Lump Sum | Basement + Ground Floor + Podium | Tower | 11393 | 28819 | 40212 | Electrical | 5.12 | ICT - Distribution | AED | 166635 | 2106874 | 2273509 | 14.6261 | 73.1071 | 56.5381 | YES
Citywalk Phase 5.02 | Citywalk Phase 5.02 - Electrical | BUILDINGS | UAE | Dubai | DHRE | A23.7 | Citywalk Phase 5.02 | 2023 | Ginco | Award | Competitive - Traditional | Fixed Price Lump Sum | Basement + Ground Floor + Podium | Tower | 11393 | 28819 | 40212 | Electrical | 5.12 | ICT - Equipment | AED | 172362 | 623452 | 795814 | 15.1288 | 21.6334 | 19.7905 | YES
Citywalk Phase 5.02 | Citywalk Phase 5.02 - Electrical | BUILDINGS | UAE | Dubai | DHRE | A23.7 | Citywalk Phase 5.02 | 2023 | Ginco | Award | Competitive - Traditional | Fixed Price Lump Sum | Basement + Ground Floor + Podium | Tower | 11393 | 28819 | 40212 | Electrical | 5.12 | BGM/PA - Distribution | AED | 0 | 0 | 0 | 0 | 0 | 0 | YES
Citywalk Phase 5.02 | Citywalk Phase 5.02 - Electrical | BUILDINGS | UAE | Dubai | DHRE | A23.7 | Citywalk Phase 5.02 | 2023 | Ginco | Award | Competitive - Traditional | Fixed Price Lump Sum | Basement + Ground Floor + Podium | Tower | 11393 | 28819 | 40212 | Electrical | 5.12 | Intercom - Distribution | AED | 29886 | 86666 | 116552 | 2.6232 | 3.0073 | 2.8984 | YES
Citywalk Phase 5.02 | Citywalk Phase 5.02 - Electrical | BUILDINGS | UAE | Dubai | DHRE | A23.7 | Citywalk Phase 5.02 | 2023 | Ginco | Award | Competitive - Traditional | Fixed Price Lump Sum | Basement + Ground Floor + Podium | Tower | 11393 | 28819 | 40212 | Electrical | 5.12 | CCTV - Distribution | AED | 553702 | 825232 | 1378934 | 48.6002 | 28.635 | 34.2916 | YES
Citywalk Phase 5.02 | Citywalk Phase 5.02 - Electrical | BUILDINGS | UAE | Dubai | DHRE | A23.7 | Citywalk Phase 5.02 | 2023 | Ginco | Award | Competitive - Traditional | Fixed Price Lump Sum | Basement + Ground Floor + Podium | Tower | 11393 | 28819 | 40212 | Electrical | 5.12 | CCTV - Equipment | AED | 58642 | 606610 | 665252 | 5.1472 | 21.049 | 16.5436 | YES
Citywalk Phase 5.02 | Citywalk Phase 5.02 - Electrical | BUILDINGS | UAE | Dubai | DHRE | A23.7 | Citywalk Phase 5.02 | 2023 | Ginco | Award | Competitive - Traditional | Fixed Price Lump Sum | Basement + Ground Floor + Podium | Tower | 11393 | 28819 | 40212 | Electrical | 5.12 | Access Control - Distribution | AED | 73635 | 10000 | 83635 | 6.4632 | 0.34699 | 2.0799 | YES
Citywalk Phase 5.02 | Citywalk Phase 5.02 - Electrical | BUILDINGS | UAE | Dubai | DHRE | A23.7 | Citywalk Phase 5.02 | 2023 | Ginco | Award | Competitive - Traditional | Fixed Price Lump Sum | Basement + Ground Floor + Podium | Tower | 11393 | 28819 | 40212 | Electrical | 5.12 | Access Control - Equipment | AED | 183792 | 80159 | 263951 | 16.132 | 2.7815 | 6.564 | YES
Citywalk Phase 5.02 | Citywalk Phase 5.02 - Electrical | BUILDINGS | UAE | Dubai | DHRE | A23.7 | Citywalk Phase 5.02 | 2023 | Ginco | Award | Competitive - Traditional | Fixed Price Lump Sum | Basement + Ground Floor + Podium | Tower | 11393 | 28819 | 40212 | Electrical | 5.12 | Duress/Panic Alarm | AED | 0 | 204736 | 204736 | 0 | 7.1042 | 5.0914 | YES
Citywalk Phase 5.02 | Citywalk Phase 5.02 - Electrical | BUILDINGS | UAE | Dubai | DHRE | A23.7 | Citywalk Phase 5.02 | 2023 | Ginco | Award | Competitive - Traditional | Fixed Price Lump Sum | Basement + Ground Floor + Podium | Tower | 11393 | 28819 | 40212 | Electrical | 5.12 | Disabled Alarm System | AED | 0 | 5648 | 5648 | 0 | 0.19598 | 0.14046 | YES
Citywalk Phase 5.02 | Citywalk Phase 5.02 - Electrical | BUILDINGS | UAE | Dubai | DHRE | A23.7 | Citywalk Phase 5.02 | 2023 | Ginco | Award | Competitive - Traditional | Fixed Price Lump Sum | Basement + Ground Floor + Podium | Tower | 11393 | 28819 | 40212 | Electrical | 5.12 | Gate Barrier System | AED | 39133 | 13660 | 52793 | 3.4348 | 0.47399 | 1.3129 | YES
Citywalk Phase 5.02 | Citywalk Phase 5.02 - Electrical | BUILDINGS | UAE | Dubai | DHRE | A23.7 | Citywalk Phase 5.02 | 2023 | Ginco | Award | Competitive - Traditional | Fixed Price Lump Sum | Basement + Ground Floor + Podium | Tower | 11393 | 28819 | 40212 | Electrical | 5.12 | BMS | AED | 140000 | 504000 | 644000 | 12.2882 | 17.4885 | 16.0151 | YES
Citywalk Phase 5.02 | Citywalk Phase 5.02 - Electrical | BUILDINGS | UAE | Dubai | DHRE | A23.7 | Citywalk Phase 5.02 | 2023 | Ginco | Award | Competitive - Traditional | Fixed Price Lump Sum | Basement + Ground Floor + Podium | Tower | 11393 | 28819 | 40212 | Electrical | 5.14.1 | Sundries & BWIC | AED | 177213 | 627482 | 804695 | 15.5546 | 21.7732 | 20.0113 | YES
Citywalk Phase 5.07 | Citywalk Phase 5.07 - Mechanical | BUILDINGS | UAE | Dubai | DHRE | A23.8 | Citywalk Phase 5.07 | 2023 | Ginco | Award | Competitive - Traditional | Fixed Price Lump Sum | Basement + Ground Floor + Podium | Tower | 11393 | 28819 | 40212 | Mechanical | 5.3 | Drainage - Distribution | AED | 870920 | 2762730 | 3633650 | 76.4434 | 95.8649 | 90.3623 | YES
Citywalk Phase 5.07 | Citywalk Phase 5.07 - Mechanical | BUILDINGS | UAE | Dubai | DHRE | A23.8 | Citywalk Phase 5.07 | 2023 | Ginco | Award | Competitive - Traditional | Fixed Price Lump Sum | Basement + Ground Floor + Podium | Tower | 11393 | 28819 | 40212 | Mechanical | 5.3 | Drainage - Equipment | AED | 52558 | 0 | 52558 | 4.6132 | 0 | 1.307 | YES
Citywalk Phase 5.07 | Citywalk Phase 5.07 - Mechanical | BUILDINGS | UAE | Dubai | DHRE | A23.8 | Citywalk Phase 5.07 | 2023 | Ginco | Award | Competitive - Traditional | Fixed Price Lump Sum | Basement + Ground Floor + Podium | Tower | 11393 | 28819 | 40212 | Mechanical | 5.4 | Water Supply - Distribution | AED | 154620 | 2569847 | 2724467 | 13.5715 | 89.172 | 67.7526 | YES
Citywalk Phase 5.07 | Citywalk Phase 5.07 - Mechanical | BUILDINGS | UAE | Dubai | DHRE | A23.8 | Citywalk Phase 5.07 | 2023 | Ginco | Award | Competitive - Traditional | Fixed Price Lump Sum | Basement + Ground Floor + Podium | Tower | 11393 | 28819 | 40212 | Mechanical | 5.4 | Water Supply - Equipment | AED | 172414 | 817619 | 990033 | 15.1333 | 28.3708 | 24.6203 | YES
Citywalk Phase 5.07 | Citywalk Phase 5.07 - Mechanical | BUILDINGS | UAE | Dubai | DHRE | A23.8 | Citywalk Phase 5.07 | 2023 | Ginco | Award | Competitive - Traditional | Fixed Price Lump Sum | Basement + Ground Floor + Podium | Tower | 11393 | 28819 | 40212 | Mechanical | 5.11.1 | Fire Protection - Distribution | AED | 1535489 | 2706443 | 4241932 | 134.7748 | 93.9118 | 105.4892 | YES
Citywalk Phase 5.07 | Citywalk Phase 5.07 - Mechanical | BUILDINGS | UAE | Dubai | DHRE | A23.8 | Citywalk Phase 5.07 | 2023 | Ginco | Award | Competitive - Traditional | Fixed Price Lump Sum | Basement + Ground Floor + Podium | Tower | 11393 | 28819 | 40212 | Mechanical | 5.11.1 | Fire Protection - Equipment | AED | 723498 | 0 | 723498 | 63.5037 | 0 | 17.9921 | YES
Citywalk Phase 5.07 | Citywalk Phase 5.07 - Mechanical | BUILDINGS | UAE | Dubai | DHRE | A23.8 | Citywalk Phase 5.07 | 2023 | Ginco | Award | Competitive - Traditional | Fixed Price Lump Sum | Basement + Ground Floor + Podium | Tower | 11393 | 28819 | 40212 | Mechanical | 5.11.1 | Fire Protection - Suppression Systems | AED | 950344 | 0 | 950344 | 83.4147 | 0 | 23.6333 | YES
Citywalk Phase 5.07 | Citywalk Phase 5.07 - Mechanical | BUILDINGS | UAE | Dubai | DHRE | A23.8 | Citywalk Phase 5.07 | 2023 | Ginco | Award | Competitive - Traditional | Fixed Price Lump Sum | Basement + Ground Floor + Podium | Tower | 11393 | 28819 | 40212 | Mechanical | 5.6 | Chilled Water - Distribution | AED | 147598 | 2085549 | 2233147 | 12.9551 | 72.3672 | 55.5343 | YES
Citywalk Phase 5.07 | Citywalk Phase 5.07 - Mechanical | BUILDINGS | UAE | Dubai | DHRE | A23.8 | Citywalk Phase 5.07 | 2023 | Ginco | Award | Competitive - Traditional | Fixed Price Lump Sum | Basement + Ground Floor + Podium | Tower | 11393 | 28819 | 40212 | Mechanical | 5.6 | Chilled Water - Equipment | AED | 0 | 3215951 | 3215951 | 0 | 111.5913 | 79.9749 | YES
Citywalk Phase 5.07 | Citywalk Phase 5.07 - Mechanical | BUILDINGS | UAE | Dubai | DHRE | A23.8 | Citywalk Phase 5.07 | 2023 | Ginco | Award | Competitive - Traditional | Fixed Price Lump Sum | Basement + Ground Floor + Podium | Tower | 11393 | 28819 | 40212 | Mechanical | 5.6 | Air Conditioning - Distribution | AED | 120765 | 2206559 | 2327324 | 10.5999 | 76.5661 | 57.8764 | YES
Citywalk Phase 5.07 | Citywalk Phase 5.07 - Mechanical | BUILDINGS | UAE | Dubai | DHRE | A23.8 | Citywalk Phase 5.07 | 2023 | Ginco | Award | Competitive - Traditional | Fixed Price Lump Sum | Basement + Ground Floor + Podium | Tower | 11393 | 28819 | 40212 | Mechanical | 5.6 | Air Conditioning - Equipment | AED | 210692 | 2834934 | 3045626 | 18.4931 | 98.3703 | 75.7392 | YES
Citywalk Phase 5.07 | Citywalk Phase 5.07 - Mechanical | BUILDINGS | UAE | Dubai | DHRE | A23.8 | Citywalk Phase 5.07 | 2023 | Ginco | Award | Competitive - Traditional | Fixed Price Lump Sum | Basement + Ground Floor + Podium | Tower | 11393 | 28819 | 40212 | Mechanical | 5.6 | Ventilation - Distribution | AED | 1387663 | 2541952 | 3929615 | 121.7996 | 88.204 | 97.7224 | YES
Citywalk Phase 5.07 | Citywalk Phase 5.07 - Mechanical | BUILDINGS | UAE | Dubai | DHRE | A23.8 | Citywalk Phase 5.07 | 2023 | Ginco | Award | Competitive - Traditional | Fixed Price Lump Sum | Basement + Ground Floor + Podium | Tower | 11393 | 28819 | 40212 | Mechanical | 5.6 | Ventilation - Equipment | AED | 490639 | 1117273 | 1607912 | 43.065 | 38.7686 | 39.9859 | YES
Citywalk Phase 5.07 | Citywalk Phase 5.07 - Mechanical | BUILDINGS | UAE | Dubai | DHRE | A23.8 | Citywalk Phase 5.07 | 2023 | Ginco | Award | Competitive - Traditional | Fixed Price Lump Sum | Basement + Ground Floor + Podium | Tower | 11393 | 28819 | 40212 | Mechanical | 5.14 | Sundries & BWIC | AED | 227257 | 666906 | 894163 | 19.9471 | 23.1412 | 22.2362 | YES
Citywalk Phase 5.07 | Citywalk Phase 5.07 - Electrical | BUILDINGS | UAE | Dubai | DHRE | A23.8 | Citywalk Phase 5.07 | 2023 | Ginco | Award | Competitive - Traditional | Fixed Price Lump Sum | Basement + Ground Floor + Podium | Tower | 11393 | 28819 | 40212 | Electrical | 5.8 | Sub-Main Cable + Containment | AED | 1175929 | 1559405 | 2735334 | 103.215 | 54.1103 | 68.0228 | YES
Citywalk Phase 5.07 | Citywalk Phase 5.07 - Electrical | BUILDINGS | UAE | Dubai | DHRE | A23.8 | Citywalk Phase 5.07 | 2023 | Ginco | Award | Competitive - Traditional | Fixed Price Lump Sum | Basement + Ground Floor + Podium | Tower | 11393 | 28819 | 40212 | Electrical | 5.8 | Busbar | AED | 0 | 2115066 | 2115066 | 0 | 73.3914 | 52.5979 | YES
Citywalk Phase 5.07 | Citywalk Phase 5.07 - Electrical | BUILDINGS | UAE | Dubai | DHRE | A23.8 | Citywalk Phase 5.07 | 2023 | Ginco | Award | Competitive - Traditional | Fixed Price Lump Sum | Basement + Ground Floor + Podium | Tower | 11393 | 28819 | 40212 | Electrical | 5.8 | LV Switchgear | AED | 2787739 | 1113621 | 3901360 | 244.6888 | 38.6419 | 97.0198 | YES
Citywalk Phase 5.07 | Citywalk Phase 5.07 - Electrical | BUILDINGS | UAE | Dubai | DHRE | A23.8 | Citywalk Phase 5.07 | 2023 | Ginco | Award | Competitive - Traditional | Fixed Price Lump Sum | Basement + Ground Floor + Podium | Tower | 11393 | 28819 | 40212 | Electrical | 5.8 | Small Power | AED | 129389 | 2571586 | 2700975 | 11.3569 | 89.2323 | 67.1684 | YES
Citywalk Phase 5.07 | Citywalk Phase 5.07 - Electrical | BUILDINGS | UAE | Dubai | DHRE | A23.8 | Citywalk Phase 5.07 | 2023 | Ginco | Award | Competitive - Traditional | Fixed Price Lump Sum | Basement + Ground Floor + Podium | Tower | 11393 | 28819 | 40212 | Electrical | 5.8 | Lighting - Cable + Install | AED | 118492 | 1426083 | 1544575 | 10.4004 | 49.4841 | 38.4108 | YES
Citywalk Phase 5.07 | Citywalk Phase 5.07 - Electrical | BUILDINGS | UAE | Dubai | DHRE | A23.8 | Citywalk Phase 5.07 | 2023 | Ginco | Award | Competitive - Traditional | Fixed Price Lump Sum | Basement + Ground Floor + Podium | Tower | 11393 | 28819 | 40212 | Electrical | 5.8 | Lighting - Supply | AED | 277052 | 1867578 | 2144630 | 24.3177 | 64.8037 | 53.3331 | YES
Citywalk Phase 5.07 | Citywalk Phase 5.07 - Electrical | BUILDINGS | UAE | Dubai | DHRE | A23.8 | Citywalk Phase 5.07 | 2023 | Ginco | Award | Competitive - Traditional | Fixed Price Lump Sum | Basement + Ground Floor + Podium | Tower | 11393 | 28819 | 40212 | Electrical | 5.8 | Façade - Cable + Install | AED | 67100 | 456670 | 523770 | 5.8896 | 15.8461 | 13.0252 | YES
Citywalk Phase 5.07 | Citywalk Phase 5.07 - Electrical | BUILDINGS | UAE | Dubai | DHRE | A23.8 | Citywalk Phase 5.07 | 2023 | Ginco | Award | Competitive - Traditional | Fixed Price Lump Sum | Basement + Ground Floor + Podium | Tower | 11393 | 28819 | 40212 | Electrical | 5.8 | Façade - Supply | AED | 391132 | 1177156 | 1568288 | 34.3309 | 40.8465 | 39.0005 | YES
Citywalk Phase 5.07 | Citywalk Phase 5.07 - Electrical | BUILDINGS | UAE | Dubai | DHRE | A23.8 | Citywalk Phase 5.07 | 2023 | Ginco | Award | Competitive - Traditional | Fixed Price Lump Sum | Basement + Ground Floor + Podium | Tower | 11393 | 28819 | 40212 | Electrical | 5.8 | Lighting - Switching & Control | AED | 128597 | 1112841 | 1241438 | 11.2874 | 38.6148 | 30.8723 | YES
Citywalk Phase 5.07 | Citywalk Phase 5.07 - Electrical | BUILDINGS | UAE | Dubai | DHRE | A23.8 | Citywalk Phase 5.07 | 2023 | Ginco | Award | Competitive - Traditional | Fixed Price Lump Sum | Basement + Ground Floor + Podium | Tower | 11393 | 28819 | 40212 | Electrical | 5.8 | Lighting - Control Equipment | AED | 42811 | 205668 | 248479 | 3.7577 | 7.1365 | 6.1792 | YES
Citywalk Phase 5.07 | Citywalk Phase 5.07 - Electrical | BUILDINGS | UAE | Dubai | DHRE | A23.8 | Citywalk Phase 5.07 | 2023 | Ginco | Award | Competitive - Traditional | Fixed Price Lump Sum | Basement + Ground Floor + Podium | Tower | 11393 | 28819 | 40212 | Electrical | 5.8 | Air Craft Warning System | AED | 0 | 125253 | 125253 | 0 | 4.3462 | 3.1148 | YES
Citywalk Phase 5.07 | Citywalk Phase 5.07 - Electrical | BUILDINGS | UAE | Dubai | DHRE | A23.8 | Citywalk Phase 5.07 | 2023 | Ginco | Award | Competitive - Traditional | Fixed Price Lump Sum | Basement + Ground Floor + Podium | Tower | 11393 | 28819 | 40212 | Electrical | 5.8 | Central Battery - Distribution | AED | 240868 | 620858 | 861726 | 21.1418 | 21.5434 | 21.4296 | YES
Citywalk Phase 5.07 | Citywalk Phase 5.07 - Electrical | BUILDINGS | UAE | Dubai | DHRE | A23.8 | Citywalk Phase 5.07 | 2023 | Ginco | Award | Competitive - Traditional | Fixed Price Lump Sum | Basement + Ground Floor + Podium | Tower | 11393 | 28819 | 40212 | Electrical | 5.8 | Central Battery - Equipment | AED | 45000 | 27000 | 72000 | 3.9498 | 0.93688 | 1.7905 | YES
Citywalk Phase 5.07 | Citywalk Phase 5.07 - Electrical | BUILDINGS | UAE | Dubai | DHRE | A23.8 | Citywalk Phase 5.07 | 2023 | Ginco | Award | Competitive - Traditional | Fixed Price Lump Sum | Basement + Ground Floor + Podium | Tower | 11393 | 28819 | 40212 | Electrical | 5.8 | Earthing & Lightning Protection | AED | 189977 | 158902 | 348879 | 16.6749 | 5.5138 | 8.676 | YES
Citywalk Phase 5.07 | Citywalk Phase 5.07 - Electrical | BUILDINGS | UAE | Dubai | DHRE | A23.8 | Citywalk Phase 5.07 | 2023 | Ginco | Award | Competitive - Traditional | Fixed Price Lump Sum | Basement + Ground Floor + Podium | Tower | 11393 | 28819 | 40212 | Electrical | 5.12.1.7 | Fire Alarm - Distribution | AED | 97428 | 1364852 | 1462280 | 8.5516 | 47.3595 | 36.3643 | YES
Citywalk Phase 5.07 | Citywalk Phase 5.07 - Electrical | BUILDINGS | UAE | Dubai | DHRE | A23.8 | Citywalk Phase 5.07 | 2023 | Ginco | Award | Competitive - Traditional | Fixed Price Lump Sum | Basement + Ground Floor + Podium | Tower | 11393 | 28819 | 40212 | Electrical | 5.12.1.7 | Fire Alarm - Equipment | AED | 61918 | 36846 | 98764 | 5.4347 | 1.2785 | 2.4561 | YES
Citywalk Phase 5.07 | Citywalk Phase 5.07 - Electrical | BUILDINGS | UAE | Dubai | DHRE | A23.8 | Citywalk Phase 5.07 | 2023 | Ginco | Award | Competitive - Traditional | Fixed Price Lump Sum | Basement + Ground Floor + Podium | Tower | 11393 | 28819 | 40212 | Electrical | 5.12 | ICT - Distribution | AED | 164978 | 2111836 | 2276814 | 14.4806 | 73.2793 | 56.6203 | YES
Citywalk Phase 5.07 | Citywalk Phase 5.07 - Electrical | BUILDINGS | UAE | Dubai | DHRE | A23.8 | Citywalk Phase 5.07 | 2023 | Ginco | Award | Competitive - Traditional | Fixed Price Lump Sum | Basement + Ground Floor + Podium | Tower | 11393 | 28819 | 40212 | Electrical | 5.12 | ICT - Equipment | AED | 173132 | 626267 | 799399 | 15.1963 | 21.731 | 19.8796 | YES
Citywalk Phase 5.07 | Citywalk Phase 5.07 - Electrical | BUILDINGS | UAE | Dubai | DHRE | A23.8 | Citywalk Phase 5.07 | 2023 | Ginco | Award | Competitive - Traditional | Fixed Price Lump Sum | Basement + Ground Floor + Podium | Tower | 11393 | 28819 | 40212 | Electrical | 5.12 | BGM/PA - Distribution | AED | 0 | 0 | 0 | 0 | 0 | 0 | YES
Citywalk Phase 5.07 | Citywalk Phase 5.07 - Electrical | BUILDINGS | UAE | Dubai | DHRE | A23.8 | Citywalk Phase 5.07 | 2023 | Ginco | Award | Competitive - Traditional | Fixed Price Lump Sum | Basement + Ground Floor + Podium | Tower | 11393 | 28819 | 40212 | Electrical | 5.12 | Intercom - Distribution | AED | 33867 | 87050 | 120917 | 2.9726 | 3.0206 | 3.007 | YES
Citywalk Phase 5.07 | Citywalk Phase 5.07 - Electrical | BUILDINGS | UAE | Dubai | DHRE | A23.8 | Citywalk Phase 5.07 | 2023 | Ginco | Award | Competitive - Traditional | Fixed Price Lump Sum | Basement + Ground Floor + Podium | Tower | 11393 | 28819 | 40212 | Electrical | 5.12 | CCTV - Distribution | AED | 522254 | 828895 | 1351149 | 45.8399 | 28.7621 | 33.6006 | YES
Citywalk Phase 5.07 | Citywalk Phase 5.07 - Electrical | BUILDINGS | UAE | Dubai | DHRE | A23.8 | Citywalk Phase 5.07 | 2023 | Ginco | Award | Competitive - Traditional | Fixed Price Lump Sum | Basement + Ground Floor + Podium | Tower | 11393 | 28819 | 40212 | Electrical | 5.12 | CCTV - Equipment | AED | 57777 | 652830 | 710607 | 5.0713 | 22.6528 | 17.6715 | YES
Citywalk Phase 5.07 | Citywalk Phase 5.07 - Electrical | BUILDINGS | UAE | Dubai | DHRE | A23.8 | Citywalk Phase 5.07 | 2023 | Ginco | Award | Competitive - Traditional | Fixed Price Lump Sum | Basement + Ground Floor + Podium | Tower | 11393 | 28819 | 40212 | Electrical | 5.12 | Access Control - Distribution | AED | 77399 | 10044 | 87443 | 6.7936 | 0.34852 | 2.1745 | YES
Citywalk Phase 5.07 | Citywalk Phase 5.07 - Electrical | BUILDINGS | UAE | Dubai | DHRE | A23.8 | Citywalk Phase 5.07 | 2023 | Ginco | Award | Competitive - Traditional | Fixed Price Lump Sum | Basement + Ground Floor + Podium | Tower | 11393 | 28819 | 40212 | Electrical | 5.12 | Access Control - Equipment | AED | 220284 | 79276 | 299560 | 19.335 | 2.7508 | 7.4495 | YES
Citywalk Phase 5.07 | Citywalk Phase 5.07 - Electrical | BUILDINGS | UAE | Dubai | DHRE | A23.8 | Citywalk Phase 5.07 | 2023 | Ginco | Award | Competitive - Traditional | Fixed Price Lump Sum | Basement + Ground Floor + Podium | Tower | 11393 | 28819 | 40212 | Electrical | 5.12 | Duress/Panic Alarm | AED | 0 | 198363 | 198363 | 0 | 6.8831 | 4.9329 | YES
Citywalk Phase 5.07 | Citywalk Phase 5.07 - Electrical | BUILDINGS | UAE | Dubai | DHRE | A23.8 | Citywalk Phase 5.07 | 2023 | Ginco | Award | Competitive - Traditional | Fixed Price Lump Sum | Basement + Ground Floor + Podium | Tower | 11393 | 28819 | 40212 | Electrical | 5.12 | Disabled Alarm System | AED | 11362 | 5673 | 17035 | 0.99728 | 0.19685 | 0.42363 | YES
Citywalk Phase 5.07 | Citywalk Phase 5.07 - Electrical | BUILDINGS | UAE | Dubai | DHRE | A23.8 | Citywalk Phase 5.07 | 2023 | Ginco | Award | Competitive - Traditional | Fixed Price Lump Sum | Basement + Ground Floor + Podium | Tower | 11393 | 28819 | 40212 | Electrical | 5.12 | Gate Barrier System | AED | 39308 | 13724 | 53032 | 3.4502 | 0.47621 | 1.3188 | YES
Citywalk Phase 5.07 | Citywalk Phase 5.07 - Electrical | BUILDINGS | UAE | Dubai | DHRE | A23.8 | Citywalk Phase 5.07 | 2023 | Ginco | Award | Competitive - Traditional | Fixed Price Lump Sum | Basement + Ground Floor + Podium | Tower | 11393 | 28819 | 40212 | Electrical | 5.12 | BMS | AED | 140625 | 506250 | 646875 | 12.3431 | 17.5665 | 16.0866 | YES
Citywalk Phase 5.07 | Citywalk Phase 5.07 - Electrical | BUILDINGS | UAE | Dubai | DHRE | A23.8 | Citywalk Phase 5.07 | 2023 | Ginco | Award | Competitive - Traditional | Fixed Price Lump Sum | Basement + Ground Floor + Podium | Tower | 11393 | 28819 | 40212 | Electrical | 5.14.1 | Sundries & BWIC | AED | 211508 | 487364 | 698872 | 18.5647 | 16.9112 | 17.3797 | YES
Citywalk Phase 5.06 | Citywalk Phase 5.06 - Mechanical | BUILDINGS | UAE | Dubai | DHRE | A24.1 | Citywalk Phase 5.06 | 2024 | Parkway International | Award | Competitive - Traditional | Fixed Price Lump Sum | Basement + Ground Floor + Podium | Tower | 12032 | 28341 | 40373 | Mechanical | 5.3 | Drainage - Distribution | AED | 1535857 | 3015462 | 4551319 | 127.6477 | 106.3993 | 112.7318 | YES
Citywalk Phase 5.06 | Citywalk Phase 5.06 - Mechanical | BUILDINGS | UAE | Dubai | DHRE | A24.1 | Citywalk Phase 5.06 | 2024 | Parkway International | Award | Competitive - Traditional | Fixed Price Lump Sum | Basement + Ground Floor + Podium | Tower | 12032 | 28341 | 40373 | Mechanical | 5.3 | Drainage - Equipment | AED | 62555 | 0 | 62555 | 5.1991 | 0 | 1.5494 | YES
Citywalk Phase 5.06 | Citywalk Phase 5.06 - Mechanical | BUILDINGS | UAE | Dubai | DHRE | A24.1 | Citywalk Phase 5.06 | 2024 | Parkway International | Award | Competitive - Traditional | Fixed Price Lump Sum | Basement + Ground Floor + Podium | Tower | 12032 | 28341 | 40373 | Mechanical | 5.4 | Water Supply - Distribution | AED | 182376 | 3280664 | 3463040 | 15.1576 | 115.7568 | 85.7761 | YES
Citywalk Phase 5.06 | Citywalk Phase 5.06 - Mechanical | BUILDINGS | UAE | Dubai | DHRE | A24.1 | Citywalk Phase 5.06 | 2024 | Parkway International | Award | Competitive - Traditional | Fixed Price Lump Sum | Basement + Ground Floor + Podium | Tower | 12032 | 28341 | 40373 | Mechanical | 5.4 | Water Supply - Equipment | AED | 44208 | 469861 | 514069 | 3.6742 | 16.5788 | 12.733 | YES
Citywalk Phase 5.06 | Citywalk Phase 5.06 - Mechanical | BUILDINGS | UAE | Dubai | DHRE | A24.1 | Citywalk Phase 5.06 | 2024 | Parkway International | Award | Competitive - Traditional | Fixed Price Lump Sum | Basement + Ground Floor + Podium | Tower | 12032 | 28341 | 40373 | Mechanical | 5.11.1 | Fire Protection - Distribution | AED | 1864782 | 3673522 | 5538304 | 154.9852 | 129.6186 | 137.1784 | YES
Citywalk Phase 5.06 | Citywalk Phase 5.06 - Mechanical | BUILDINGS | UAE | Dubai | DHRE | A24.1 | Citywalk Phase 5.06 | 2024 | Parkway International | Award | Competitive - Traditional | Fixed Price Lump Sum | Basement + Ground Floor + Podium | Tower | 12032 | 28341 | 40373 | Mechanical | 5.11.1 | Fire Protection - Equipment | AED | 202270 | 0 | 202270 | 16.811 | 0 | 5.01 | YES
Citywalk Phase 5.06 | Citywalk Phase 5.06 - Mechanical | BUILDINGS | UAE | Dubai | DHRE | A24.1 | Citywalk Phase 5.06 | 2024 | Parkway International | Award | Competitive - Traditional | Fixed Price Lump Sum | Basement + Ground Floor + Podium | Tower | 12032 | 28341 | 40373 | Mechanical | 5.11.1 | Fire Protection - Suppression Systems | AED | 263891 | 27302 | 291193 | 21.9324 | 0.96334 | 7.2126 | YES
Citywalk Phase 5.06 | Citywalk Phase 5.06 - Mechanical | BUILDINGS | UAE | Dubai | DHRE | A24.1 | Citywalk Phase 5.06 | 2024 | Parkway International | Award | Competitive - Traditional | Fixed Price Lump Sum | Basement + Ground Floor + Podium | Tower | 12032 | 28341 | 40373 | Mechanical | 5.6 | Chilled Water - Distribution | AED | 334968 | 4181441 | 4516409 | 27.8398 | 147.5403 | 111.8671 | YES
Citywalk Phase 5.06 | Citywalk Phase 5.06 - Mechanical | BUILDINGS | UAE | Dubai | DHRE | A24.1 | Citywalk Phase 5.06 | 2024 | Parkway International | Award | Competitive - Traditional | Fixed Price Lump Sum | Basement + Ground Floor + Podium | Tower | 12032 | 28341 | 40373 | Mechanical | 5.6 | Chilled Water - Equipment | AED | 0 | 1437247 | 1437247 | 0 | 50.7126 | 35.5992 | YES
Citywalk Phase 5.06 | Citywalk Phase 5.06 - Mechanical | BUILDINGS | UAE | Dubai | DHRE | A24.1 | Citywalk Phase 5.06 | 2024 | Parkway International | Award | Competitive - Traditional | Fixed Price Lump Sum | Basement + Ground Floor + Podium | Tower | 12032 | 28341 | 40373 | Mechanical | 5.6 | Air Conditioning - Distribution | AED | 174552 | 3168255 | 3342807 | 14.5073 | 111.7905 | 82.7981 | YES
Citywalk Phase 5.06 | Citywalk Phase 5.06 - Mechanical | BUILDINGS | UAE | Dubai | DHRE | A24.1 | Citywalk Phase 5.06 | 2024 | Parkway International | Award | Competitive - Traditional | Fixed Price Lump Sum | Basement + Ground Floor + Podium | Tower | 12032 | 28341 | 40373 | Mechanical | 5.6 | Air Conditioning - Equipment | AED | 323602 | 3487781 | 3811383 | 26.8951 | 123.0649 | 94.4043 | YES
Citywalk Phase 5.06 | Citywalk Phase 5.06 - Mechanical | BUILDINGS | UAE | Dubai | DHRE | A24.1 | Citywalk Phase 5.06 | 2024 | Parkway International | Award | Competitive - Traditional | Fixed Price Lump Sum | Basement + Ground Floor + Podium | Tower | 12032 | 28341 | 40373 | Mechanical | 5.6 | Ventilation - Distribution | AED | 3639083 | 3574417 | 7213500 | 302.4504 | 126.1218 | 178.6714 | YES
Citywalk Phase 5.06 | Citywalk Phase 5.06 - Mechanical | BUILDINGS | UAE | Dubai | DHRE | A24.1 | Citywalk Phase 5.06 | 2024 | Parkway International | Award | Competitive - Traditional | Fixed Price Lump Sum | Basement + Ground Floor + Podium | Tower | 12032 | 28341 | 40373 | Mechanical | 5.6 | Ventilation - Equipment | AED | 162604 | 668453 | 831057 | 13.5143 | 23.5861 | 20.5845 | YES
Citywalk Phase 5.06 | Citywalk Phase 5.06 - Mechanical | BUILDINGS | UAE | Dubai | DHRE | A24.1 | Citywalk Phase 5.06 | 2024 | Parkway International | Award | Competitive - Traditional | Fixed Price Lump Sum | Basement + Ground Floor + Podium | Tower | 12032 | 28341 | 40373 | Mechanical | 5.14 | Sundries & BWIC | AED | 231085 | 739145 | 970230 | 19.2059 | 26.0804 | 24.0317 | YES
Citywalk Phase 5.06 | Citywalk Phase 5.06 - Electrical | BUILDINGS | UAE | Dubai | DHRE | A24.1 | Citywalk Phase 5.06 | 2024 | Parkway International | Award | Competitive - Traditional | Fixed Price Lump Sum | Basement + Ground Floor + Podium | Tower | 12032 | 28341 | 40373 | Electrical | 5.8 | Sub-Main Cable + Containment | AED | 1935419 | 3020328 | 4955747 | 160.856 | 106.571 | 122.749 | YES
Citywalk Phase 5.06 | Citywalk Phase 5.06 - Electrical | BUILDINGS | UAE | Dubai | DHRE | A24.1 | Citywalk Phase 5.06 | 2024 | Parkway International | Award | Competitive - Traditional | Fixed Price Lump Sum | Basement + Ground Floor + Podium | Tower | 12032 | 28341 | 40373 | Electrical | 5.8 | Busbar | AED | 0 | 4188732 | 4188732 | 0 | 147.7976 | 103.7508 | YES
Citywalk Phase 5.06 | Citywalk Phase 5.06 - Electrical | BUILDINGS | UAE | Dubai | DHRE | A24.1 | Citywalk Phase 5.06 | 2024 | Parkway International | Award | Competitive - Traditional | Fixed Price Lump Sum | Basement + Ground Floor + Podium | Tower | 12032 | 28341 | 40373 | Electrical | 5.8 | LV Switchgear | AED | 2855697 | 1906316 | 4762013 | 237.3418 | 67.2635 | 117.9504 | YES
Citywalk Phase 5.06 | Citywalk Phase 5.06 - Electrical | BUILDINGS | UAE | Dubai | DHRE | A24.1 | Citywalk Phase 5.06 | 2024 | Parkway International | Award | Competitive - Traditional | Fixed Price Lump Sum | Basement + Ground Floor + Podium | Tower | 12032 | 28341 | 40373 | Electrical | 5.8 | Small Power | AED | 104004 | 2741294 | 2845298 | 8.6439 | 96.7254 | 70.4753 | YES
Citywalk Phase 5.06 | Citywalk Phase 5.06 - Electrical | BUILDINGS | UAE | Dubai | DHRE | A24.1 | Citywalk Phase 5.06 | 2024 | Parkway International | Award | Competitive - Traditional | Fixed Price Lump Sum | Basement + Ground Floor + Podium | Tower | 12032 | 28341 | 40373 | Electrical | 5.8 | Lighting - Cable + Install | AED | 252810 | 4190564 | 4443374 | 21.0115 | 147.8622 | 110.0581 | YES
Citywalk Phase 5.06 | Citywalk Phase 5.06 - Electrical | BUILDINGS | UAE | Dubai | DHRE | A24.1 | Citywalk Phase 5.06 | 2024 | Parkway International | Award | Competitive - Traditional | Fixed Price Lump Sum | Basement + Ground Floor + Podium | Tower | 12032 | 28341 | 40373 | Electrical | 5.8 | Lighting - Supply | AED | 253359 | 2179989 | 2433348 | 21.0571 | 76.92 | 60.2717 | YES
Citywalk Phase 5.06 | Citywalk Phase 5.06 - Electrical | BUILDINGS | UAE | Dubai | DHRE | A24.1 | Citywalk Phase 5.06 | 2024 | Parkway International | Award | Competitive - Traditional | Fixed Price Lump Sum | Basement + Ground Floor + Podium | Tower | 12032 | 28341 | 40373 | Electrical | 5.8 | Façade - Cable + Install | AED | 80179 | 387694 | 467873 | 6.6638 | 13.6796 | 11.5888 | YES
Citywalk Phase 5.06 | Citywalk Phase 5.06 - Electrical | BUILDINGS | UAE | Dubai | DHRE | A24.1 | Citywalk Phase 5.06 | 2024 | Parkway International | Award | Competitive - Traditional | Fixed Price Lump Sum | Basement + Ground Floor + Podium | Tower | 12032 | 28341 | 40373 | Electrical | 5.8 | Façade - Supply | AED | 563814 | 1056598 | 1620412 | 46.8595 | 37.2816 | 40.136 | YES
Citywalk Phase 5.06 | Citywalk Phase 5.06 - Electrical | BUILDINGS | UAE | Dubai | DHRE | A24.1 | Citywalk Phase 5.06 | 2024 | Parkway International | Award | Competitive - Traditional | Fixed Price Lump Sum | Basement + Ground Floor + Podium | Tower | 12032 | 28341 | 40373 | Electrical | 5.8 | Lighting - Switching & Control | AED | 98912 | 557323 | 656235 | 8.2207 | 19.6649 | 16.2543 | YES
Citywalk Phase 5.06 | Citywalk Phase 5.06 - Electrical | BUILDINGS | UAE | Dubai | DHRE | A24.1 | Citywalk Phase 5.06 | 2024 | Parkway International | Award | Competitive - Traditional | Fixed Price Lump Sum | Basement + Ground Floor + Podium | Tower | 12032 | 28341 | 40373 | Electrical | 5.8 | Lighting - Control Equipment | AED | 20227 | 35625 | 55852 | 1.6811 | 1.257 | 1.3834 | YES
Citywalk Phase 5.06 | Citywalk Phase 5.06 - Electrical | BUILDINGS | UAE | Dubai | DHRE | A24.1 | Citywalk Phase 5.06 | 2024 | Parkway International | Award | Competitive - Traditional | Fixed Price Lump Sum | Basement + Ground Floor + Podium | Tower | 12032 | 28341 | 40373 | Electrical | 5.8 | Air Craft Warning System | AED | 0 | 8883 | 8883 | 0 | 0.31343 | 0.22002 | YES
Citywalk Phase 5.06 | Citywalk Phase 5.06 - Electrical | BUILDINGS | UAE | Dubai | DHRE | A24.1 | Citywalk Phase 5.06 | 2024 | Parkway International | Award | Competitive - Traditional | Fixed Price Lump Sum | Basement + Ground Floor + Podium | Tower | 12032 | 28341 | 40373 | Electrical | 5.8 | Central Battery - Distribution | AED | 248332 | 438413 | 686745 | 20.6393 | 15.4692 | 17.01 | YES
Citywalk Phase 5.06 | Citywalk Phase 5.06 - Electrical | BUILDINGS | UAE | Dubai | DHRE | A24.1 | Citywalk Phase 5.06 | 2024 | Parkway International | Award | Competitive - Traditional | Fixed Price Lump Sum | Basement + Ground Floor + Podium | Tower | 12032 | 28341 | 40373 | Electrical | 5.8 | Central Battery - Equipment | AED | 39550 | 2260 | 41810 | 3.2871 | 0.079743 | 1.0356 | YES
Citywalk Phase 5.06 | Citywalk Phase 5.06 - Electrical | BUILDINGS | UAE | Dubai | DHRE | A24.1 | Citywalk Phase 5.06 | 2024 | Parkway International | Award | Competitive - Traditional | Fixed Price Lump Sum | Basement + Ground Floor + Podium | Tower | 12032 | 28341 | 40373 | Electrical | 5.8 | Earthing & Lightning Protection | AED | 114403 | 149986 | 264389 | 9.5082 | 5.2922 | 6.5487 | YES
Citywalk Phase 5.06 | Citywalk Phase 5.06 - Electrical | BUILDINGS | UAE | Dubai | DHRE | A24.1 | Citywalk Phase 5.06 | 2024 | Parkway International | Award | Competitive - Traditional | Fixed Price Lump Sum | Basement + Ground Floor + Podium | Tower | 12032 | 28341 | 40373 | Electrical | 5.12.1.7 | Fire Alarm - Distribution | AED | 110413 | 1217767 | 1328180 | 9.1766 | 42.9684 | 32.8977 | YES
Citywalk Phase 5.06 | Citywalk Phase 5.06 - Electrical | BUILDINGS | UAE | Dubai | DHRE | A24.1 | Citywalk Phase 5.06 | 2024 | Parkway International | Award | Competitive - Traditional | Fixed Price Lump Sum | Basement + Ground Floor + Podium | Tower | 12032 | 28341 | 40373 | Electrical | 5.12.1.7 | Fire Alarm - Equipment | AED | 64975 | 7910 | 72885 | 5.4002 | 0.2791 | 1.8053 | YES
Citywalk Phase 5.06 | Citywalk Phase 5.06 - Electrical | BUILDINGS | UAE | Dubai | DHRE | A24.1 | Citywalk Phase 5.06 | 2024 | Parkway International | Award | Competitive - Traditional | Fixed Price Lump Sum | Basement + Ground Floor + Podium | Tower | 12032 | 28341 | 40373 | Electrical | 5.12 | ICT - Distribution | AED | 127584 | 981145 | 1108729 | 10.6037 | 34.6193 | 27.4621 | YES
Citywalk Phase 5.06 | Citywalk Phase 5.06 - Electrical | BUILDINGS | UAE | Dubai | DHRE | A24.1 | Citywalk Phase 5.06 | 2024 | Parkway International | Award | Competitive - Traditional | Fixed Price Lump Sum | Basement + Ground Floor + Podium | Tower | 12032 | 28341 | 40373 | Electrical | 5.12 | ICT - Equipment | AED | 23505 | 63909 | 87414 | 1.9535 | 2.255 | 2.1652 | YES
Citywalk Phase 5.06 | Citywalk Phase 5.06 - Electrical | BUILDINGS | UAE | Dubai | DHRE | A24.1 | Citywalk Phase 5.06 | 2024 | Parkway International | Award | Competitive - Traditional | Fixed Price Lump Sum | Basement + Ground Floor + Podium | Tower | 12032 | 28341 | 40373 | Electrical | 5.12 | BGM/PA - Distribution | AED | 22774 | 0 | 22774 | 1.8928 | 0 | 0.56409 | YES
Citywalk Phase 5.06 | Citywalk Phase 5.06 - Electrical | BUILDINGS | UAE | Dubai | DHRE | A24.1 | Citywalk Phase 5.06 | 2024 | Parkway International | Award | Competitive - Traditional | Fixed Price Lump Sum | Basement + Ground Floor + Podium | Tower | 12032 | 28341 | 40373 | Electrical | 5.12 | Intercom - Distribution | AED | 10680 | 0 | 10680 | 0.88763 | 0 | 0.26453 | YES
Citywalk Phase 5.06 | Citywalk Phase 5.06 - Electrical | BUILDINGS | UAE | Dubai | DHRE | A24.1 | Citywalk Phase 5.06 | 2024 | Parkway International | Award | Competitive - Traditional | Fixed Price Lump Sum | Basement + Ground Floor + Podium | Tower | 12032 | 28341 | 40373 | Electrical | 5.12 | CCTV - Distribution | AED | 496452 | 86949 | 583401 | 41.261 | 3.068 | 14.4503 | YES
Citywalk Phase 5.06 | Citywalk Phase 5.06 - Electrical | BUILDINGS | UAE | Dubai | DHRE | A24.1 | Citywalk Phase 5.06 | 2024 | Parkway International | Award | Competitive - Traditional | Fixed Price Lump Sum | Basement + Ground Floor + Podium | Tower | 12032 | 28341 | 40373 | Electrical | 5.12 | CCTV - Equipment | AED | 75710 | 707585 | 783295 | 6.2924 | 24.9668 | 19.4015 | YES
Citywalk Phase 5.06 | Citywalk Phase 5.06 - Electrical | BUILDINGS | UAE | Dubai | DHRE | A24.1 | Citywalk Phase 5.06 | 2024 | Parkway International | Award | Competitive - Traditional | Fixed Price Lump Sum | Basement + Ground Floor + Podium | Tower | 12032 | 28341 | 40373 | Electrical | 5.12 | Access Control - Distribution | AED | 138566 | 18645 | 157211 | 11.5165 | 0.65788 | 3.894 | YES
Citywalk Phase 5.06 | Citywalk Phase 5.06 - Electrical | BUILDINGS | UAE | Dubai | DHRE | A24.1 | Citywalk Phase 5.06 | 2024 | Parkway International | Award | Competitive - Traditional | Fixed Price Lump Sum | Basement + Ground Floor + Podium | Tower | 12032 | 28341 | 40373 | Electrical | 5.12 | Access Control - Equipment | AED | 77698 | 104456 | 182154 | 6.4576 | 3.6857 | 4.5118 | YES
Citywalk Phase 5.06 | Citywalk Phase 5.06 - Electrical | BUILDINGS | UAE | Dubai | DHRE | A24.1 | Citywalk Phase 5.06 | 2024 | Parkway International | Award | Competitive - Traditional | Fixed Price Lump Sum | Basement + Ground Floor + Podium | Tower | 12032 | 28341 | 40373 | Electrical | 5.12 | Duress/Panic Alarm | AED | 1922 | 50573 | 52495 | 0.15974 | 1.7844 | 1.3003 | YES
Citywalk Phase 5.06 | Citywalk Phase 5.06 - Electrical | BUILDINGS | UAE | Dubai | DHRE | A24.1 | Citywalk Phase 5.06 | 2024 | Parkway International | Award | Competitive - Traditional | Fixed Price Lump Sum | Basement + Ground Floor + Podium | Tower | 12032 | 28341 | 40373 | Electrical | 5.12 | Disabled Alarm System | AED | 5032 | 0 | 5032 | 0.41822 | 0 | 0.12464 | YES
Citywalk Phase 5.06 | Citywalk Phase 5.06 - Electrical | BUILDINGS | UAE | Dubai | DHRE | A24.1 | Citywalk Phase 5.06 | 2024 | Parkway International | Award | Competitive - Traditional | Fixed Price Lump Sum | Basement + Ground Floor + Podium | Tower | 12032 | 28341 | 40373 | Electrical | 5.12 | Gate Barrier System | AED | 23730 | 0 | 23730 | 1.9722 | 0 | 0.58777 | YES
Citywalk Phase 5.06 | Citywalk Phase 5.06 - Electrical | BUILDINGS | UAE | Dubai | DHRE | A24.1 | Citywalk Phase 5.06 | 2024 | Parkway International | Award | Competitive - Traditional | Fixed Price Lump Sum | Basement + Ground Floor + Podium | Tower | 12032 | 28341 | 40373 | Electrical | 5.12 | BMS | AED | 169500 | 395500 | 565000 | 14.0874 | 13.955 | 13.9945 | YES
Citywalk Phase 5.06 | Citywalk Phase 5.06 - Electrical | BUILDINGS | UAE | Dubai | DHRE | A24.1 | Citywalk Phase 5.06 | 2024 | Parkway International | Award | Competitive - Traditional | Fixed Price Lump Sum | Basement + Ground Floor + Podium | Tower | 12032 | 28341 | 40373 | Electrical | 5.14.1 | Sundries & BWIC | AED | 219220 | 431400 | 650620 | 18.2197 | 15.2218 | 16.1152 | YES
Citywalk Phase 5.04 | Citywalk Phase 5.04 - Mechanical | BUILDINGS | UAE | Dubai | DHRE | A24.4 | Citywalk Phase 5.04 | 2024 | ECRC | Award | Competitive - Traditional | Fixed Price Lump Sum | Basement + Ground Floor + Podium | Tower | 11407 | 24915 | 36322 | Mechanical | 5.3 | Drainage - Distribution | AED | 882747 | 2887401 | 3770148 | 77.3864 | 115.8901 | 103.7979 | YES
Citywalk Phase 5.04 | Citywalk Phase 5.04 - Mechanical | BUILDINGS | UAE | Dubai | DHRE | A24.4 | Citywalk Phase 5.04 | 2024 | ECRC | Award | Competitive - Traditional | Fixed Price Lump Sum | Basement + Ground Floor + Podium | Tower | 11407 | 24915 | 36322 | Mechanical | 5.3 | Drainage - Equipment | AED | 35454 | 0 | 35454 | 3.1081 | 0 | 0.9761 | YES
Citywalk Phase 5.04 | Citywalk Phase 5.04 - Mechanical | BUILDINGS | UAE | Dubai | DHRE | A24.4 | Citywalk Phase 5.04 | 2024 | ECRC | Award | Competitive - Traditional | Fixed Price Lump Sum | Basement + Ground Floor + Podium | Tower | 11407 | 24915 | 36322 | Mechanical | 5.4 | Water Supply - Distribution | AED | 183101 | 3905883 | 4088984 | 16.0516 | 156.7683 | 112.576 | YES
Citywalk Phase 5.04 | Citywalk Phase 5.04 - Mechanical | BUILDINGS | UAE | Dubai | DHRE | A24.4 | Citywalk Phase 5.04 | 2024 | ECRC | Award | Competitive - Traditional | Fixed Price Lump Sum | Basement + Ground Floor + Podium | Tower | 11407 | 24915 | 36322 | Mechanical | 5.4 | Water Supply - Equipment | AED | 68025 | 512041 | 580066 | 5.9634 | 20.5515 | 15.9701 | YES
Citywalk Phase 5.04 | Citywalk Phase 5.04 - Mechanical | BUILDINGS | UAE | Dubai | DHRE | A24.4 | Citywalk Phase 5.04 | 2024 | ECRC | Award | Competitive - Traditional | Fixed Price Lump Sum | Basement + Ground Floor + Podium | Tower | 11407 | 24915 | 36322 | Mechanical | 5.11.1 | Fire Protection - Distribution | AED | 726930 | 1571678 | 2298608 | 63.7267 | 63.0816 | 63.2842 | YES
Citywalk Phase 5.04 | Citywalk Phase 5.04 - Mechanical | BUILDINGS | UAE | Dubai | DHRE | A24.4 | Citywalk Phase 5.04 | 2024 | ECRC | Award | Competitive - Traditional | Fixed Price Lump Sum | Basement + Ground Floor + Podium | Tower | 11407 | 24915 | 36322 | Mechanical | 5.11.1 | Fire Protection - Equipment | AED | 246600 | 0 | 246600 | 21.6183 | 0 | 6.7893 | YES
Citywalk Phase 5.04 | Citywalk Phase 5.04 - Mechanical | BUILDINGS | UAE | Dubai | DHRE | A24.4 | Citywalk Phase 5.04 | 2024 | ECRC | Award | Competitive - Traditional | Fixed Price Lump Sum | Basement + Ground Floor + Podium | Tower | 11407 | 24915 | 36322 | Mechanical | 5.11.1 | Fire Protection - Suppression Systems | AED | 638172 | 38500 | 676672 | 55.9456 | 1.5453 | 18.6298 | YES
Citywalk Phase 5.04 | Citywalk Phase 5.04 - Mechanical | BUILDINGS | UAE | Dubai | DHRE | A24.4 | Citywalk Phase 5.04 | 2024 | ECRC | Award | Competitive - Traditional | Fixed Price Lump Sum | Basement + Ground Floor + Podium | Tower | 11407 | 24915 | 36322 | Mechanical | 5.6 | Chilled Water - Distribution | AED | 208454 | 4043469 | 4251923 | 18.2742 | 162.2905 | 117.0619 | YES
Citywalk Phase 5.04 | Citywalk Phase 5.04 - Mechanical | BUILDINGS | UAE | Dubai | DHRE | A24.4 | Citywalk Phase 5.04 | 2024 | ECRC | Award | Competitive - Traditional | Fixed Price Lump Sum | Basement + Ground Floor + Podium | Tower | 11407 | 24915 | 36322 | Mechanical | 5.6 | Chilled Water - Equipment | AED | 0 | 3462334 | 3462334 | 0 | 138.9658 | 95.3233 | YES
Citywalk Phase 5.04 | Citywalk Phase 5.04 - Mechanical | BUILDINGS | UAE | Dubai | DHRE | A24.4 | Citywalk Phase 5.04 | 2024 | ECRC | Award | Competitive - Traditional | Fixed Price Lump Sum | Basement + Ground Floor + Podium | Tower | 11407 | 24915 | 36322 | Mechanical | 5.6 | Air Conditioning - Distribution | AED | 288282 | 4741847 | 5030129 | 25.2724 | 190.321 | 138.4871 | YES
Citywalk Phase 5.04 | Citywalk Phase 5.04 - Mechanical | BUILDINGS | UAE | Dubai | DHRE | A24.4 | Citywalk Phase 5.04 | 2024 | ECRC | Award | Competitive - Traditional | Fixed Price Lump Sum | Basement + Ground Floor + Podium | Tower | 11407 | 24915 | 36322 | Mechanical | 5.6 | Air Conditioning - Equipment | AED | 303800 | 2555877 | 2859677 | 26.6328 | 102.5839 | 78.7313 | YES
Citywalk Phase 5.04 | Citywalk Phase 5.04 - Mechanical | BUILDINGS | UAE | Dubai | DHRE | A24.4 | Citywalk Phase 5.04 | 2024 | ECRC | Award | Competitive - Traditional | Fixed Price Lump Sum | Basement + Ground Floor + Podium | Tower | 11407 | 24915 | 36322 | Mechanical | 5.6 | Ventilation - Distribution | AED | 1838385 | 4179655 | 6018040 | 161.1629 | 167.7566 | 165.6858 | YES
Citywalk Phase 5.04 | Citywalk Phase 5.04 - Mechanical | BUILDINGS | UAE | Dubai | DHRE | A24.4 | Citywalk Phase 5.04 | 2024 | ECRC | Award | Competitive - Traditional | Fixed Price Lump Sum | Basement + Ground Floor + Podium | Tower | 11407 | 24915 | 36322 | Mechanical | 5.6 | Ventilation - Equipment | AED | 735963 | 1846303 | 2582266 | 64.5185 | 74.1041 | 71.0937 | YES
Citywalk Phase 5.04 | Citywalk Phase 5.04 - Mechanical | BUILDINGS | UAE | Dubai | DHRE | A24.4 | Citywalk Phase 5.04 | 2024 | ECRC | Award | Competitive - Traditional | Fixed Price Lump Sum | Basement + Ground Floor + Podium | Tower | 11407 | 24915 | 36322 | Mechanical | 5.14 | Sundries & BWIC | AED | 48000 | 158443 | 206443 | 4.2079 | 6.3593 | 5.6837 | YES
Citywalk Phase 5.04 | Citywalk Phase 5.04 - Electrical | BUILDINGS | UAE | Dubai | DHRE | A24.4 | Citywalk Phase 5.04 | 2024 | ECRC | Award | Competitive - Traditional | Fixed Price Lump Sum | Basement + Ground Floor + Podium | Tower | 11407 | 24915 | 36322 | Electrical | 5.8 | Sub-Main Cable + Containment | AED | 1901891 | 2435003 | 4336894 | 166.7302 | 97.7324 | 119.4013 | YES
Citywalk Phase 5.04 | Citywalk Phase 5.04 - Electrical | BUILDINGS | UAE | Dubai | DHRE | A24.4 | Citywalk Phase 5.04 | 2024 | ECRC | Award | Competitive - Traditional | Fixed Price Lump Sum | Basement + Ground Floor + Podium | Tower | 11407 | 24915 | 36322 | Electrical | 5.8 | Busbar | AED | 0 | 3520928 | 3520928 | 0 | 141.3176 | 96.9365 | YES
Citywalk Phase 5.04 | Citywalk Phase 5.04 - Electrical | BUILDINGS | UAE | Dubai | DHRE | A24.4 | Citywalk Phase 5.04 | 2024 | ECRC | Award | Competitive - Traditional | Fixed Price Lump Sum | Basement + Ground Floor + Podium | Tower | 11407 | 24915 | 36322 | Electrical | 5.8 | LV Switchgear | AED | 2650097 | 1381830 | 4031927 | 232.322 | 55.4618 | 111.0051 | YES
Citywalk Phase 5.04 | Citywalk Phase 5.04 - Electrical | BUILDINGS | UAE | Dubai | DHRE | A24.4 | Citywalk Phase 5.04 | 2024 | ECRC | Award | Competitive - Traditional | Fixed Price Lump Sum | Basement + Ground Floor + Podium | Tower | 11407 | 24915 | 36322 | Electrical | 5.8 | Small Power | AED | 110866 | 1917039 | 2027905 | 9.7191 | 76.9432 | 55.8313 | YES
Citywalk Phase 5.04 | Citywalk Phase 5.04 - Electrical | BUILDINGS | UAE | Dubai | DHRE | A24.4 | Citywalk Phase 5.04 | 2024 | ECRC | Award | Competitive - Traditional | Fixed Price Lump Sum | Basement + Ground Floor + Podium | Tower | 11407 | 24915 | 36322 | Electrical | 5.8 | Lighting - Cable + Install | AED | 144443 | 1331193 | 1475636 | 12.6627 | 53.4294 | 40.6265 | YES
Citywalk Phase 5.04 | Citywalk Phase 5.04 - Electrical | BUILDINGS | UAE | Dubai | DHRE | A24.4 | Citywalk Phase 5.04 | 2024 | ECRC | Award | Competitive - Traditional | Fixed Price Lump Sum | Basement + Ground Floor + Podium | Tower | 11407 | 24915 | 36322 | Electrical | 5.8 | Lighting - Supply | AED | 139803 | 1786809 | 1926612 | 12.2559 | 71.7162 | 53.0426 | YES
Citywalk Phase 5.04 | Citywalk Phase 5.04 - Electrical | BUILDINGS | UAE | Dubai | DHRE | A24.4 | Citywalk Phase 5.04 | 2024 | ECRC | Award | Competitive - Traditional | Fixed Price Lump Sum | Basement + Ground Floor + Podium | Tower | 11407 | 24915 | 36322 | Electrical | 5.8 | Façade - Cable + Install | AED | 47750 | 513324 | 561074 | 4.186 | 20.603 | 15.4472 | YES
Citywalk Phase 5.04 | Citywalk Phase 5.04 - Electrical | BUILDINGS | UAE | Dubai | DHRE | A24.4 | Citywalk Phase 5.04 | 2024 | ECRC | Award | Competitive - Traditional | Fixed Price Lump Sum | Basement + Ground Floor + Podium | Tower | 11407 | 24915 | 36322 | Electrical | 5.8 | Façade - Supply | AED | 213273 | 804243 | 1017516 | 18.6967 | 32.2795 | 28.0138 | YES
Citywalk Phase 5.04 | Citywalk Phase 5.04 - Electrical | BUILDINGS | UAE | Dubai | DHRE | A24.4 | Citywalk Phase 5.04 | 2024 | ECRC | Award | Competitive - Traditional | Fixed Price Lump Sum | Basement + Ground Floor + Podium | Tower | 11407 | 24915 | 36322 | Electrical | 5.8 | Lighting - Switching & Control | AED | 101926 | 610799 | 712725 | 8.9354 | 24.5153 | 19.6224 | YES
Citywalk Phase 5.04 | Citywalk Phase 5.04 - Electrical | BUILDINGS | UAE | Dubai | DHRE | A24.4 | Citywalk Phase 5.04 | 2024 | ECRC | Award | Competitive - Traditional | Fixed Price Lump Sum | Basement + Ground Floor + Podium | Tower | 11407 | 24915 | 36322 | Electrical | 5.8 | Lighting - Control Equipment | AED | 64888 | 83326 | 148214 | 5.6884 | 3.3444 | 4.0806 | YES
Citywalk Phase 5.04 | Citywalk Phase 5.04 - Electrical | BUILDINGS | UAE | Dubai | DHRE | A24.4 | Citywalk Phase 5.04 | 2024 | ECRC | Award | Competitive - Traditional | Fixed Price Lump Sum | Basement + Ground Floor + Podium | Tower | 11407 | 24915 | 36322 | Electrical | 5.8 | Air Craft Warning System | AED | 0 | 186297 | 186297 | 0 | 7.4773 | 5.129 | YES
Citywalk Phase 5.04 | Citywalk Phase 5.04 - Electrical | BUILDINGS | UAE | Dubai | DHRE | A24.4 | Citywalk Phase 5.04 | 2024 | ECRC | Award | Competitive - Traditional | Fixed Price Lump Sum | Basement + Ground Floor + Podium | Tower | 11407 | 24915 | 36322 | Electrical | 5.8 | Central Battery - Distribution | AED | 335819 | 438144 | 773963 | 29.4397 | 17.5856 | 21.3084 | YES
Citywalk Phase 5.04 | Citywalk Phase 5.04 - Electrical | BUILDINGS | UAE | Dubai | DHRE | A24.4 | Citywalk Phase 5.04 | 2024 | ECRC | Award | Competitive - Traditional | Fixed Price Lump Sum | Basement + Ground Floor + Podium | Tower | 11407 | 24915 | 36322 | Electrical | 5.8 | Central Battery - Equipment | AED | 18056 | 0 | 18056 | 1.5829 | 0 | 0.49711 | YES
Citywalk Phase 5.04 | Citywalk Phase 5.04 - Electrical | BUILDINGS | UAE | Dubai | DHRE | A24.4 | Citywalk Phase 5.04 | 2024 | ECRC | Award | Competitive - Traditional | Fixed Price Lump Sum | Basement + Ground Floor + Podium | Tower | 11407 | 24915 | 36322 | Electrical | 5.8 | Earthing & Lightning Protection | AED | 120238 | 50298 | 170536 | 10.5407 | 2.0188 | 4.6951 | YES
Citywalk Phase 5.04 | Citywalk Phase 5.04 - Electrical | BUILDINGS | UAE | Dubai | DHRE | A24.4 | Citywalk Phase 5.04 | 2024 | ECRC | Award | Competitive - Traditional | Fixed Price Lump Sum | Basement + Ground Floor + Podium | Tower | 11407 | 24915 | 36322 | Electrical | 5.12.1.7 | Fire Alarm - Distribution | AED | 106317 | 867506 | 973823 | 9.3203 | 34.8186 | 26.8108 | YES
Citywalk Phase 5.04 | Citywalk Phase 5.04 - Electrical | BUILDINGS | UAE | Dubai | DHRE | A24.4 | Citywalk Phase 5.04 | 2024 | ECRC | Award | Competitive - Traditional | Fixed Price Lump Sum | Basement + Ground Floor + Podium | Tower | 11407 | 24915 | 36322 | Electrical | 5.12.1.7 | Fire Alarm - Equipment | AED | 56756 | 0 | 56756 | 4.9755 | 0 | 1.5626 | YES
Citywalk Phase 5.04 | Citywalk Phase 5.04 - Electrical | BUILDINGS | UAE | Dubai | DHRE | A24.4 | Citywalk Phase 5.04 | 2024 | ECRC | Award | Competitive - Traditional | Fixed Price Lump Sum | Basement + Ground Floor + Podium | Tower | 11407 | 24915 | 36322 | Electrical | 5.12 | ICT - Distribution | AED | 120319 | 1441115 | 1561434 | 10.5478 | 57.8413 | 42.9887 | YES
Citywalk Phase 5.04 | Citywalk Phase 5.04 - Electrical | BUILDINGS | UAE | Dubai | DHRE | A24.4 | Citywalk Phase 5.04 | 2024 | ECRC | Award | Competitive - Traditional | Fixed Price Lump Sum | Basement + Ground Floor + Podium | Tower | 11407 | 24915 | 36322 | Electrical | 5.12 | ICT - Equipment | AED | 33694 | 256931 | 290625 | 2.9538 | 10.3123 | 8.0013 | YES
Citywalk Phase 5.04 | Citywalk Phase 5.04 - Electrical | BUILDINGS | UAE | Dubai | DHRE | A24.4 | Citywalk Phase 5.04 | 2024 | ECRC | Award | Competitive - Traditional | Fixed Price Lump Sum | Basement + Ground Floor + Podium | Tower | 11407 | 24915 | 36322 | Electrical | 5.12 | BGM/PA - Distribution | AED | 264824 | 0 | 264824 | 23.2159 | 0 | 7.291 | YES
Citywalk Phase 5.04 | Citywalk Phase 5.04 - Electrical | BUILDINGS | UAE | Dubai | DHRE | A24.4 | Citywalk Phase 5.04 | 2024 | ECRC | Award | Competitive - Traditional | Fixed Price Lump Sum | Basement + Ground Floor + Podium | Tower | 11407 | 24915 | 36322 | Electrical | 5.12 | Intercom - Distribution | AED | 10599 | 0 | 10599 | 0.92917 | 0 | 0.29181 | YES
Citywalk Phase 5.04 | Citywalk Phase 5.04 - Electrical | BUILDINGS | UAE | Dubai | DHRE | A24.4 | Citywalk Phase 5.04 | 2024 | ECRC | Award | Competitive - Traditional | Fixed Price Lump Sum | Basement + Ground Floor + Podium | Tower | 11407 | 24915 | 36322 | Electrical | 5.12 | CCTV - Distribution | AED | 395018 | 251340 | 646358 | 34.6294 | 10.0879 | 17.7952 | YES
Citywalk Phase 5.04 | Citywalk Phase 5.04 - Electrical | BUILDINGS | UAE | Dubai | DHRE | A24.4 | Citywalk Phase 5.04 | 2024 | ECRC | Award | Competitive - Traditional | Fixed Price Lump Sum | Basement + Ground Floor + Podium | Tower | 11407 | 24915 | 36322 | Electrical | 5.12 | CCTV - Equipment | AED | 37318 | 515004 | 552322 | 3.2715 | 20.6704 | 15.2063 | YES
Citywalk Phase 5.04 | Citywalk Phase 5.04 - Electrical | BUILDINGS | UAE | Dubai | DHRE | A24.4 | Citywalk Phase 5.04 | 2024 | ECRC | Award | Competitive - Traditional | Fixed Price Lump Sum | Basement + Ground Floor + Podium | Tower | 11407 | 24915 | 36322 | Electrical | 5.12 | Access Control - Distribution | AED | 200716 | 25266 | 225982 | 17.5959 | 1.0141 | 6.2216 | YES
Citywalk Phase 5.04 | Citywalk Phase 5.04 - Electrical | BUILDINGS | UAE | Dubai | DHRE | A24.4 | Citywalk Phase 5.04 | 2024 | ECRC | Award | Competitive - Traditional | Fixed Price Lump Sum | Basement + Ground Floor + Podium | Tower | 11407 | 24915 | 36322 | Electrical | 5.12 | Access Control - Equipment | AED | 93161 | 46416 | 139577 | 8.167 | 1.863 | 3.8428 | YES
Citywalk Phase 5.04 | Citywalk Phase 5.04 - Electrical | BUILDINGS | UAE | Dubai | DHRE | A24.4 | Citywalk Phase 5.04 | 2024 | ECRC | Award | Competitive - Traditional | Fixed Price Lump Sum | Basement + Ground Floor + Podium | Tower | 11407 | 24915 | 36322 | Electrical | 5.12 | Duress/Panic Alarm | AED | 2648 | 44034 | 46682 | 0.23214 | 1.7674 | 1.2852 | YES
Citywalk Phase 5.04 | Citywalk Phase 5.04 - Electrical | BUILDINGS | UAE | Dubai | DHRE | A24.4 | Citywalk Phase 5.04 | 2024 | ECRC | Award | Competitive - Traditional | Fixed Price Lump Sum | Basement + Ground Floor + Podium | Tower | 11407 | 24915 | 36322 | Electrical | 5.12 | Disabled Alarm System | AED | 10953 | 0 | 10953 | 0.9602 | 0 | 0.30155 | YES
Citywalk Phase 5.04 | Citywalk Phase 5.04 - Electrical | BUILDINGS | UAE | Dubai | DHRE | A24.4 | Citywalk Phase 5.04 | 2024 | ECRC | Award | Competitive - Traditional | Fixed Price Lump Sum | Basement + Ground Floor + Podium | Tower | 11407 | 24915 | 36322 | Electrical | 5.12 | Gate Barrier System | AED | 40926 | 0 | 40926 | 3.5878 | 0 | 1.1268 | YES
Citywalk Phase 5.04 | Citywalk Phase 5.04 - Electrical | BUILDINGS | UAE | Dubai | DHRE | A24.4 | Citywalk Phase 5.04 | 2024 | ECRC | Award | Competitive - Traditional | Fixed Price Lump Sum | Basement + Ground Floor + Podium | Tower | 11407 | 24915 | 36322 | Electrical | 5.12 | BMS | AED | 722220 | 0 | 722220 | 63.3138 | 0 | 19.8838 | YES
Citywalk Phase 5.04 | Citywalk Phase 5.04 - Electrical | BUILDINGS | UAE | Dubai | DHRE | A24.4 | Citywalk Phase 5.04 | 2024 | ECRC | Award | Competitive - Traditional | Fixed Price Lump Sum | Basement + Ground Floor + Podium | Tower | 11407 | 24915 | 36322 | Electrical | 5.14.1 | Sundries & BWIC | AED | 37100 | 141000 | 178100 | 3.2524 | 5.6592 | 4.9034 | YES
Citywalk Phase 5.05 | Citywalk Phase 5.05 - Mechanical | BUILDINGS | UAE | Dubai | DHRE | A24.5 | Citywalk Phase 5.05 | 2024 | ECRC | Award | Competitive - Traditional | Fixed Price Lump Sum | Basement + Ground Floor + Podium | Tower | 8917 | 17188 | 26105 | Mechanical | 5.3 | Drainage - Distribution | AED | 539470 | 1206310 | 1745780 | 60.499 | 70.1833 | 66.8753 | YES
Citywalk Phase 5.05 | Citywalk Phase 5.05 - Mechanical | BUILDINGS | UAE | Dubai | DHRE | A24.5 | Citywalk Phase 5.05 | 2024 | ECRC | Award | Competitive - Traditional | Fixed Price Lump Sum | Basement + Ground Floor + Podium | Tower | 8917 | 17188 | 26105 | Mechanical | 5.3 | Drainage - Equipment | AED | 55000 | 0 | 55000 | 6.168 | 0 | 2.1069 | YES
Citywalk Phase 5.05 | Citywalk Phase 5.05 - Mechanical | BUILDINGS | UAE | Dubai | DHRE | A24.5 | Citywalk Phase 5.05 | 2024 | ECRC | Award | Competitive - Traditional | Fixed Price Lump Sum | Basement + Ground Floor + Podium | Tower | 8917 | 17188 | 26105 | Mechanical | 5.4 | Water Supply - Distribution | AED | 107918 | 1650911 | 1758829 | 12.1025 | 96.0502 | 67.3752 | YES
Citywalk Phase 5.05 | Citywalk Phase 5.05 - Mechanical | BUILDINGS | UAE | Dubai | DHRE | A24.5 | Citywalk Phase 5.05 | 2024 | ECRC | Award | Competitive - Traditional | Fixed Price Lump Sum | Basement + Ground Floor + Podium | Tower | 8917 | 17188 | 26105 | Mechanical | 5.4 | Water Supply - Equipment | AED | 72150 | 500115 | 572265 | 8.0913 | 29.0968 | 21.9217 | YES
Citywalk Phase 5.05 | Citywalk Phase 5.05 - Mechanical | BUILDINGS | UAE | Dubai | DHRE | A24.5 | Citywalk Phase 5.05 | 2024 | ECRC | Award | Competitive - Traditional | Fixed Price Lump Sum | Basement + Ground Floor + Podium | Tower | 8917 | 17188 | 26105 | Mechanical | 5.11.1 | Fire Protection - Distribution | AED | 733221 | 1304443 | 2037664 | 82.2273 | 75.8927 | 78.0565 | YES
Citywalk Phase 5.05 | Citywalk Phase 5.05 - Mechanical | BUILDINGS | UAE | Dubai | DHRE | A24.5 | Citywalk Phase 5.05 | 2024 | ECRC | Award | Competitive - Traditional | Fixed Price Lump Sum | Basement + Ground Floor + Podium | Tower | 8917 | 17188 | 26105 | Mechanical | 5.11.1 | Fire Protection - Equipment | AED | 328980 | 0 | 328980 | 36.8936 | 0 | 12.6022 | YES
Citywalk Phase 5.05 | Citywalk Phase 5.05 - Mechanical | BUILDINGS | UAE | Dubai | DHRE | A24.5 | Citywalk Phase 5.05 | 2024 | ECRC | Award | Competitive - Traditional | Fixed Price Lump Sum | Basement + Ground Floor + Podium | Tower | 8917 | 17188 | 26105 | Mechanical | 5.11.1 | Fire Protection - Suppression Systems | AED | 199800 | 0 | 199800 | 22.4066 | 0 | 7.6537 | YES
Citywalk Phase 5.05 | Citywalk Phase 5.05 - Mechanical | BUILDINGS | UAE | Dubai | DHRE | A24.5 | Citywalk Phase 5.05 | 2024 | ECRC | Award | Competitive - Traditional | Fixed Price Lump Sum | Basement + Ground Floor + Podium | Tower | 8917 | 17188 | 26105 | Mechanical | 5.6 | Chilled Water - Distribution | AED | 144696 | 2092091 | 2236787 | 16.227 | 121.7181 | 85.6842 | YES
Citywalk Phase 5.05 | Citywalk Phase 5.05 - Mechanical | BUILDINGS | UAE | Dubai | DHRE | A24.5 | Citywalk Phase 5.05 | 2024 | ECRC | Award | Competitive - Traditional | Fixed Price Lump Sum | Basement + Ground Floor + Podium | Tower | 8917 | 17188 | 26105 | Mechanical | 5.6 | Chilled Water - Equipment | AED | 0 | 3015696 | 3015696 | 0 | 175.4536 | 115.5218 | YES
Citywalk Phase 5.05 | Citywalk Phase 5.05 - Mechanical | BUILDINGS | UAE | Dubai | DHRE | A24.5 | Citywalk Phase 5.05 | 2024 | ECRC | Award | Competitive - Traditional | Fixed Price Lump Sum | Basement + Ground Floor + Podium | Tower | 8917 | 17188 | 26105 | Mechanical | 5.6 | Air Conditioning - Distribution | AED | 110464 | 1619629 | 1730093 | 12.388 | 94.2302 | 66.2744 | YES
Citywalk Phase 5.05 | Citywalk Phase 5.05 - Mechanical | BUILDINGS | UAE | Dubai | DHRE | A24.5 | Citywalk Phase 5.05 | 2024 | ECRC | Award | Competitive - Traditional | Fixed Price Lump Sum | Basement + Ground Floor + Podium | Tower | 8917 | 17188 | 26105 | Mechanical | 5.6 | Air Conditioning - Equipment | AED | 332819 | 3095568 | 3428387 | 37.3241 | 180.1005 | 131.3307 | YES
Citywalk Phase 5.05 | Citywalk Phase 5.05 - Mechanical | BUILDINGS | UAE | Dubai | DHRE | A24.5 | Citywalk Phase 5.05 | 2024 | ECRC | Award | Competitive - Traditional | Fixed Price Lump Sum | Basement + Ground Floor + Podium | Tower | 8917 | 17188 | 26105 | Mechanical | 5.6 | Ventilation - Distribution | AED | 1045882 | 1688967 | 2734849 | 117.2908 | 98.2643 | 104.7634 | YES
Citywalk Phase 5.05 | Citywalk Phase 5.05 - Mechanical | BUILDINGS | UAE | Dubai | DHRE | A24.5 | Citywalk Phase 5.05 | 2024 | ECRC | Award | Competitive - Traditional | Fixed Price Lump Sum | Basement + Ground Floor + Podium | Tower | 8917 | 17188 | 26105 | Mechanical | 5.6 | Ventilation - Equipment | AED | 421330 | 960947 | 1382277 | 47.2502 | 55.908 | 52.9507 | YES
Citywalk Phase 5.05 | Citywalk Phase 5.05 - Mechanical | BUILDINGS | UAE | Dubai | DHRE | A24.5 | Citywalk Phase 5.05 | 2024 | ECRC | Award | Competitive - Traditional | Fixed Price Lump Sum | Basement + Ground Floor + Podium | Tower | 8917 | 17188 | 26105 | Mechanical | 5.14 | Sundries & BWIC | AED | 204830 | 286480 | 491310 | 22.9707 | 16.6674 | 18.8205 | YES
Citywalk Phase 5.05 | Citywalk Phase 5.05 - Electrical | BUILDINGS | UAE | Dubai | DHRE | A24.5 | Citywalk Phase 5.05 | 2024 | ECRC | Award | Competitive - Traditional | Fixed Price Lump Sum | Basement + Ground Floor + Podium | Tower | 8917 | 17188 | 26105 | Electrical | 5.8 | Sub-Main Cable + Containment | AED | 792114 | 1419851 | 2211965 | 88.8319 | 82.6071 | 84.7334 | YES
Citywalk Phase 5.05 | Citywalk Phase 5.05 - Electrical | BUILDINGS | UAE | Dubai | DHRE | A24.5 | Citywalk Phase 5.05 | 2024 | ECRC | Award | Competitive - Traditional | Fixed Price Lump Sum | Basement + Ground Floor + Podium | Tower | 8917 | 17188 | 26105 | Electrical | 5.8 | Busbar | AED | 0 | 959396 | 959396 | 0 | 55.8178 | 36.7514 | YES
Citywalk Phase 5.05 | Citywalk Phase 5.05 - Electrical | BUILDINGS | UAE | Dubai | DHRE | A24.5 | Citywalk Phase 5.05 | 2024 | ECRC | Award | Competitive - Traditional | Fixed Price Lump Sum | Basement + Ground Floor + Podium | Tower | 8917 | 17188 | 26105 | Electrical | 5.8 | LV Switchgear | AED | 1776096 | 825357 | 2601453 | 199.1809 | 48.0194 | 99.6534 | YES
Citywalk Phase 5.05 | Citywalk Phase 5.05 - Electrical | BUILDINGS | UAE | Dubai | DHRE | A24.5 | Citywalk Phase 5.05 | 2024 | ECRC | Award | Competitive - Traditional | Fixed Price Lump Sum | Basement + Ground Floor + Podium | Tower | 8917 | 17188 | 26105 | Electrical | 5.8 | Small Power | AED | 135937 | 2401698 | 2537635 | 15.2447 | 139.7311 | 97.2088 | YES
Citywalk Phase 5.05 | Citywalk Phase 5.05 - Electrical | BUILDINGS | UAE | Dubai | DHRE | A24.5 | Citywalk Phase 5.05 | 2024 | ECRC | Award | Competitive - Traditional | Fixed Price Lump Sum | Basement + Ground Floor + Podium | Tower | 8917 | 17188 | 26105 | Electrical | 5.8 | Lighting - Cable + Install | AED | 197050 | 2624615 | 2821665 | 22.0982 | 152.7004 | 108.0891 | YES
Citywalk Phase 5.05 | Citywalk Phase 5.05 - Electrical | BUILDINGS | UAE | Dubai | DHRE | A24.5 | Citywalk Phase 5.05 | 2024 | ECRC | Award | Competitive - Traditional | Fixed Price Lump Sum | Basement + Ground Floor + Podium | Tower | 8917 | 17188 | 26105 | Electrical | 5.8 | Lighting - Supply | AED | 120445 | 1248203 | 1368648 | 13.5073 | 72.6206 | 52.4286 | YES
Citywalk Phase 5.05 | Citywalk Phase 5.05 - Electrical | BUILDINGS | UAE | Dubai | DHRE | A24.5 | Citywalk Phase 5.05 | 2024 | ECRC | Award | Competitive - Traditional | Fixed Price Lump Sum | Basement + Ground Floor + Podium | Tower | 8917 | 17188 | 26105 | Electrical | 5.8 | Façade - Cable + Install | AED | 14181 | 340866 | 355047 | 1.5903 | 19.8316 | 13.6007 | YES
Citywalk Phase 5.05 | Citywalk Phase 5.05 - Electrical | BUILDINGS | UAE | Dubai | DHRE | A24.5 | Citywalk Phase 5.05 | 2024 | ECRC | Award | Competitive - Traditional | Fixed Price Lump Sum | Basement + Ground Floor + Podium | Tower | 8917 | 17188 | 26105 | Electrical | 5.8 | Façade - Supply | AED | 42601 | 469126 | 511727 | 4.7775 | 27.2938 | 19.6026 | YES
Citywalk Phase 5.05 | Citywalk Phase 5.05 - Electrical | BUILDINGS | UAE | Dubai | DHRE | A24.5 | Citywalk Phase 5.05 | 2024 | ECRC | Award | Competitive - Traditional | Fixed Price Lump Sum | Basement + Ground Floor + Podium | Tower | 8917 | 17188 | 26105 | Electrical | 5.8 | Lighting - Switching & Control | AED | 75559 | 600554 | 676113 | 8.4736 | 34.9403 | 25.8998 | YES
Citywalk Phase 5.05 | Citywalk Phase 5.05 - Electrical | BUILDINGS | UAE | Dubai | DHRE | A24.5 | Citywalk Phase 5.05 | 2024 | ECRC | Award | Competitive - Traditional | Fixed Price Lump Sum | Basement + Ground Floor + Podium | Tower | 8917 | 17188 | 26105 | Electrical | 5.8 | Lighting - Control Equipment | AED | 44400 | 16650 | 61050 | 4.9793 | 0.9687 | 2.3386 | YES
Citywalk Phase 5.05 | Citywalk Phase 5.05 - Electrical | BUILDINGS | UAE | Dubai | DHRE | A24.5 | Citywalk Phase 5.05 | 2024 | ECRC | Award | Competitive - Traditional | Fixed Price Lump Sum | Basement + Ground Floor + Podium | Tower | 8917 | 17188 | 26105 | Electrical | 5.8 | Air Craft Warning System | AED | 0 | 47175 | 47175 | 0 | 2.7446 | 1.8071 | YES
Citywalk Phase 5.05 | Citywalk Phase 5.05 - Electrical | BUILDINGS | UAE | Dubai | DHRE | A24.5 | Citywalk Phase 5.05 | 2024 | ECRC | Award | Competitive - Traditional | Fixed Price Lump Sum | Basement + Ground Floor + Podium | Tower | 8917 | 17188 | 26105 | Electrical | 5.8 | Central Battery - Distribution | AED | 157176 | 213786 | 370962 | 17.6266 | 12.4381 | 14.2104 | YES
Citywalk Phase 5.05 | Citywalk Phase 5.05 - Electrical | BUILDINGS | UAE | Dubai | DHRE | A24.5 | Citywalk Phase 5.05 | 2024 | ECRC | Award | Competitive - Traditional | Fixed Price Lump Sum | Basement + Ground Floor + Podium | Tower | 8917 | 17188 | 26105 | Electrical | 5.8 | Central Battery - Equipment | AED | 27750 | 0 | 27750 | 3.112 | 0 | 1.063 | YES
Citywalk Phase 5.05 | Citywalk Phase 5.05 - Electrical | BUILDINGS | UAE | Dubai | DHRE | A24.5 | Citywalk Phase 5.05 | 2024 | ECRC | Award | Competitive - Traditional | Fixed Price Lump Sum | Basement + Ground Floor + Podium | Tower | 8917 | 17188 | 26105 | Electrical | 5.8 | Earthing & Lightning Protection | AED | 321012 | 685852 | 1006864 | 36 | 39.903 | 38.5698 | YES
Citywalk Phase 5.05 | Citywalk Phase 5.05 - Electrical | BUILDINGS | UAE | Dubai | DHRE | A24.5 | Citywalk Phase 5.05 | 2024 | ECRC | Award | Competitive - Traditional | Fixed Price Lump Sum | Basement + Ground Floor + Podium | Tower | 8917 | 17188 | 26105 | Electrical | 5.12.1.7 | Fire Alarm - Distribution | AED | 110776 | 846824 | 957600 | 12.423 | 49.2683 | 36.6826 | YES
Citywalk Phase 5.05 | Citywalk Phase 5.05 - Electrical | BUILDINGS | UAE | Dubai | DHRE | A24.5 | Citywalk Phase 5.05 | 2024 | ECRC | Award | Competitive - Traditional | Fixed Price Lump Sum | Basement + Ground Floor + Podium | Tower | 8917 | 17188 | 26105 | Electrical | 5.12.1.7 | Fire Alarm - Equipment | AED | 72705 | 0 | 72705 | 8.1535 | 0 | 2.7851 | YES
Citywalk Phase 5.05 | Citywalk Phase 5.05 - Electrical | BUILDINGS | UAE | Dubai | DHRE | A24.5 | Citywalk Phase 5.05 | 2024 | ECRC | Award | Competitive - Traditional | Fixed Price Lump Sum | Basement + Ground Floor + Podium | Tower | 8917 | 17188 | 26105 | Electrical | 5.12 | ICT - Distribution | AED | 45475 | 736084 | 781559 | 5.0998 | 42.8255 | 29.9391 | YES
Citywalk Phase 5.05 | Citywalk Phase 5.05 - Electrical | BUILDINGS | UAE | Dubai | DHRE | A24.5 | Citywalk Phase 5.05 | 2024 | ECRC | Award | Competitive - Traditional | Fixed Price Lump Sum | Basement + Ground Floor + Podium | Tower | 8917 | 17188 | 26105 | Electrical | 5.12 | ICT - Equipment | AED | 134880 | 182560 | 317440 | 15.1262 | 10.6214 | 12.1601 | YES
Citywalk Phase 5.05 | Citywalk Phase 5.05 - Electrical | BUILDINGS | UAE | Dubai | DHRE | A24.5 | Citywalk Phase 5.05 | 2024 | ECRC | Award | Competitive - Traditional | Fixed Price Lump Sum | Basement + Ground Floor + Podium | Tower | 8917 | 17188 | 26105 | Electrical | 5.12 | BGM/PA - Distribution | AED | 0 | 3330 | 3330 | 0 | 0.19374 | 0.12756 | YES
Citywalk Phase 5.05 | Citywalk Phase 5.05 - Electrical | BUILDINGS | UAE | Dubai | DHRE | A24.5 | Citywalk Phase 5.05 | 2024 | ECRC | Award | Competitive - Traditional | Fixed Price Lump Sum | Basement + Ground Floor + Podium | Tower | 8917 | 17188 | 26105 | Electrical | 5.12 | Intercom - Distribution | AED | 126210 | 3330 | 129540 | 14.1539 | 0.19374 | 4.9623 | YES
Citywalk Phase 5.05 | Citywalk Phase 5.05 - Electrical | BUILDINGS | UAE | Dubai | DHRE | A24.5 | Citywalk Phase 5.05 | 2024 | ECRC | Award | Competitive - Traditional | Fixed Price Lump Sum | Basement + Ground Floor + Podium | Tower | 8917 | 17188 | 26105 | Electrical | 5.12 | CCTV - Distribution | AED | 355999 | 189939 | 545938 | 39.9236 | 11.0507 | 20.9132 | YES
Citywalk Phase 5.05 | Citywalk Phase 5.05 - Electrical | BUILDINGS | UAE | Dubai | DHRE | A24.5 | Citywalk Phase 5.05 | 2024 | ECRC | Award | Competitive - Traditional | Fixed Price Lump Sum | Basement + Ground Floor + Podium | Tower | 8917 | 17188 | 26105 | Electrical | 5.12 | CCTV - Equipment | AED | 242535 | 391425 | 633960 | 27.1992 | 22.7732 | 24.285 | YES
Citywalk Phase 5.05 | Citywalk Phase 5.05 - Electrical | BUILDINGS | UAE | Dubai | DHRE | A24.5 | Citywalk Phase 5.05 | 2024 | ECRC | Award | Competitive - Traditional | Fixed Price Lump Sum | Basement + Ground Floor + Podium | Tower | 8917 | 17188 | 26105 | Electrical | 5.12 | Access Control - Distribution | AED | 95472 | 33300 | 128772 | 10.7067 | 1.9374 | 4.9328 | YES
Citywalk Phase 5.05 | Citywalk Phase 5.05 - Electrical | BUILDINGS | UAE | Dubai | DHRE | A24.5 | Citywalk Phase 5.05 | 2024 | ECRC | Award | Competitive - Traditional | Fixed Price Lump Sum | Basement + Ground Floor + Podium | Tower | 8917 | 17188 | 26105 | Electrical | 5.12 | Access Control - Equipment | AED | 56173 | 73273 | 129446 | 6.2995 | 4.263 | 4.9587 | YES
Citywalk Phase 5.05 | Citywalk Phase 5.05 - Electrical | BUILDINGS | UAE | Dubai | DHRE | A24.5 | Citywalk Phase 5.05 | 2024 | ECRC | Award | Competitive - Traditional | Fixed Price Lump Sum | Basement + Ground Floor + Podium | Tower | 8917 | 17188 | 26105 | Electrical | 5.12 | Duress/Panic Alarm | AED | 2054 | 54945 | 56999 | 0.23035 | 3.1967 | 2.1835 | YES
Citywalk Phase 5.05 | Citywalk Phase 5.05 - Electrical | BUILDINGS | UAE | Dubai | DHRE | A24.5 | Citywalk Phase 5.05 | 2024 | ECRC | Award | Competitive - Traditional | Fixed Price Lump Sum | Basement + Ground Floor + Podium | Tower | 8917 | 17188 | 26105 | Electrical | 5.12 | Disabled Alarm System | AED | 4665 | 1222 | 5887 | 0.52316 | 0.071096 | 0.22551 | YES
Citywalk Phase 5.05 | Citywalk Phase 5.05 - Electrical | BUILDINGS | UAE | Dubai | DHRE | A24.5 | Citywalk Phase 5.05 | 2024 | ECRC | Award | Competitive - Traditional | Fixed Price Lump Sum | Basement + Ground Floor + Podium | Tower | 8917 | 17188 | 26105 | Electrical | 5.12 | Gate Barrier System | AED | 22200 | 2999 | 25199 | 2.4896 | 0.17448 | 0.96529 | YES
Citywalk Phase 5.05 | Citywalk Phase 5.05 - Electrical | BUILDINGS | UAE | Dubai | DHRE | A24.5 | Citywalk Phase 5.05 | 2024 | ECRC | Award | Competitive - Traditional | Fixed Price Lump Sum | Basement + Ground Floor + Podium | Tower | 8917 | 17188 | 26105 | Electrical | 5.12 | BMS | AED | 0 | 767208 | 767208 | 0 | 44.6363 | 29.3893 | YES
Citywalk Phase 5.05 | Citywalk Phase 5.05 - Electrical | BUILDINGS | UAE | Dubai | DHRE | A24.5 | Citywalk Phase 5.05 | 2024 | ECRC | Award | Competitive - Traditional | Fixed Price Lump Sum | Basement + Ground Floor + Podium | Tower | 8917 | 17188 | 26105 | Electrical | 5.14.1 | Sundries & BWIC | AED | 37000 | 141000 | 178000 | 4.1494 | 8.2034 | 6.8186 | YES
[22 empty] | 13256910.585 | 37682822.8 | 50939733.385
[22 empty] | 1354.0413 | 1781.957 | 1646.5235
|  | Asset | Country | City | Developer | Alias | Project | Base Date | Contractor | Status | Procurement | Contract Type | Areas (Below Ground) | Areas (Above Ground) | GIA(m2) - Below Ground | GIA(m2) - Above Ground | GIA(m2) - Above & Below Ground | Services | NRM Lvl | Element | Currency | Costs - Below Ground | Costs - Above Ground | Costs - Above & Below Ground | Cost/GIA (AED/m2) - Below Ground | Cost/GIA (AED/m2) - Above Ground | Cost/GIA (AED/m2) - Above & Below Ground | Chart
Citywalk Phase 5.10 | [14 empty] | 6454 | 12201 | 18655 |  |  |  |  | 10355993 | 23011270 | 33367263 | 1604.5852 | 1886.0151 | 1788.6499
Citywalk Phase 5.08 | [14 empty] | 6339 | 11767 | 18108 |  |  |  |  | 10296839 | 23024993.4 | 33321832.4 | 1624.3633 | 1956.7429 | 1840.1719
Citywalk Phase 5.03 | [14 empty] | 10390 | 17125 | 27515 |  |  |  |  | 15755640.68 | 31174256 | 46929896.68 | 1516.4235 | 1820.3945 | 1705.6114
Citywalk Phase 5.02 | [14 empty] | 11393 | 28819 | 40212 |  |  |  |  | 14547572 | 45272948 | 59820520 | 1276.8869 | 1570.941 | 1487.6286
Citywalk Phase 5.07 | [14 empty] | 11393 | 28819 | 40212 |  |  |  |  | 14450383 | 45072720 | 59523103 | 1268.3563 | 1563.9932 | 1480.2323
Citywalk Phase 5.06 | [14 empty] | 12032 | 28341 | 40373 |  |  |  |  | 17156300 | 52653394 | 69809694 | 1425.8893 | 1857.8524 | 1729.1183
Citywalk Phase 5.04 | [14 empty] | 11407 | 24915 | 36322 |  |  |  |  | 14185532 | 48551276 | 62736808 | 1243.5813 | 1948.6765 | 1727.2399
Citywalk Phase 5.05 | [14 empty] | 8917 | 17188 | 26105 |  |  |  |  | 9307025 | 32701725 | 42008750 | 1043.7395 | 1902.5905 | 1609.2224
[15 empty] | 9790.625 | 21146.875 | 30937.75
| Citywalk Phase 5.10 - Mechanical | [20 empty] | 4211630 | 11189001 | 15400631 | 652.5612 | 917.0561 | 825.5498
| Citywalk Phase 5.10 - Electrical | [20 empty] | 6144363 | 11822269 | 17966632 | 952.024 | 968.959 | 963.1001
| Citywalk Phase 5.08 - Mechanical | [20 empty] | 4116458 | 11202724.4 | 15319182.4 | 649.386 | 952.0459 | 845.9898
| Citywalk Phase 5.08 - Electrical | [20 empty] | 6180381 | 11822269 | 18002650 | 974.9773 | 1004.6969 | 994.1821
| Citywalk Phase 5.03 - Mechanical | [20 empty] | 6212006 | 14535483 | 20747489 | 597.8832 | 848.7873 | 754.0428
| Citywalk Phase 5.03 - Electrical | [20 empty] | 9543634.68 | 16638773 | 26182407.68 | 918.5404 | 971.6072 | 951.5685
| Citywalk Phase 5.02 - Mechanical | [20 empty] | 7124943 | 23774729 | 30899672 | 625.379 | 824.9672 | 768.4192
| Citywalk Phase 5.02 - Electrical | [20 empty] | 7422629 | 21498219 | 28920848 | 651.5079 | 745.9738 | 719.2094
| Citywalk Phase 5.07 - Mechanical | [20 empty] | 7044457 | 23525763 | 30570220 | 618.3145 | 816.3282 | 760.2263
| Citywalk Phase 5.07 - Electrical | [20 empty] | 7405926 | 21546957 | 28952883 | 650.0418 | 747.665 | 720.006
| Citywalk Phase 5.06 - Mechanical | [20 empty] | 9021833 | 27723550 | 36745383 | 749.8199 | 978.2135 | 910.1475
| Citywalk Phase 5.06 - Electrical | [20 empty] | 8134467 | 24929844 | 33064311 | 676.0694 | 879.6388 | 818.9709
| Citywalk Phase 5.04 - Mechanical | [20 empty] | 6203913 | 29903431 | 36107344 | 543.8689 | 1200.218 | 994.0902
| Citywalk Phase 5.04 - Electrical | [20 empty] | 7981619 | 18647845 | 26629464 | 699.7124 | 748.4586 | 733.1497
| Citywalk Phase 5.05 - Mechanical | [20 empty] | 4296560 | 17421157 | 21717717 | 481.8392 | 1013.5651 | 831.9371
| Citywalk Phase 5.05 - Electrical | [20 empty] | 5010465 | 15280568 | 20291033 | 561.9003 | 889.0254 | 777.2853
[22 empty] | 13256910.585 | 37682822.8 | 50939733.385