2021-04 | 4 | 4.0331 | United Arab Emirates | Dubai | Infrastructure | Tilal Al Ghaf | Phase 2 Boulevard Roads | MAF | Dutco | Award | 2021 |  | Pipework - Fittings And Valves | J682 | Pipework - Fittings And Valves;Supply, Install And Joint Fittings In Trench Including Joints, Making Cut Pieces, Testing, Neoprene, Rubber Wraps.. Etc. As Per The Drawings And Specifications.;Hdpe Fittings; Straight Special; 250Mm Dia. | 2 | Nr | AED | 649 | 1298
2021-04 | 4 | 4.0331 | United Arab Emirates | Dubai | Infrastructure | Tilal Al Ghaf | Phase 2 Boulevard Roads | MAF | Dutco | Award | 2021 |  | Pipework - Fittings And Valves | J683 | Pipework - Fittings And Valves;Supply, Install And Joint Fittings In Trench Including Joints, Making Cut Pieces, Testing, Neoprene, Rubber Wraps.. Etc. As Per The Drawings And Specifications.;Hdpe Fittings; Straight Special; 315Mm Dia. | 16 | Nr | AED | 1325.14 | 21202.24
2021-04 | 4 | 4.0332 | United Arab Emirates | Dubai | Infrastructure | Tilal Al Ghaf | Phase 2 Boulevard Roads | MAF | Dutco | Award | 2021 |  | Pipework - Fittings And Valves | J491 | Pipework - Fittings And Valves;Supply, Install And Joint Fittings In Trench Including Joints, Making Cut Pieces, Testing, Neoprene, Rubber Wraps.. Etc. As Per The Drawings And Specifications.;Upvc Fittings; End Cap, 110Mm Dia | 3 | Nr | AED | 183.41 | 550.23
2021-04 | 4 | 4.0332 | United Arab Emirates | Dubai | Infrastructure | Tilal Al Ghaf | Phase 2 Boulevard Roads | MAF | Dutco | Award | 2021 |  | Pipework - Fittings And Valves | J491 | Riser; Supply And Install Riser Including Complete Fittings, Reducer, Bends, Thrust Block, Excavation, Backfilling, Etc. Complete As Per Detailed In The Drawing And Specification.;Riser, 125Mm Dia Upvc | 51 | Nr | AED | 303.88 | 15497.88
2021-04 | 4 | 4.0332 | United Arab Emirates | Dubai | Infrastructure | Tilal Al Ghaf | Phase 2 Boulevard Roads | MAF | Dutco | Award | 2021 |  | Pipework - Fittings And Valves | J493 | Riser; Supply And Install Riser Including Complete Fittings, Reducer, Bends, Thrust Block, Excavation, Backfilling, Etc. Complete As Per Detailed In The Drawing And Specification.;Riser, 315Mm Dia Upvc | 6 | Nr | AED | 570.86 | 3425.16
2021-04 | 4 | 4.0332 | United Arab Emirates | Dubai | Infrastructure | Tilal Al Ghaf | Phase 2 Boulevard Roads | MAF | Dutco | Award | 2021 |  | Pipework - Fittings And Valves | J811 | Pipework - Fittings And Valves;Valves; Gate Valves; Supply And Install Gate Valve Including Spindles, Extension Spindles, Concrete Support…Etc. As Per The Drawings, Specifications And Dm Standards.; Gate Valve On 125Mm Dia Hdpe Pipe | 5 | Nr | AED | 13517.28 | 67586.4
2021-04 | 4 | 4.0332 | United Arab Emirates | Dubai | Infrastructure | Tilal Al Ghaf | Phase 2 Boulevard Roads | MAF | Dutco | Award | 2021 |  | Pipework - Fittings And Valves | J812 | Pipework - Fittings And Valves;Valves; Gate Valves; Supply And Install Gate Valve Including Spindles, Extension Spindles, Concrete Support…Etc. As Per The Drawings, Specifications And Dm Standards.; Gate Valve On 250Mm Dia Hdpe Pipe | 1 | Nr | AED | 16054.69 | 16054.69
2021-04 | 4 | 4.0332 | United Arab Emirates | Dubai | Infrastructure | Tilal Al Ghaf | Phase 2 Boulevard Roads | MAF | Dutco | Award | 2021 |  | Pipework - Fittings And Valves | J813 | Pipework - Fittings And Valves;Valves; Gate Valves; Supply And Install Gate Valve Including Spindles, Extension Spindles, Concrete Support…Etc. As Per The Drawings, Specifications And Dm Standards.; Gate Valve On 315Mm Dia Hdpe Pipe | 3 | Nr | AED | 21692.77 | 65078.31
2021-04 | 4 | 4.0332 | United Arab Emirates | Dubai | Infrastructure | Tilal Al Ghaf | Phase 2 Boulevard Roads | MAF | Dutco | Award | 2021 |  | Pipework - Fittings And Valves | J863 | Pipework - Fittings And Valves;Air Valves; Supply And Install Air Valve Including Spindles, Extension Spindles, Concrete Support…Etc As Per The Drawings, Specifications And Dm Standards.;Air Valve On 315Mm Dia Hdpe Pipe | 2 | Nr | AED | 33672.19 | 67344.38
2021-04 | 4 | 4.0332 | United Arab Emirates | Dubai | Infrastructure | Tilal Al Ghaf | Phase 2 Boulevard Roads | MAF | Dutco | Award | 2021 |  | Pipework - Fittings And Valves | J893 | Pipework - Fittings And Valves;Washout Valves; Supply And Install Washout Valve Including Spindles, Extension Spindles, Concrete Support…Etc As Per The Drawings, Specifications And Dm Standards; Washout Valves On 315Mm Dia Hdpe Pipe | 3 | Nr | AED | 26625.41 | 79876.23
2021-04 | 4 | 4.0332 | United Arab Emirates | Dubai | Infrastructure | Tilal Al Ghaf | Phase 2 Boulevard Roads | MAF | Dutco | Award | 2021 |  | Pipework - Fittings And Valves | J891 | Pipework - Fittings And Valves;Flow Meter Arrangement; Supply And Install Flanged Electro Magnetic Flow Meter, Including Puddle Flange, Grp Ladder, Stepped Coupling, Concrete Support Etc. To Complete As Per The Drawings And Specification (Drw No. Uae045-801-Pil-Hr1-Inf-Gen-Ir-Det-1114 ); Flanged Electromagnetic Flow Meter On 125Mm Dia Hdpe Pipe | 1 | Nr | AED | 26766.49 | 26766.49
2021-04 | 4 | 4.0332 | United Arab Emirates | Dubai | Infrastructure | Tilal Al Ghaf | Phase 2 Boulevard Roads | MAF | Dutco | Award | 2021 |  | Pipework - Manholes And Pipework Ancillaries | K231.1 | Pipework - Manholes And Pipeworks Ancillaries; Valve Chamber; Reinforced Concrete Valve Chamber Including Excavation, Backfilling, All Fittings, Joints, Making Cut Pieces, Dismantling Joints, Flange Adapters, Short Pieces, Puddle Flanges, Other Connecting Materials, Waterproofing Membrane, Protection Board, Lifting Holes, Blinding, Screeds, Sump Pit, Vent, Grp Ladder, Disposal Of Surplus Material, And All Other Accessories...Etc. As Per The Drawings, Specifications And Dm Standards. (Chambers Cover & Frame Measured Separately); Gate Valve Chamber; On 125Mm Dia Pipe; Depth Not Exceeding 1.5M | 4 | Nr | AED | 14911.77 | 59647.08
2021-04 | 4 | 4.0332 | United Arab Emirates | Dubai | Infrastructure | Tilal Al Ghaf | Phase 2 Boulevard Roads | MAF | Dutco | Award | 2021 |  | Pipework - Manholes And Pipework Ancillaries | K232.1 | Pipework - Manholes And Pipeworks Ancillaries; Valve Chamber; Reinforced Concrete Valve Chamber Including Excavation, Backfilling, All Fittings, Joints, Making Cut Pieces, Dismantling Joints, Flange Adapters, Short Pieces, Puddle Flanges, Other Connecting Materials, Waterproofing Membrane, Protection Board, Lifting Holes, Blinding, Screeds, Sump Pit, Vent, Grp Ladder, Disposal Of Surplus Material, And All Other Accessories...Etc. As Per The Drawings, Specifications And Dm Standards. (Chambers Cover & Frame Measured Separately); Gate Valve Chamber; On 125Mm Dia Pipe; Depth 1.5 - 2.0M | 1 | Nr | AED | 16603.06 | 16603.06
2021-04 | 4 | 4.0333 | United Arab Emirates | Dubai | Infrastructure | Tilal Al Ghaf | Phase 2 Boulevard Roads | MAF | Dutco | Award | 2021 |  | Pipework - Manholes And Pipework Ancillaries | K231.2 | Pipework - Manholes And Pipeworks Ancillaries; Valve Chamber; Reinforced Concrete Valve Chamber Including Excavation, Backfilling, All Fittings, Joints, Making Cut Pieces, Dismantling Joints, Flange Adapters, Short Pieces, Puddle Flanges, Other Connecting Materials, Waterproofing Membrane, Protection Board, Lifting Holes, Blinding, Screeds, Sump Pit, Vent, Grp Ladder, Disposal Of Surplus Material, And All Other Accessories...Etc. As Per The Drawings, Specifications And Dm Standards. (Chambers Cover & Frame Measured Separately); Gate Valve Chamber; On 250Mm Dia Pipe; Depth Not Exceeding 1.5M | 1 | Nr | AED | 15292.18 | 15292.18
2021-04 | 4 | 4.0333 | United Arab Emirates | Dubai | Infrastructure | Tilal Al Ghaf | Phase 2 Boulevard Roads | MAF | Dutco | Award | 2021 |  | Pipework - Manholes And Pipework Ancillaries | K231.3 | Pipework - Manholes And Pipeworks Ancillaries; Valve Chamber; Reinforced Concrete Valve Chamber Including Excavation, Backfilling, All Fittings, Joints, Making Cut Pieces, Dismantling Joints, Flange Adapters, Short Pieces, Puddle Flanges, Other Connecting Materials, Waterproofing Membrane, Protection Board, Lifting Holes, Blinding, Screeds, Sump Pit, Vent, Grp Ladder, Disposal Of Surplus Material, And All Other Accessories...Etc. As Per The Drawings, Specifications And Dm Standards. (Chambers Cover & Frame Measured Separately); Gate Valve Chamber; On 315Mm Dia Pipe; Depth Not Exceeding 1.5M | 1 | Nr | AED | 15292.18 | 15292.18
2021-04 | 4 | 4.0333 | United Arab Emirates | Dubai | Infrastructure | Tilal Al Ghaf | Phase 2 Boulevard Roads | MAF | Dutco | Award | 2021 |  | Pipework - Manholes And Pipework Ancillaries | K232.2 | Pipework - Manholes And Pipeworks Ancillaries; Valve Chamber; Reinforced Concrete Valve Chamber Including Excavation, Backfilling, All Fittings, Joints, Making Cut Pieces, Dismantling Joints, Flange Adapters, Short Pieces, Puddle Flanges, Other Connecting Materials, Waterproofing Membrane, Protection Board, Lifting Holes, Blinding, Screeds, Sump Pit, Vent, Grp Ladder, Disposal Of Surplus Material, And All Other Accessories...Etc. As Per The Drawings, Specifications And Dm Standards. (Chambers Cover & Frame Measured Separately); Gate Valve Chamber; On 315Mm Dia Pipe; Depth 1.5 - 2.0M | 2 | Nr | AED | 17816.91 | 35633.82
2021-04 | 4 | 4.0333 | United Arab Emirates | Dubai | Infrastructure | Tilal Al Ghaf | Phase 2 Boulevard Roads | MAF | Dutco | Award | 2021 |  | Pipework - Manholes And Pipework Ancillaries | K232.3 | Pipework - Manholes And Pipeworks Ancillaries; Valve Chamber; Reinforced Concrete Valve Chamber Including Excavation, Backfilling, All Fittings, Joints, Making Cut Pieces, Dismantling Joints, Flange Adapters, Short Pieces, Puddle Flanges, Other Connecting Materials, Waterproofing Membrane, Protection Board, Lifting Holes, Blinding, Screeds, Sump Pit, Vent, Grp Ladder, Disposal Of Surplus Material, And All Other Accessories...Etc. As Per The Drawings, Specifications And Dm Standards. (Chambers Cover & Frame Measured Separately); Air Valve Chamber; On 315Mm Dia Hdpe; Depth 1.5 - 2.0M | 1 | Nr | AED | 25017.63 | 25017.63
2021-04 | 4 | 4.0333 | United Arab Emirates | Dubai | Infrastructure | Tilal Al Ghaf | Phase 2 Boulevard Roads | MAF | Dutco | Award | 2021 |  | Pipework - Manholes And Pipework Ancillaries | K233.1 | Pipework - Manholes And Pipeworks Ancillaries; Valve Chamber; Reinforced Concrete Valve Chamber Including Excavation, Backfilling, All Fittings, Joints, Making Cut Pieces, Dismantling Joints, Flange Adapters, Short Pieces, Puddle Flanges, Other Connecting Materials, Waterproofing Membrane, Protection Board, Lifting Holes, Blinding, Screeds, Sump Pit, Vent, Grp Ladder, Disposal Of Surplus Material, And All Other Accessories...Etc. As Per The Drawings, Specifications And Dm Standards. (Chambers Cover & Frame Measured Separately); Air Valve Chamber; On 315Mm Dia Hdpe; Depth 2.0 - 2.5M | 1 | Nr | AED | 32515.03 | 32515.03
2021-04 | 4 | 4.0333 | United Arab Emirates | Dubai | Infrastructure | Tilal Al Ghaf | Phase 2 Boulevard Roads | MAF | Dutco | Award | 2021 |  | Pipework - Manholes And Pipework Ancillaries | K232.4 | Pipework - Manholes And Pipeworks Ancillaries; Valve Chamber; Reinforced Concrete Valve Chamber Including Excavation, Backfilling, All Fittings, Joints, Making Cut Pieces, Dismantling Joints, Flange Adapters, Short Pieces, Puddle Flanges, Other Connecting Materials, Waterproofing Membrane, Protection Board, Lifting Holes, Blinding, Screeds, Sump Pit, Vent, Grp Ladder, Disposal Of Surplus Material, And All Other Accessories...Etc. As Per The Drawings, Specifications And Dm Standards. (Chambers Cover & Frame Measured Separately); Washout Valve Chamber; On 315Mm Dia Hdpe; Depth 1.5 - 2.0M | 2 | Nr | AED | 28947.67 | 57895.34
2021-04 | 4 | 4.0333 | United Arab Emirates | Dubai | Infrastructure | Tilal Al Ghaf | Phase 2 Boulevard Roads | MAF | Dutco | Award | 2021 |  | Pipework - Manholes And Pipework Ancillaries | K233.2 | Pipework - Manholes And Pipeworks Ancillaries; Valve Chamber; Reinforced Concrete Valve Chamber Including Excavation, Backfilling, All Fittings, Joints, Making Cut Pieces, Dismantling Joints, Flange Adapters, Short Pieces, Puddle Flanges, Other Connecting Materials, Waterproofing Membrane, Protection Board, Lifting Holes, Blinding, Screeds, Sump Pit, Vent, Grp Ladder, Disposal Of Surplus Material, And All Other Accessories...Etc. As Per The Drawings, Specifications And Dm Standards. (Chambers Cover & Frame Measured Separately); Washout Valve Chamber; On 315Mm Dia Hdpe; Depth 2.0 - 2.5M | 1 | Nr | AED | 37369.75 | 37369.75
2021-04 | 4 | 4.0333 | United Arab Emirates | Dubai | Infrastructure | Tilal Al Ghaf | Phase 2 Boulevard Roads | MAF | Dutco | Award | 2021 |  | Pipework - Manholes And Pipework Ancillaries | K231.4 | Pipework - Manholes And Pipeworks Ancillaries; Valve Chamber; Reinforced Concrete Valve Chamber Including Excavation, Backfilling, All Fittings, Joints, Making Cut Pieces, Dismantling Joints, Flange Adapters, Short Pieces, Puddle Flanges, Other Connecting Materials, Waterproofing Membrane, Protection Board, Lifting Holes, Blinding, Screeds, Sump Pit, Vent, Grp Ladder, Disposal Of Surplus Material, And All Other Accessories...Etc. As Per The Drawings, Specifications And Dm Standards. (Chambers Cover & Frame Measured Separately); Flow Meter Chamber;On 125Mm Dia Hdpe; Depth Not Exceeding1.5M | 1 | Nr | AED | 14451.83 | 14451.83
2021-04 | 4 | 4.0333 | United Arab Emirates | Dubai | Infrastructure | Tilal Al Ghaf | Phase 2 Boulevard Roads | MAF | Dutco | Award | 2021 |  | Pipework - Manholes And Pipework Ancillaries | K592 | Pipework - Manholes And Pipeworks Ancillaries; Irrigation Future Ducts; Supply And Installation Of Upvc Ducts "Class D" Laid In Trenches For Road Crossings As Shown On The Drawing Including Draw Rope, End Caps, Warning Tape, Duct Markers, Excavation, Backfilling, Disposal, Testing And Commissioning And All Other Items To Complete Etc..As Per The Drawings, Specifications And Dm Standards.; 1Wx300Mm + 2Wx150Mm Dia Upvc Duct Pipe; Depth N.E. 1.50M | 527 | m | AED | 519.77 | 273918.79
2021-04 | 4 | 4.0334 | United Arab Emirates | Dubai | Infrastructure | Tilal Al Ghaf | Phase 2 Boulevard Roads | MAF | Dutco | Award | 2021 |  | Pipework - Manholes And Pipework Ancillaries | K861.1 | Tie-In Connections; Connections To Existing Pipe Including Excavation, Necessary Fittings, Couplers, Short Pipes, Thrust Blocks, Shutdown, Water Losses, Dewatering, Backfilling, Etc Complete;Connect New 110Mm Dia Upvc Pipe To Existing Network Pipeline In The Different Package (Not In The Same Direction). | 2 | Nr | AED | 2698.85 | 5397.7
2021-04 | 4 | 4.0334 | United Arab Emirates | Dubai | Infrastructure | Tilal Al Ghaf | Phase 2 Boulevard Roads | MAF | Dutco | Award | 2021 |  | Pipework - Manholes And Pipework Ancillaries | K861.2 | Tie-In Connections; Connections To Existing Pipe Including Excavation, Necessary Fittings, Couplers, Short Pipes, Thrust Blocks, Shutdown, Water Losses, Dewatering, Backfilling, Etc Complete;Connect New 125Mm Dia Hdpe Pipe To Existing Network Pipeline In Different Package (Not In The Same Direction). | 7 | Nr | AED | 2737.92 | 19165.44
2021-04 | 4 | 4.0334 | United Arab Emirates | Dubai | Infrastructure | Tilal Al Ghaf | Phase 2 Boulevard Roads | MAF | Dutco | Award | 2021 |  | Pipework - Manholes And Pipework Ancillaries | K862 | Tie-In Connections; Connections To Existing Pipe Including Excavation, Necessary Fittings, Couplers, Short Pipes, Thrust Blocks, Shutdown, Water Losses, Dewatering, Backfilling, Etc Complete;Connect New 250Mm Dia Hdpe Pipe To Existing Network Pipeline In Different Package (Not In The Same Direction). | 1 | Nr | AED | 3796.39 | 3796.39
2021-04 | 4 | 4.0334 | United Arab Emirates | Dubai | Infrastructure | Tilal Al Ghaf | Phase 2 Boulevard Roads | MAF | Dutco | Award | 2021 |  | Pipework - Manholes And Pipework Ancillaries | K863 | Tie-In Connections; Connections To Existing Pipe Including Excavation, Necessary Fittings, Couplers, Short Pipes, Thrust Blocks, Shutdown, Water Losses, Dewatering, Backfilling, Etc Complete;Connect New 315Mm Dia Hdpe Pipe To Existing Network Pipeline In Different Package (Not In The Same Direction). | 4 | Nr | AED | 5794.94 | 23179.76
2021-04 | 4 | 4.0334 | United Arab Emirates | Dubai | Infrastructure | Tilal Al Ghaf | Phase 2 Boulevard Roads | MAF | Dutco | Award | 2021 |  | Pipework - Manholes And Pipework Ancillaries | K900.1 | Supply And Installation Of Recessed Type Heavy Duty Di Cover And Frame For Manhole/Chamber Cover As Per Dm Standards And Specifications.; 600 X 900Mm Double Triangular Di Cover | 17 | Nr | AED | 1829.34 | 31098.78
2021-04 | 4 | 4.0334 | United Arab Emirates | Dubai | Infrastructure | Tilal Al Ghaf | Phase 2 Boulevard Roads | MAF | Dutco | Award | 2021 |  | Pipework - Manholes And Pipework Ancillaries | K900.2 | Supply And Installation Of Heavy Duty Di Cover And Frame For Manhole/Chamber As Per Dm Standards And Specifications (Provisional); 600 X 900Mm Double Triangular Di Cover | 1 | Nr | AED | 1829.34 | 1829.34
2021-04 | 4 | 4.0334 | United Arab Emirates | Dubai | Infrastructure | Tilal Al Ghaf | Phase 2 Boulevard Roads | MAF | Dutco | Award | 2021 |  | Pipework - Supports And Protection | L511.1 | Pipe Work - Supports And Protection, Ancillaries To Laying And Excavation; Beds And Surround For Pipes Including Warning Tape; Sand Bed And Surrounds As Per The Drawings And Specifications; For 125Mm Dia Hdpe Pipe | 80 | m | AED | 40.79 | 3263.2
2021-04 | 4 | 4.0334 | United Arab Emirates | Dubai | Infrastructure | Tilal Al Ghaf | Phase 2 Boulevard Roads | MAF | Dutco | Award | 2021 |  | Pipework - Supports And Protection | L511.2 | Pipe Work - Supports And Protection, Ancillaries To Laying And Excavation; Beds And Surround For Pipes Including Warning Tape; Sand Bed And Surrounds As Per The Drawings And Specifications; For 110Mm Dia Upvc Pipe | 3 | m | AED | 40.01 | 120.03
2021-04 | 4 | 4.0334 | United Arab Emirates | Dubai | Infrastructure | Tilal Al Ghaf | Phase 2 Boulevard Roads | MAF | Dutco | Award | 2021 |  | Pipework - Supports And Protection | L512.1 | Pipe Work - Supports And Protection, Ancillaries To Laying And Excavation; Beds And Surround For Pipes Including Warning Tape; Sand Bed And Surrounds As Per The Drawings And Specifications; For 250Mm Dia Hdpe Pipe | 40 | m | AED | 46.08 | 1843.2
2021-04 | 4 | 4.0334 | United Arab Emirates | Dubai | Infrastructure | Tilal Al Ghaf | Phase 2 Boulevard Roads | MAF | Dutco | Award | 2021 |  | Pipework - Supports And Protection | L513.1 | Pipe Work - Supports And Protection, Ancillaries To Laying And Excavation; Beds And Surround For Pipes Including Warning Tape; Sand Bed And Surrounds As Per The Drawings And Specifications; For 315Mm Dia Hdpe Pipe | 340 | m | AED | 48.02 | 16326.8
2021-04 | 4 | 4.0335 | United Arab Emirates | Dubai | Infrastructure | Tilal Al Ghaf | Phase 2 Boulevard Roads | MAF | Dutco | Award | 2021 |  | Pipework - Supports And Protection | L513.2 | Pipe Work - Supports And Protection, Ancillaries To Laying And Excavation; Beds And Surround For Pipes Including Warning Tape; Sand Bed And Surrounds As Per The Drawings And Specifications; For 400Mm Dia Hdpe Pipe | 1 | m | AED | 49.72 | Rate Only
2021-04 | 4 | 4.0335 | United Arab Emirates | Dubai | Infrastructure | Tilal Al Ghaf | Phase 2 Boulevard Roads | MAF | Dutco | Award | 2021 |  | Pipework - Supports And Protection | L521.1 | Pipe Work - Supports And Protection, Ancillaries To Laying And Excavation; Beds And Surround For Pipes Including Warning Tape; Selected Excavated Materials Bed And Surrounds As Per The Drawings And Specifications.; For 125Mm Dia Hdpe Pipe | 155 | m | AED | 23.08 | 3577.4
2021-04 | 4 | 4.0335 | United Arab Emirates | Dubai | Infrastructure | Tilal Al Ghaf | Phase 2 Boulevard Roads | MAF | Dutco | Award | 2021 |  | Pipework - Supports And Protection | L521.2 | Pipe Work - Supports And Protection, Ancillaries To Laying And Excavation; Beds And Surround For Pipes Including Warning Tape; Selected Excavated Materials Bed And Surrounds As Per The Drawings And Specifications.; For 110Mm Dia Upvc Pipe | 17 | m | AED | 22.67 | 385.39
2021-04 | 4 | 4.0335 | United Arab Emirates | Dubai | Infrastructure | Tilal Al Ghaf | Phase 2 Boulevard Roads | MAF | Dutco | Award | 2021 |  | Pipework - Supports And Protection | L522.1 | Pipe Work - Supports And Protection, Ancillaries To Laying And Excavation; Beds And Surround For Pipes Including Warning Tape; Selected Excavated Materials Bed And Surrounds As Per The Drawings And Specifications.; For 250Mm Dia Hdpe Pipe | 230 | m | AED | 25.88 | 5952.4
2021-04 | 4 | 4.0335 | United Arab Emirates | Dubai | Infrastructure | Tilal Al Ghaf | Phase 2 Boulevard Roads | MAF | Dutco | Award | 2021 |  | Pipework - Supports And Protection | L523.1 | Pipe Work - Supports And Protection, Ancillaries To Laying And Excavation; Beds And Surround For Pipes Including Warning Tape; Selected Excavated Materials Bed And Surrounds As Per The Drawings And Specifications.; For 315Mm Dia Hdpe Pipe | 1765 | m | AED | 26.9 | 47478.5
2021-04 | 4 | 4.0335 | United Arab Emirates | Dubai | Infrastructure | Tilal Al Ghaf | Phase 2 Boulevard Roads | MAF | Dutco | Award | 2021 |  | Pipework - Supports And Protection | L523.2 | Pipe Work - Supports And Protection, Ancillaries To Laying And Excavation; Beds And Surround For Pipes Including Warning Tape; Selected Excavated Materials Bed And Surrounds As Per The Drawings And Specifications.; For 400Mm Dia Hdpe Pipe | 5 | m | AED | 27.8 | 139
2021-04 | 4 | 4.0335 | United Arab Emirates | Dubai | Infrastructure | Tilal Al Ghaf | Phase 2 Boulevard Roads | MAF | Dutco | Award | 2021 |  | Pipework - Supports And Protection | L521.3 | Pipe Work - Supports And Protection, Ancillaries To Laying And Excavation; Beds And Surround For Pipes Including Warning Tape; Concrete Surround Pipes As Per The Drawings And Specifications; For 125Mm Dia Hdpe Pipe | 735 | m | AED | 236.24 | 173636.4
2021-04 | 4 | 4.0335 | United Arab Emirates | Dubai | Infrastructure | Tilal Al Ghaf | Phase 2 Boulevard Roads | MAF | Dutco | Award | 2021 |  | Pipework - Supports And Protection | L522.2 | Pipe Work - Supports And Protection, Ancillaries To Laying And Excavation; Beds And Surround For Pipes Including Warning Tape; Concrete Surround Pipes As Per The Drawings And Specifications; For 250Mm Dia Hdpe Pipe | 30 | m | AED | 325.1 | 9753
2021-04 | 4 | 4.0335 | United Arab Emirates | Dubai | Infrastructure | Tilal Al Ghaf | Phase 2 Boulevard Roads | MAF | Dutco | Award | 2021 |  | Pipework - Supports And Protection | L523.3 | Pipe Work - Supports And Protection, Ancillaries To Laying And Excavation; Beds And Surround For Pipes Including Warning Tape; Concrete Surround Pipes As Per The Drawings And Specifications; For 315Mm Dia Hdpe Pipe | 345 | m | AED | 373.07 | 128709.15
2021-04 | 4 | 4.0335 | United Arab Emirates | Dubai | Infrastructure | Tilal Al Ghaf | Phase 2 Boulevard Roads | MAF | Dutco | Award | 2021 |  | Pipework - Supports And Protection | L519 | Pipe Work - Supports And Protection, Ancillaries To Laying And Excavation;Bed And Surround For Future Irrigation Ducts; Sand Bed And Surround For For 1X300Mm + 2X150Mm Dia Upvc Duct Pipes | 80 | m | AED | 71.32 | 5705.6
2021-04 | 4 | 4.0335 | United Arab Emirates | Dubai | Infrastructure | Tilal Al Ghaf | Phase 2 Boulevard Roads | MAF | Dutco | Award | 2021 |  | Pipework - Supports And Protection | L529 | Pipe Work - Supports And Protection, Ancillaries To Laying And Excavation;Bed And Surround For Future Irrigation Ducts; Selected Excavated Material Bed And Surround For 1X300Mm + 2X150Mm Dia Upvc Duct Pipes | 437 | m | AED | 42.3 | 18485.1
2021-04 | 4 | 4.0336 | United Arab Emirates | Dubai | Infrastructure | Tilal Al Ghaf | Phase 2 Boulevard Roads | MAF | Dutco | Award | 2021 |  | Pipework - Supports And Protection | L549 | Pipe Work - Supports And Protection, Ancillaries To Laying And Excavation;Bed And Surround For Future Irrigation Ducts; Concrete Bed And Surround For 1X300Mm + 2X150Mm Dia Upvc Duct Pipes | 10 | m | AED | 674.76 | 6747.6
2021-04 | 4 | 4.0336 | United Arab Emirates | Dubai | Infrastructure | Tilal Al Ghaf | Phase 2 Boulevard Roads | MAF | Dutco | Award | 2021 |  | Pipework - Supports And Protection | L711 | Pipe Work - Supports And Protection, Ancillaries To Laying And Excavation;Thrust Blocks; Concrete Thrust Blocks Including Excavation, Backfilling, Compaction, Waterproofing, Formworks, Etc.. All Other Items To Complete As Per The Drawings And Specifications.; Volume: N.E 0.1M3; Nominal Bore N.E., 200Mm | 8 | Nr | AED | 289.98 | 2319.84
2021-04 | 4 | 4.0336 | United Arab Emirates | Dubai | Infrastructure | Tilal Al Ghaf | Phase 2 Boulevard Roads | MAF | Dutco | Award | 2021 |  | Pipework - Supports And Protection | L721 | Pipe Work - Supports And Protection, Ancillaries To Laying And Excavation;Thrust Blocks; Concrete Thrust Blocks Including Excavation, Backfilling, Compaction, Waterproofing, Formworks, Etc.. All Other Items To Complete As Per The Drawings And Specifications.; Volume: 0.1 - 0.2M3; Nominal Bore N.E, 200Mm | 2 | Nr | AED | 500.01 | 1000.02
2021-04 | 4 | 4.0336 | United Arab Emirates | Dubai | Infrastructure | Tilal Al Ghaf | Phase 2 Boulevard Roads | MAF | Dutco | Award | 2021 |  | Pipework - Supports And Protection | L733 | Pipe Work - Supports And Protection, Ancillaries To Laying And Excavation;Thrust Blocks; Concrete Thrust Blocks Including Excavation, Backfilling, Compaction, Waterproofing, Formworks, Etc.. All Other Items To Complete As Per The Drawings And Specifications.; Volume: 0.2 - 0.5M3; Nominal Bore N.E, 450Mm | 31 | Nr | AED | 774.33 | 24004.23
2021-04 | 4 | 4.0336 | United Arab Emirates | Dubai | Infrastructure | Tilal Al Ghaf | Phase 2 Boulevard Roads | MAF | Dutco | Award | 2021 |  | Pipework - Supports And Protection | L743 | Pipe Work - Supports And Protection, Ancillaries To Laying And Excavation;Thrust Blocks; Concrete Thrust Blocks Including Excavation, Backfilling, Compaction, Waterproofing, Formworks, Etc.. All Other Items To Complete As Per The Drawings And Specifications.; Volume: 0.5 - 1.0M3; Nominal Bore N.E, 450Mm | 76 | Nr | AED | 1370.52 | 104159.52
2021-04 | 4 | 4.0336 | United Arab Emirates | Dubai | Infrastructure | Tilal Al Ghaf | Phase 2 Boulevard Roads | MAF | Dutco | Award | 2021 |  | Pipework - Supports And Protection | L753 | Pipe Work - Supports And Protection, Ancillaries To Laying And Excavation;Thrust Blocks; Concrete Thrust Blocks Including Excavation, Backfilling, Compaction, Waterproofing, Formworks, Etc.. All Other Items To Complete As Per The Drawings And Specifications.; Volume: 1.0 - 2.0M3; Nominal Bore N.E, 450Mm | 5 | Nr | AED | 2191.83 | 10959.15
2021-04 | 4 | 4.0336 | United Arab Emirates | Dubai | Infrastructure | Tilal Al Ghaf | Phase 2 Boulevard Roads | MAF | Dutco | Award | 2021 |  | Pipework - Pipes | I512 | Pipe Work - Pipes;Supply And Lay Upvc Pipes To Bs 4660 & 5481 Storm Water Drain Laid And Jointed In Trenches Including Excavation, Backfilling, Testing, All Fittings, Joints, Warning Tape, Etc Complete As Per Specifications And Standard Drawings.; 160Mm Diameter Gully Pipes;Depth To Invert Not Exceeding 1.5M | 1830 | m | AED | 177.51 | 324843.3
2021-04 | 4 | 4.0336 | United Arab Emirates | Dubai | Infrastructure | Tilal Al Ghaf | Phase 2 Boulevard Roads | MAF | Dutco | Award | 2021 |  | Pipework - Pipes | I513 | Pipe Work - Pipes;Supply And Lay Upvc Pipes To Bs 4660 & 5481 Storm Water Drain Laid And Jointed In Trenches Including Excavation, Backfilling, Testing, All Fittings, Joints, Warning Tape, Etc Complete As Per Specifications And Standard Drawings.; 160Mm Diameter Gully Pipes;Depth To Invert 1.5 - 2.0M | 1601 | m | AED | 222.93 | 356910.93
2021-04 | 4 | 4.0336 | United Arab Emirates | Dubai | Infrastructure | Tilal Al Ghaf | Phase 2 Boulevard Roads | MAF | Dutco | Award | 2021 |  | Pipework - Pipes | I514 | Pipe Work - Pipes;Supply And Lay Upvc Pipes To Bs 4660 & 5481 Storm Water Drain Laid And Jointed In Trenches Including Excavation, Backfilling, Testing, All Fittings, Joints, Warning Tape, Etc Complete As Per Specifications And Standard Drawings.; 160Mm Diameter Gully Pipes;Depth To Invert 2.0 - 2.5M | 1144 | m | AED | 328.24 | 375506.56
2021-04 | 4 | 4.0336 | United Arab Emirates | Dubai | Infrastructure | Tilal Al Ghaf | Phase 2 Boulevard Roads | MAF | Dutco | Award | 2021 |  | Pipework - Pipes | I632 | Pipe Work - Pipes;Supply And Lay Upvc Pipes To Bs 4660 & 5481 Storm Water Drain Laid And Jointed In Trenches Including Excavation, Backfilling, Testing, All Fittings, Joints, Warning Tape, Etc Complete As Per Specifications And Standard Drawings.; Supply And Lay Grp Pressure Pipes For Rising Main As Specified; 600Mm Diameter; Depth To Invert Not Exceeding 1.5M | 20 | m | AED | 655.68 | 13113.6
2021-04 | 4 | 4.0337 | United Arab Emirates | Dubai | Infrastructure | Tilal Al Ghaf | Phase 2 Boulevard Roads | MAF | Dutco | Award | 2021 |  | Pipework - Pipes | I633 | Pipe Work - Pipes;Supply And Lay Upvc Pipes To Bs 4660 & 5481 Storm Water Drain Laid And Jointed In Trenches Including Excavation, Backfilling, Testing, All Fittings, Joints, Warning Tape, Etc Complete As Per Specifications And Standard Drawings.; Supply And Lay Grp Pressure Pipes For Rising Main As Specified; 600Mm Diameter; Depth To Invert 1.5 - 2.0M | 160 | m | AED | 699.07 | 111851.2
2021-04 | 4 | 4.0337 | United Arab Emirates | Dubai | Infrastructure | Tilal Al Ghaf | Phase 2 Boulevard Roads | MAF | Dutco | Award | 2021 |  | Pipework - Pipes | I634 | Pipe Work - Pipes;Supply And Lay Upvc Pipes To Bs 4660 & 5481 Storm Water Drain Laid And Jointed In Trenches Including Excavation, Backfilling, Testing, All Fittings, Joints, Warning Tape, Etc Complete As Per Specifications And Standard Drawings.; Supply And Lay Grp Pressure Pipes For Rising Main As Specified; 600Mm Diameter; Depth To Invert 2.0 - 2.5M | 68 | m | AED | 804.25 | 54689
2021-04 | 4 | 4.0337 | United Arab Emirates | Dubai | Infrastructure | Tilal Al Ghaf | Phase 2 Boulevard Roads | MAF | Dutco | Award | 2021 |  | Pipework - Pipes | I635 | Pipe Work - Pipes;Supply And Lay Upvc Pipes To Bs 4660 & 5481 Storm Water Drain Laid And Jointed In Trenches Including Excavation, Backfilling, Testing, All Fittings, Joints, Warning Tape, Etc Complete As Per Specifications And Standard Drawings.; Supply And Lay Grp Pressure Pipes For Rising Main As Specified; 600Mm Diameter; Depth To Invert 2.5 - 3.0M | 20 | m | AED | 919.02 | 18380.4
2021-04 | 4 | 4.0337 | United Arab Emirates | Dubai | Infrastructure | Tilal Al Ghaf | Phase 2 Boulevard Roads | MAF | Dutco | Award | 2021 |  | Pipework - Fittings And Valves | J411.1 | Pipe Work - Fittings And Valves; Upvc Pipe Fittings To Bs 4660 & 5481; 160 Mm Dia 15 Degree Bend | 1 | Nr | AED | 118.64 | 118.64
2021-04 | 4 | 4.0337 | United Arab Emirates | Dubai | Infrastructure | Tilal Al Ghaf | Phase 2 Boulevard Roads | MAF | Dutco | Award | 2021 |  | Pipework - Fittings And Valves | J411.2 | Pipe Work - Fittings And Valves; Upvc Pipe Fittings To Bs 4660 & 5481; 160 Mm Dia 30 Degree Bend. | 1 | Nr | AED | 123.48 | 123.48
2021-04 | 4 | 4.0337 | United Arab Emirates | Dubai | Infrastructure | Tilal Al Ghaf | Phase 2 Boulevard Roads | MAF | Dutco | Award | 2021 |  | Pipework - Fittings And Valves | J411.3 | Pipe Work - Fittings And Valves; Upvc Pipe Fittings To Bs 4660 & 5481; 160 Mm Dia 45 Degree Bend. | 1 | Nr | AED | 125.87 | 125.87
2021-04 | 4 | 4.0337 | United Arab Emirates | Dubai | Infrastructure | Tilal Al Ghaf | Phase 2 Boulevard Roads | MAF | Dutco | Award | 2021 |  | Pipework - Fittings And Valves | J411.4 | Pipe Work - Fittings And Valves; Upvc Pipe Fittings To Bs 4660 & 5481; 160 Mm Dia 90 Degree Bend. | 1 | Nr | AED | 131.98 | 131.98
2021-04 | 4 | 4.0337 | United Arab Emirates | Dubai | Infrastructure | Tilal Al Ghaf | Phase 2 Boulevard Roads | MAF | Dutco | Award | 2021 |  | Pipework - Fittings And Valves | J513.1 | Pipe Work - Fittings And Valves; Grp Pipe Fittings; 600Mm Dia 22.5 Degree Bend (Provisional). | 1 | Nr | AED | 4872.57 | 4872.57
2021-04 | 4 | 4.0337 | United Arab Emirates | Dubai | Infrastructure | Tilal Al Ghaf | Phase 2 Boulevard Roads | MAF | Dutco | Award | 2021 |  | Pipework - Fittings And Valves | J513.2 | Pipe Work - Fittings And Valves; Grp Pipe Fittings; 600Mm Dia 45 Degree Bend (Provisional). | 1 | Nr | AED | 5616.13 | 5616.13
2021-04 | 4 | 4.0338 | United Arab Emirates | Dubai | Infrastructure | Tilal Al Ghaf | Phase 2 Boulevard Roads | MAF | Dutco | Award | 2021 |  | Pipework - Fittings And Valves | J513.3 | Pipe Work - Fittings And Valves; Grp Pipe Fittings; 600Mm Dia 90 Degree Bend. | 1 | Nr | AED | 6513.72 | 6513.72
2021-04 | 4 | 4.0338 | United Arab Emirates | Dubai | Infrastructure | Tilal Al Ghaf | Phase 2 Boulevard Roads | MAF | Dutco | Award | 2021 |  | Pipework - Fittings And Valves | J594 | Pipe Work - Fittings And Valves; Future Connection With Phase 2 Includingadditional Excavation, Backfill, Bedding Etc.; 600 Mm Dia., Grp End Cap | 1 | Nr | AED | 7262.47 | 7262.47
2021-04 | 4 | 4.0338 | United Arab Emirates | Dubai | Infrastructure | Tilal Al Ghaf | Phase 2 Boulevard Roads | MAF | Dutco | Award | 2021 |  | Pipework - Manholes And Pipework Ancillaries | K370.1 | Pipe Work - Manholes And Pipe Work Ancillaries;Gullies; Side Entry Gully (Type A) Complete As Detailed On Dwg, Including Removable Basket, Bends And Other Fittings, Concrete Surround, Gully Frame And Cover, Excavation, Backfilling, Compaction And Removal Of Surplus Material To Tip. | 245 | Nr | AED | 2932.85 | 718548.25
2021-04 | 4 | 4.0338 | United Arab Emirates | Dubai | Infrastructure | Tilal Al Ghaf | Phase 2 Boulevard Roads | MAF | Dutco | Award | 2021 |  | Pipework - Manholes And Pipework Ancillaries | K370.2 | Pipe Work - Manholes And Pipe Work Ancillaries;Gullies; Side Entry Gully (Type B) Complete As Detailed On Dwg, Including Removable Basket, Bends And Other Fittings, Concrete Surround, Gully Frame And Cover, Excavation, Backfilling, Compaction And Removal Of Surplus Material To Tip. | 60 | Nr | AED | 2341.89 | 140513.4
2021-04 | 4 | 4.0338 | United Arab Emirates | Dubai | Infrastructure | Tilal Al Ghaf | Phase 2 Boulevard Roads | MAF | Dutco | Award | 2021 |  | Pipework - Manholes And Pipework Ancillaries | K861.1 | Pipe Work - Manholes And Pipe Work Ancillaries;Connection Of 160Mm Dia Gully Pipes To The Existing Manholes / Pipes , Including Manual Excavation, Removal Of End Cap, Jointing, Backfilling, Warning Tape, Testing And Any Other Required Works As Per Drawings In Accordance To Engineer'S Instructions And Authority Requirements; Connect The 160Mm Dia Gully Upvc Pipe Line To The Existing Manholes | 210 | Nr | AED | 1175.38 | 246829.8
2021-04 | 4 | 4.0338 | United Arab Emirates | Dubai | Infrastructure | Tilal Al Ghaf | Phase 2 Boulevard Roads | MAF | Dutco | Award | 2021 |  | Pipework - Manholes And Pipework Ancillaries | K861.2 | Pipe Work - Manholes And Pipe Work Ancillaries;Connection Of 160Mm Dia Gully Pipes To The Existing Manholes / Pipes , Including Manual Excavation, Removal Of End Cap, Jointing, Backfilling, Warning Tape, Testing And Any Other Required Works As Per Drawings In Accordance To Engineer'S Instructions And Authority Requirements; Connect The 160Mm Dia Gully Upvc Pipe Line To The Existing Drainage Soakaway | 95 | Nr | AED | 1175.38 | 111661.1
2021-04 | 4 | 4.0338 | United Arab Emirates | Dubai | Infrastructure | Tilal Al Ghaf | Phase 2 Boulevard Roads | MAF | Dutco | Award | 2021 |  | Pipework - Manholes And Pipework Ancillaries | K863 | Pipe Work - Manholes And Pipe Work Ancillaries;Connections To Existing Pipe Including Excavation, Necessary Fittings, Couplers, Short Pipes, Thrust Blocks, Shutdown, Water Losses, Dewatering, Backfilling, Etc Complete; Connect New 600 Mm Dia Grp Rising Main To Existing 600 Mm Dia. Grp Rising Main In Same Direction Including Necessary Fittings. | 1 | Nr | AED | 2901.96 | 2901.96
2021-04 | 4 | 4.0338 | United Arab Emirates | Dubai | Infrastructure | Tilal Al Ghaf | Phase 2 Boulevard Roads | MAF | Dutco | Award | 2021 |  | Pipework - Supports And Protection | L531 | Pipe Work - Supports And Protection, Ancillaries To Laying And Excavation; Beds And Surrounds; Imported Granular Material Bed & Surround To 160Mm Dia Upvc Pipe. | 4475 | m | AED | 71.29 | 319022.75
2021-04 | 4 | 4.0338 | United Arab Emirates | Dubai | Infrastructure | Tilal Al Ghaf | Phase 2 Boulevard Roads | MAF | Dutco | Award | 2021 |  | Pipework - Supports And Protection | L533 | Pipe Work - Supports And Protection, Ancillaries To Laying And Excavation; Beds And Surrounds; Imported Granular Material Bed & Surround To 600Mm Dia Grp Pipe | 268 | m | AED | 154.04 | 41282.72
2021-04 | 4 | 4.0338 | United Arab Emirates | Dubai | Infrastructure | Tilal Al Ghaf | Phase 2 Boulevard Roads | MAF | Dutco | Award | 2021 |  | Pipework - Supports And Protection | L541 | Pipe Work - Supports And Protection, Ancillaries To Laying And Excavation; Mass Concrete Surround Classs C-30/20 As Per Dm Specifications Including Polythene Sheet, Bitumen Paint And Warning Tape As Applicable; Mass Concrete Class 25/20/S Surround To 160Mm Dia Upvc Pipe (Provisional) | 100 | m | AED | 312.51 | 31251
2021-04 | 4 | 4.0339 | United Arab Emirates | Dubai | Infrastructure | Tilal Al Ghaf | Phase 2 Boulevard Roads | MAF | Dutco | Award | 2021 |  | Pipework - Supports And Protection | L900.1 | Pipe Work - Supports And Protection, Ancillaries To Laying And Excavation; Geotextile Filter Fabric Membrane As Per Specifications; 160Mm Dia. Upvc Pipe. | 4475 | m | AED | 8.54 | 38216.5
2021-04 | 4 | 4.0339 | United Arab Emirates | Dubai | Infrastructure | Tilal Al Ghaf | Phase 2 Boulevard Roads | MAF | Dutco | Award | 2021 |  | Pipework - Supports And Protection | L900.2 | Pipe Work - Supports And Protection, Ancillaries To Laying And Excavation; Geotextile Filter Fabric Membrane As Per Specifications; 600Mm Dia. Grp Pipe. | 268 | m | AED | 13.11 | 3513.48
2021-04 | 4 | 4.0339 | United Arab Emirates | Dubai | Infrastructure | Tilal Al Ghaf | Phase 2 Boulevard Roads | MAF | Dutco | Award | 2021 |  | Pipework - Supports And Protection | L753 | Pipe Work - Supports And Protection, Ancillaries To Laying And Excavation; Concrete Thrust Blocks As Detailed On Dwg; Volume 1.0- 2.0M3 Concrete 30/20 Pipe Dia 300 - 600Mm (Provisional). | 3 | Nr | AED | 2945.85 | 8837.55
2021-04 | 4 | 4.0339 | United Arab Emirates | Dubai | Infrastructure | Tilal Al Ghaf | Phase 2 Boulevard Roads | MAF | Dutco | Award | 2021 |  | Pipework - Pipes | I622 | Pipework - Pipes;Sewerage Rising Main ; Supply And Lay Grp Pressure Pipes In Trenches Including Excavation, Backfilling, Special Joints And Connections, Testing Etc. Complete As Specified For Pumping Main;250Mm Diameter Grp Rising Main; Depth Not Exceeding 1.5M | 20 | m | AED | 293.92 | 5878.4
2021-04 | 4 | 4.0339 | United Arab Emirates | Dubai | Infrastructure | Tilal Al Ghaf | Phase 2 Boulevard Roads | MAF | Dutco | Award | 2021 |  | Pipework - Pipes | I623 | Pipework - Pipes;Sewerage Rising Main ; Supply And Lay Grp Pressure Pipes In Trenches Including Excavation, Backfilling, Special Joints And Connections, Testing Etc. Complete As Specified For Pumping Main;250Mm Diameter Grp Rising Main; Depth 1.5-2.0M | 225 | m | AED | 338.8 | 76230
2021-04 | 4 | 4.0339 | United Arab Emirates | Dubai | Infrastructure | Tilal Al Ghaf | Phase 2 Boulevard Roads | MAF | Dutco | Award | 2021 |  | Pipework - Pipes | I624 | Pipework - Pipes;Sewerage Rising Main ; Supply And Lay Grp Pressure Pipes In Trenches Including Excavation, Backfilling, Special Joints And Connections, Testing Etc. Complete As Specified For Pumping Main;250Mm Diameter Grp Rising Main; Depth To Invert 2.0 - 2.5M | 565 | m | AED | 381.8 | 215717
2021-04 | 4 | 4.0339 | United Arab Emirates | Dubai | Infrastructure | Tilal Al Ghaf | Phase 2 Boulevard Roads | MAF | Dutco | Award | 2021 |  | Pipework - Pipes | I625 | Pipework - Pipes;Sewerage Rising Main ; Supply And Lay Grp Pressure Pipes In Trenches Including Excavation, Backfilling, Special Joints And Connections, Testing Etc. Complete As Specified For Pumping Main;250Mm Diameter Grp Rising Main; Depth To Invert 2.5 - 3.0M | 225 | m | AED | 472.34 | 106276.5
2021-04 | 4 | 4.0339 | United Arab Emirates | Dubai | Infrastructure | Tilal Al Ghaf | Phase 2 Boulevard Roads | MAF | Dutco | Award | 2021 |  | Pipework - Fittings And Valves | J512 | Pipe Work - Fittings And Valves; Grp Pipe Fittings; 250Mm Dia 45 Degree Bend. | 4 | Nr | AED | 1959.04 | 7836.16
2021-04 | 4 | 4.0339 | United Arab Emirates | Dubai | Infrastructure | Tilal Al Ghaf | Phase 2 Boulevard Roads | MAF | Dutco | Award | 2021 |  | Pipework - Fittings And Valves | J513 | Pipe Work - Fittings And Valves; Grp Pipe Fittings; 250Mm Dia 90 Degree Bend. | 1 | Nr | AED | 2062.1 | 2062.1
2021-04 | 4 | 4.0339 | United Arab Emirates | Dubai | Infrastructure | Tilal Al Ghaf | Phase 2 Boulevard Roads | MAF | Dutco | Award | 2021 |  | Pipework - Fittings And Valves | J592 | Pipe Work - Fittings And Valves; Grp Pipe Fittings; 250Mm End Cap | 2 | Nr | AED | 1105.16 | 2210.32
2021-04 | 4 | 4.0339 | United Arab Emirates | Dubai | Infrastructure | Tilal Al Ghaf | Phase 2 Boulevard Roads | MAF | Dutco | Award | 2021 |  | Pipework - Fittings And Valves | J862 | Pipe Work - Fittings And Valves; Air Valves; Supply And Install Air Valve Including Spindles, Extension Spindles, Concrete Support…Etc As Per The Drawings, Specifications And Dm Standards.; Air Valve On 250Mm Dia Grp Pipe | 1 | Nr | AED | 40467.95 | 40467.95
2021-04 | 4 | 4.034 | United Arab Emirates | Dubai | Infrastructure | Tilal Al Ghaf | Phase 2 Boulevard Roads | MAF | Dutco | Award | 2021 |  | Pipework - Fittings And Valves | J892 | Pipe Work - Fittings And Valves; Washout Valves; Supply And Install Washout Valve Including Spindles, Extension Spindles, Concrete Support…Etc As Per The Drawings, Specifications And Dm Standards.; Washout Valves On 250Mm Dia Grp Pipe | 1 | Nr | AED | 47588.85 | 47588.85
2021-04 | 4 | 4.034 | United Arab Emirates | Dubai | Infrastructure | Tilal Al Ghaf | Phase 2 Boulevard Roads | MAF | Dutco | Award | 2021 |  | Pipework - Manholes And Pipework Ancillaries | K231.1 | Pipework - Manholes And Pipeworks; Valve Chamber; Reinforced Concrete Valve Chamber Including Excavation, Backfilling, All Fittings, Joints, Making Cut Pieces, Dismantling Joints, Flange Adapters, Short Pieces, Puddle Flanges, Other Connecting Materials, Waterproofing Membrane, Protection Board, Lifting Holes, Blinding, Screeds, Sump Pit, Vent, Grp Ladder, Disposal Of Surplus Material, And All Other Accessories...Etc. As Per The Drawings, Specifications And Dm Standards. (Chambers Cover & Frame Measured Separately); Air Valve Chamber; On 250Mm Dia Grp; Depth To Invert 2.0 - 2.5M | 1 | Nr | AED | 84334.04 | 84334.04
2021-04 | 4 | 4.034 | United Arab Emirates | Dubai | Infrastructure | Tilal Al Ghaf | Phase 2 Boulevard Roads | MAF | Dutco | Award | 2021 |  | Pipework - Manholes And Pipework Ancillaries | K231.2 | Pipework - Manholes And Pipeworks; Valve Chamber; Reinforced Concrete Valve Chamber Including Excavation, Backfilling, All Fittings, Joints, Making Cut Pieces, Dismantling Joints, Flange Adapters, Short Pieces, Puddle Flanges, Other Connecting Materials, Waterproofing Membrane, Protection Board, Lifting Holes, Blinding, Screeds, Sump Pit, Vent, Grp Ladder, Disposal Of Surplus Material, And All Other Accessories...Etc. As Per The Drawings, Specifications And Dm Standards. (Chambers Cover & Frame Measured Separately); Washout Valve Chamber; On 250Mm Dia Grp; Depth To Invert 2.0 - 2.5M | 1 | Nr | AED | 227080.53 | 227080.53
2021-04 | 4 | 4.034 | United Arab Emirates | Dubai | Infrastructure | Tilal Al Ghaf | Phase 2 Boulevard Roads | MAF | Dutco | Award | 2021 |  | Pipework - Manholes And Pipework Ancillaries | K851 | Pipework - Manholes And Pipework Ancillaries; Tie-In Connections; Connections To Existing Pipe Including Excavation, Necessary Fittings, Couplers, Short Pipes, Thrust Blocks, Shutdown, Dewatering, Backfilling, Etc Complete; Connect New 250Mm Dia Grp Rising Main Pipe To Existing Network Pipeline In The Different Package (In The Same Direction) . | 2 | Nr | AED | 2574.8 | 5149.6
2021-04 | 4 | 4.034 | United Arab Emirates | Dubai | Infrastructure | Tilal Al Ghaf | Phase 2 Boulevard Roads | MAF | Dutco | Award | 2021 |  | Pipework - Manholes And Pipework Ancillaries | K853 | Pipework - Manholes And Pipework Ancillaries; Tie-In Connections; Connections To Existing Pipe Including Excavation, Necessary Fittings, Couplers, Short Pipes, Thrust Blocks, Shutdown, Dewatering, Backfilling, Etc Complete; Connect New 250Mm Dia Grp Rising Main Pipe To Existing Network Pipeline In The Different Package (Not In The Same Direction). | 1 | Nr | AED | 8003.61 | 8003.61
2021-04 | 4 | 4.034 | United Arab Emirates | Dubai | Infrastructure | Tilal Al Ghaf | Phase 2 Boulevard Roads | MAF | Dutco | Award | 2021 |  | Pipework - Manholes And Pipework Ancillaries | K900.1 | Pipework - Manholes And Pipework Ancillaries; Heavy Duty Recessed Di Covers; Supply And Installation Of Recessed Type Heavy Duty Di Cover And Frame For Manhole/Chamber Cover As Per Dm Standards And Specifications.; 600 X 900Mm Double Triangular Di Cover | 1 | Nr | AED | 1863.02 | 1863.02
2021-04 | 4 | 4.034 | United Arab Emirates | Dubai | Infrastructure | Tilal Al Ghaf | Phase 2 Boulevard Roads | MAF | Dutco | Award | 2021 |  | Pipework - Manholes And Pipework Ancillaries | K900.2 | Pipework - Manholes And Pipework Ancillaries; Supply And Installation Of Heavy Duty Di Cover And Frame For Manhole/Chamber As Per Dm Standards And Specifications (Provisional); 600 X 900Mm Double Triangular Di Cover | 1 | Nr | AED | 1291.81 | 1291.81
2021-04 | 4 | 4.034 | United Arab Emirates | Dubai | Infrastructure | Tilal Al Ghaf | Phase 2 Boulevard Roads | MAF | Dutco | Award | 2021 |  | Pipework - Supports And Protection | L532 | Pipework - Supports And Protection, Ancillaries To Laying And Excavation; Beds And Surround; Imported Granular Materials Beds And Surround Including Warning Tape.; For 250Mm Dia Grp Pipe | 935 | m | AED | 85.17 | 79633.95
2021-04 | 4 | 4.034 | United Arab Emirates | Dubai | Infrastructure | Tilal Al Ghaf | Phase 2 Boulevard Roads | MAF | Dutco | Award | 2021 |  | Pipework - Supports And Protection | L542 | Pipework - Supports And Protection, Ancillaries To Laying And Excavation; Mass Concrete Surround; Mass Concrete Class "A" To Grp Pipes Where Depth Is Less Than 1.5M And Or As Instructed By The Engineer. (Provisional); For 250Mm Dia Grp Pipe | 100 | m | AED | 371.86 | 37186
2021-04 | 4 | 4.034 | United Arab Emirates | Dubai | Infrastructure | Tilal Al Ghaf | Phase 2 Boulevard Roads | MAF | Dutco | Award | 2021 |  | Pipework - Supports And Protection | L692 | Pipework - Supports And Protection, Ancillaries To Laying And Excavation; Geotextile Fabric Surrounds To Pipe; For 250Mm Dia Grp Pipe | 935 | m | AED | 9.39 | 8779.65
2021-04 | 4 | 4.0341 | United Arab Emirates | Dubai | Infrastructure | Tilal Al Ghaf | Phase 2 Boulevard Roads | MAF | Dutco | Award | 2021 |  | Pipework - Supports And Protection | L731 | Pipework - Supports And Protection, Ancillaries To Laying And Excavation; Concrete Thrust Blocks As Detailed On Dwgs.; Volume 0.2 - .5 M3; Concrete 30/20; Nominal Bore: N.E 200Mm | 4 | Nr | AED | 693.09 | 2772.36
2021-04 | 4 | 4.0341 | United Arab Emirates | Dubai | Infrastructure | Tilal Al Ghaf | Phase 2 Boulevard Roads | MAF | Dutco | Award | 2021 |  | Pipework - Supports And Protection | L742 | Pipework - Supports And Protection, Ancillaries To Laying And Excavation; Concrete Thrust Blocks As Detailed On Dwgs.; Volume 0.5 - 1.0 M3; Concrete 30/20; Nominal Bore: 200-300Mm | 1 | Nr | AED | 1002.6 | 1002.6
2021-04 | 4 | 4.0341 | United Arab Emirates | Dubai | Infrastructure | Tilal Al Ghaf | Phase 2 Boulevard Roads | MAF | Dutco | Award | 2021 |  | Miscellaneous Work | X900 | Miscellaneous Works; Protection Slabs; Supply And Installation Of Pre Cast Protection Slabs For Pipes Including All Other Items To Complete As Per Engineers Instruction And Dm Standards (Provisional); For Slab 150Mm Thick | 10 | m² | AED | 608.24 | 6082.4
2021-04 | 4 | 4.0341 | United Arab Emirates | Dubai | Infrastructure | Tilal Al Ghaf | Phase 2 Boulevard Roads | MAF | Dutco | Award | 2021 |  | Pipework - Manholes And Pipework Ancillaries | K522 | Pipe Work - Manholes And Pipe Work Ancillaries;Ducts; Upvc Cable Ducts To Bs 3506 Class C Laid And Jointed In Trench Beneath Carriage Ways Including End Caps, 8 Mm Dia Draw Cords, Studs And Concrete Duct Markers As Specified;2-Way, 100Mm Dia Depth Not Exceeding 1.5M. | 215 | m | AED | 155.87 | 33512.05
2021-04 | 4 | 4.0341 | United Arab Emirates | Dubai | Infrastructure | Tilal Al Ghaf | Phase 2 Boulevard Roads | MAF | Dutco | Award | 2021 |  | Pipework - Manholes And Pipework Ancillaries | K532 | Pipe Work - Manholes And Pipe Work Ancillaries;Ducts; Upvc Cable Ducts To Bs 3506 Class C Laid And Jointed In Trench Beneath Carriage Ways Including End Caps, 8 Mm Dia Draw Cords, Studs And Concrete Duct Markers As Specified;3-Way, 100Mm Dia Depth Not Exceeding 1.5M. | 45 | m | AED | 184.29 | 8293.05
2021-04 | 4 | 4.0341 | United Arab Emirates | Dubai | Infrastructure | Tilal Al Ghaf | Phase 2 Boulevard Roads | MAF | Dutco | Award | 2021 |  | Pipework - Supports And Protection | L511.1 | Pipe Work - Supports And Protection, Ancillaries To Laying And Excavation; Beds And Surrounds Including Warning Tape; Imported Sand Bed And Surround To 2-Way Duct, 100Mm Dia. | 30 | m | AED | 28.77 | 863.1
2021-04 | 4 | 4.0341 | United Arab Emirates | Dubai | Infrastructure | Tilal Al Ghaf | Phase 2 Boulevard Roads | MAF | Dutco | Award | 2021 |  | Pipework - Supports And Protection | L511.2 | Pipe Work - Supports And Protection, Ancillaries To Laying And Excavation; Beds And Surrounds Including Warning Tape; Imported Sand Bed And Surround To 3-Way Duct, 100Mm Dia. | 7 | m | AED | 29.79 | 208.53
2021-04 | 4 | 4.0341 | United Arab Emirates | Dubai | Infrastructure | Tilal Al Ghaf | Phase 2 Boulevard Roads | MAF | Dutco | Award | 2021 |  | Pipework - Supports And Protection | L521.1 | Pipe Work - Supports And Protection, Ancillaries To Laying And Excavation; Beds And Surrounds Including Warning Tape; Selected Excavated Material Bed And Surround To 2-Way Duct, 100Mm Dia. | 185 | m | AED | 16.74 | 3096.9
2021-04 | 4 | 4.0341 | United Arab Emirates | Dubai | Infrastructure | Tilal Al Ghaf | Phase 2 Boulevard Roads | MAF | Dutco | Award | 2021 |  | Pipework - Supports And Protection | L521.2 | Pipe Work - Supports And Protection, Ancillaries To Laying And Excavation; Beds And Surrounds Including Warning Tape; Selected Excavated Material Bed And Surround To 3-Way Duct, 100Mm Dia. | 38 | m | AED | 17.27 | 656.26
2021-04 | 4 | 4.0342 | United Arab Emirates | Dubai | Infrastructure | Tilal Al Ghaf | Phase 2 Boulevard Roads | MAF | Dutco | Award | 2021 |  | Miscellaneous Work | X900.1 | Miscellaneous Works; Mass Concrete High Lighting Column Bases Complete As Detailed On Drawing Including Excavation, Backfilling, Compaction, Formwork, Concrete, Holding Down Bolts With 12Mm Rebar Link, Protection Of Holding Down Bolts, Nuts And Washers With Denso Tape (Before Casting And After Erection), Greased Filled Pvc Caps For 25 M Mast, Bitumen Paint Etc.; 10M Lighting Column Foundation. | 85 | Nr | AED | 1194.13 | 101501.05
2021-04 | 4 | 4.0342 | United Arab Emirates | Dubai | Infrastructure | Tilal Al Ghaf | Phase 2 Boulevard Roads | MAF | Dutco | Award | 2021 |  | Miscellaneous Work | X900.2 | Miscellaneous Works; Mass Concrete High Lighting Column Bases Complete As Detailed On Drawing Including Excavation, Backfilling, Compaction, Formwork, Concrete, Holding Down Bolts With 12Mm Rebar Link, Protection Of Holding Down Bolts, Nuts And Washers With Denso Tape (Before Casting And After Erection), Greased Filled Pvc Caps For 25 M Mast, Bitumen Paint Etc.; | 4 | Nr | AED | 925.37 | 3701.48
2021-04 | 4 | 4.0342 | United Arab Emirates | Dubai | Infrastructure | Tilal Al Ghaf | Phase 2 Boulevard Roads | MAF | Dutco | Award | 2021 |  | Miscellaneous Work | X900.1 | Miscellaneous Works;Supply Of Lighting Column And Accessories Complete With Brackets, Luminaries As Shown On Dwg. (Installation Measured Separately);10M High Lighting Column With 1X(70-75)W Led Luminaire And Brackets. (Pc Rate 12,000/Nr) | 14 | Nr | AED | 12000 | 168000
2021-04 | 4 | 4.0342 | United Arab Emirates | Dubai | Infrastructure | Tilal Al Ghaf | Phase 2 Boulevard Roads | MAF | Dutco | Award | 2021 |  | Miscellaneous Work | X900.3 | Miscellaneous Works;Supply Of Lighting Column And Accessories Complete With Brackets, Luminaries As Shown On Dwg. (Installation Measured Separately); 10M High Lighting Column With 2X(70-75)W Led Luminaire And Brackets. (Pc Rate 13,800/Nr) | 71 | Nr | AED | 13800 | 979800
2021-04 | 4 | 4.0342 | United Arab Emirates | Dubai | Infrastructure | Tilal Al Ghaf | Phase 2 Boulevard Roads | MAF | Dutco | Award | 2021 |  | Miscellaneous Work | X900.5 | Miscellaneous Works; Install Lighting Column And Accessories Complete With Brackets, Luminaries, Lamps And Cut-Outs, Terminate Cables, Commission And Grouting Of Base Plate And Handling As Shown On Dwg. (Supply Measured Separately); 10M High Lighting Column With 1X(70-75)W Led Luminaire And Brackets. | 14 | Nr | AED | 1864.41 | 26101.74
2021-04 | 4 | 4.0342 | United Arab Emirates | Dubai | Infrastructure | Tilal Al Ghaf | Phase 2 Boulevard Roads | MAF | Dutco | Award | 2021 |  | Miscellaneous Work | X900.6 | Miscellaneous Works; Install Lighting Column And Accessories Complete With Brackets, Luminaries, Lamps And Cut-Outs, Terminate Cables, Commission And Grouting Of Base Plate And Handling As Shown On Dwg. (Supply Measured Separately); 10M High Lighting Column With 2X(70-75)W Led Luminaire And Brackets. | 71 | Nr | AED | 1864.41 | 132373.11
2021-04 | 4 | 4.0342 | United Arab Emirates | Dubai | Infrastructure | Tilal Al Ghaf | Phase 2 Boulevard Roads | MAF | Dutco | Award | 2021 |  | Miscellaneous Work | X900.7 | Miscellaneous Works; Installation Of Feeder Pillar; Supply And Install Feeder Pillar For Street Lighting Including Cables, Connections/Terminations, Testing And Other Items To Complete. | 4 | Nr | AED | 14952.02 | 59808.08
2021-04 | 4 | 4.0342 | United Arab Emirates | Dubai | Infrastructure | Tilal Al Ghaf | Phase 2 Boulevard Roads | MAF | Dutco | Award | 2021 |  | Miscellaneous Work | X900.1 | Miscellaneous Works; Excavate For Cable Trenches; Trench Not Exceeding 1.50M Deep, Width Varying Between 0.4 - 0.8M For Varying Number Of Cables. | 3274 | m | AED | 62.15 | 203479.1
2021-04 | 4 | 4.0342 | United Arab Emirates | Dubai | Infrastructure | Tilal Al Ghaf | Phase 2 Boulevard Roads | MAF | Dutco | Award | 2021 |  | Miscellaneous Work | X900.2 | Miscellaneous Works; Beds And Surrounds; Sand Bed And Surround For Varying Number Of Power Cables. | 3274 | m | AED | 24.75 | 81031.5
2021-04 | 4 | 4.0342 | United Arab Emirates | Dubai | Infrastructure | Tilal Al Ghaf | Phase 2 Boulevard Roads | MAF | Dutco | Award | 2021 |  | Miscellaneous Work | X900.3 | Miscellaneous Works; Supply And Install The Following Power Supply Cabling In Trench As Shown On The Drawings Including Backfilling; 4C X 10Mm2 Cable + 1C X 10Mm2 Earth Cable. | 2950 | m | AED | 60.17 | 177501.5
2021-04 | 4 | 4.0343 | United Arab Emirates | Dubai | Infrastructure | Tilal Al Ghaf | Phase 2 Boulevard Roads | MAF | Dutco | Award | 2021 |  | Miscellaneous Work | X900.4 | Miscellaneous Works; Supply And Install The Following Power Supply Cabling In Trench As Shown On The Drawings Including Backfilling; 4C X 35Mm2 Cu Main Cable. | 324 | m | AED | 125.26 | 40584.24
2021-04 | 4 | 4.0343 | United Arab Emirates | Dubai | Infrastructure | Tilal Al Ghaf | Phase 2 Boulevard Roads | MAF | Dutco | Award | 2021 |  | Miscellaneous Work | X900.5 | Miscellaneous Works; Supply And Install The Following Power Supply Cabling In Trench As Shown On The Drawings Including Backfilling; Warning Tape 250Mm Wide With English And Arabic Written As Approved By Rta Road Lighting. | 3274 | m | AED | 3.85 | 12604.9
2021-04 | 4 | 4.0343 | United Arab Emirates | Dubai | Infrastructure | Tilal Al Ghaf | Phase 2 Boulevard Roads | MAF | Dutco | Award | 2021 |  | Miscellaneous Work | X900.6 | Miscellaneous Works; Supply And Install The Following Power Supply Cabling In Trench As Shown On The Drawings Including Backfilling; Route Marker 2.5Mm Thick Rigid Pvc Interlocked Tiles For Main Cables From S/S To Fp With English And Arabic Writing As Approved By Rta Road Lighting. | 324 | m | AED | 21.54 | 6978.96
2021-04 | 4 | 4.0343 | United Arab Emirates | Dubai | Infrastructure | Tilal Al Ghaf | Phase 2 Boulevard Roads | MAF | Dutco | Award | 2021 |  | Miscellaneous Work | X900.1 | Miscellaneous Works; Supply And Install The Following Power Supply Cabling Not In Trench As Shown On The Drawings; 4C X 10Mm2 Cable + 1C X 10Mm2 Earth Cable. | 385 | m | AED | 60.17 | 23165.45
2021-04 | 4 | 4.0343 | United Arab Emirates | Dubai | Infrastructure | Tilal Al Ghaf | Phase 2 Boulevard Roads | MAF | Dutco | Award | 2021 |  | Miscellaneous Work | X900.2 | Miscellaneous Works; Supply And Install The Following Power Supply Cabling Not In Trench As Shown On The Drawings; 4C X 35Mm2 Cu Main Cable. | 42 | m | AED | 125.26 | 5260.92
2021-04 | 4 | 4.0343 | United Arab Emirates | Dubai | Infrastructure | Tilal Al Ghaf | Phase 2 Boulevard Roads | MAF | Dutco | Award | 2021 |  | Miscellaneous Work | X900.3 | Miscellaneous Works; Supply And Install Lantern Cables;3C X 2.5Mm2 Flexible Rubber Lantern Cable. | 1794 | m | AED | 15.61 | 28004.34
2021-04 | 4 | 4.0343 | United Arab Emirates | Dubai | Infrastructure | Tilal Al Ghaf | Phase 2 Boulevard Roads | MAF | Dutco | Award | 2021 |  | Miscellaneous Work | X900.4 | Miscellaneous Works; Earthing System; Supply And Install Complete Earthing System Including Excavation, Backfilling, Compaction And Handling As Shown In Dwg. | 13 | Nr | AED | 6035.89 | 78466.57
2021-04 | 4 | 4.0343 | United Arab Emirates | Dubai | Infrastructure | Tilal Al Ghaf | Phase 2 Boulevard Roads | MAF | Dutco | Award | 2021 |  | Miscellaneous Work | X900.5 | Miscellaneous Works; Earthing System; Supply And Install Cable In Trench 1C X 25Mm2 Earth Cable For Connection To Earth Pits. | 65 | m | AED | 50.57 | 3287.05
2021-04 | 4 | 4.0343 | United Arab Emirates | Dubai | Infrastructure | Tilal Al Ghaf | Phase 2 Boulevard Roads | MAF | Dutco | Award | 2021 |  | Pipework - Pipes | I712 | Pipework - Pipes; Supply And Lay Pipes, Laid And Jointed In Trench With Coupling Including Excavation, Backfilling, Disposal Of Surplus Material, Making Cut Pieces, Warning Tape, Testing And Commissioning, Etc.. All Complete As Per Detailed Design Drawings And Specifications.; Hdpe Pipes Pn-20 (Sdr-9); For 200Mm Diameter Pipes; Depth Not Exceeding 1.5M | 30 | m | AED | 308.92 | 9267.6
2021-04 | 4 | 4.0343 | United Arab Emirates | Dubai | Infrastructure | Tilal Al Ghaf | Phase 2 Boulevard Roads | MAF | Dutco | Award | 2021 |  | Pipework - Pipes | I713 | Pipework - Pipes; Supply And Lay Pipes, Laid And Jointed In Trench With Coupling Including Excavation, Backfilling, Disposal Of Surplus Material, Making Cut Pieces, Warning Tape, Testing And Commissioning, Etc.. All Complete As Per Detailed Design Drawings And Specifications.; Hdpe Pipes Pn-20 (Sdr-9); For 200Mm Diameter Pipes; Depth 1.5-2.0M | 48 | m | AED | 353.47 | 16966.56
2021-04 | 4 | 4.0343 | United Arab Emirates | Dubai | Infrastructure | Tilal Al Ghaf | Phase 2 Boulevard Roads | MAF | Dutco | Award | 2021 |  | Pipework - Pipes | I714 | Pipework - Pipes; Supply And Lay Pipes, Laid And Jointed In Trench With Coupling Including Excavation, Backfilling, Disposal Of Surplus Material, Making Cut Pieces, Warning Tape, Testing And Commissioning, Etc.. All Complete As Per Detailed Design Drawings And Specifications.; Hdpe Pipes Pn-20 (Sdr-9); For 200Mm Diameter Pipes; Depth 2.0-2.5M | 63 | m | AED | 457.04 | 28793.52
2021-04 | 4 | 4.0344 | United Arab Emirates | Dubai | Infrastructure | Tilal Al Ghaf | Phase 2 Boulevard Roads | MAF | Dutco | Award | 2021 |  | Pipework - Pipes | I715 | Pipework - Pipes; Supply And Lay Pipes, Laid And Jointed In Trench With Coupling Including Excavation, Backfilling, Disposal Of Surplus Material, Making Cut Pieces, Warning Tape, Testing And Commissioning, Etc.. All Complete As Per Detailed Design Drawings And Specifications.; Hdpe Pipes Pn-20 (Sdr-9); For 200Mm Diameter Pipes; Depth 2.5-3.0M | 23 | m | AED | 574.14 | 13205.22
2021-04 | 4 | 4.0344 | United Arab Emirates | Dubai | Infrastructure | Tilal Al Ghaf | Phase 2 Boulevard Roads | MAF | Dutco | Award | 2021 |  | Pipework - Pipes | I722 | Pipework - Pipes; Supply And Lay Pipes, Laid And Jointed In Trench With Coupling Including Excavation, Backfilling, Disposal Of Surplus Material, Making Cut Pieces, Warning Tape, Testing And Commissioning, Etc.. All Complete As Per Detailed Design Drawings And Specifications.; Hdpe Pipes Pn-20 (Sdr-9); For 250Mm Diameter Pipes; Depth Not Exceeding 1.5M | 932 | m | AED | 334.82 | 312052.24
2021-04 | 4 | 4.0344 | United Arab Emirates | Dubai | Infrastructure | Tilal Al Ghaf | Phase 2 Boulevard Roads | MAF | Dutco | Award | 2021 |  | Pipework - Pipes | I723 | Pipework - Pipes; Supply And Lay Pipes, Laid And Jointed In Trench With Coupling Including Excavation, Backfilling, Disposal Of Surplus Material, Making Cut Pieces, Warning Tape, Testing And Commissioning, Etc.. All Complete As Per Detailed Design Drawings And Specifications.; Hdpe Pipes Pn-20 (Sdr-9); For 250Mm Diameter Pipes; Depth 1.5-2.0M | 629 | m | AED | 378.29 | 237944.41
2021-04 | 4 | 4.0344 | United Arab Emirates | Dubai | Infrastructure | Tilal Al Ghaf | Phase 2 Boulevard Roads | MAF | Dutco | Award | 2021 |  | Pipework - Pipes | I724 | Pipework - Pipes; Supply And Lay Pipes, Laid And Jointed In Trench With Coupling Including Excavation, Backfilling, Disposal Of Surplus Material, Making Cut Pieces, Warning Tape, Testing And Commissioning, Etc.. All Complete As Per Detailed Design Drawings And Specifications.; Hdpe Pipes Pn-20 (Sdr-9); For 250Mm Diameter Pipes; Depth 2.0-2.5M | 1072 | m | AED | 479.68 | 514216.96
2021-04 | 4 | 4.0344 | United Arab Emirates | Dubai | Infrastructure | Tilal Al Ghaf | Phase 2 Boulevard Roads | MAF | Dutco | Award | 2021 |  | Pipework - Pipes | I725 | Pipework - Pipes; Supply And Lay Pipes, Laid And Jointed In Trench With Coupling Including Excavation, Backfilling, Disposal Of Surplus Material, Making Cut Pieces, Warning Tape, Testing And Commissioning, Etc.. All Complete As Per Detailed Design Drawings And Specifications.; Hdpe Pipes Pn-20 (Sdr-9); For 250Mm Diameter Pipes; Depth 2.5-3.0M | 512 | m | AED | 594.6 | 304435.2
2021-04 | 4 | 4.0344 | United Arab Emirates | Dubai | Infrastructure | Tilal Al Ghaf | Phase 2 Boulevard Roads | MAF | Dutco | Award | 2021 |  | Pipework - Pipes | I733 | Pipework - Pipes; Supply And Lay Pipes, Laid And Jointed In Trench With Coupling Including Excavation, Backfilling, Disposal Of Surplus Material, Making Cut Pieces, Warning Tape, Testing And Commissioning, Etc.. All Complete As Per Detailed Design Drawings And Specifications.; Hdpe Pipes Pn-20 (Sdr-9); For 315Mm Diameter Pipes;Depth 1.5-2.0M | 2 | m | AED | 534.92 | 1069.84
2021-04 | 4 | 4.0344 | United Arab Emirates | Dubai | Infrastructure | Tilal Al Ghaf | Phase 2 Boulevard Roads | MAF | Dutco | Award | 2021 |  | Pipework - Pipes | I734 | Pipework - Pipes; Supply And Lay Pipes, Laid And Jointed In Trench With Coupling Including Excavation, Backfilling, Disposal Of Surplus Material, Making Cut Pieces, Warning Tape, Testing And Commissioning, Etc.. All Complete As Per Detailed Design Drawings And Specifications.; Hdpe Pipes Pn-20 (Sdr-9); For 315Mm Diameter Pipes;Depth 2.0-2.5M | 3 | m | AED | 633.49 | 1900.47
2021-04 | 4 | 4.0344 | United Arab Emirates | Dubai | Infrastructure | Tilal Al Ghaf | Phase 2 Boulevard Roads | MAF | Dutco | Award | 2021 |  | Pipework - Fittings And Valves | J611.1 | Pipework - Fittings And Valves; Supply, Install And Joint Hdpe Fittings In Trench Including Joints, Making Cut Pieces, Testing, Neoprene, Rubber Wraps In Accordance With Specifications.;Fittings; Bend 45O ; 200Mm Dia | 3 | Nr | AED | 422.18 | 1266.54
2021-04 | 4 | 4.0344 | United Arab Emirates | Dubai | Infrastructure | Tilal Al Ghaf | Phase 2 Boulevard Roads | MAF | Dutco | Award | 2021 |  | Pipework - Fittings And Valves | J611.2 | Pipework - Fittings And Valves; Supply, Install And Joint Hdpe Fittings In Trench Including Joints, Making Cut Pieces, Testing, Neoprene, Rubber Wraps In Accordance With Specifications.;Fittings; Bend 90O ; 200Mm Dia (Provisional) | 1 | Nr | AED | 437.37 | 437.37
2021-04 | 4 | 4.0344 | United Arab Emirates | Dubai | Infrastructure | Tilal Al Ghaf | Phase 2 Boulevard Roads | MAF | Dutco | Award | 2021 |  | Pipework - Fittings And Valves | J612.1 | Pipework - Fittings And Valves; Supply, Install And Joint Hdpe Fittings In Trench Including Joints, Making Cut Pieces, Testing, Neoprene, Rubber Wraps In Accordance With Specifications.;Fittings; Bend 45O; 250Mm Dia | 12 | Nr | AED | 626.21 | 7514.52
2021-04 | 4 | 4.0345 | United Arab Emirates | Dubai | Infrastructure | Tilal Al Ghaf | Phase 2 Boulevard Roads | MAF | Dutco | Award | 2021 |  | Pipework - Fittings And Valves | J612.2 | Pipework - Fittings And Valves; Supply, Install And Joint Hdpe Fittings In Trench Including Joints, Making Cut Pieces, Testing, Neoprene, Rubber Wraps In Accordance With Specifications.;Fittings; Bend 90O; 250Mm Dia | 7 | Nr | AED | 643.58 | 4505.06
2021-04 | 4 | 4.0345 | United Arab Emirates | Dubai | Infrastructure | Tilal Al Ghaf | Phase 2 Boulevard Roads | MAF | Dutco | Award | 2021 |  | Pipework - Fittings And Valves | J613.1 | Pipework - Fittings And Valves; Supply, Install And Joint Hdpe Fittings In Trench Including Joints, Making Cut Pieces, Testing, Neoprene, Rubber Wraps In Accordance With Specifications.;Fittings; Bend 45O ; 315Mm Dia (Provisional) | 1 | Nr | AED | 1262.19 | 1262.19
2021-04 | 4 | 4.0345 | United Arab Emirates | Dubai | Infrastructure | Tilal Al Ghaf | Phase 2 Boulevard Roads | MAF | Dutco | Award | 2021 |  | Pipework - Fittings And Valves | J613.2 | Pipework - Fittings And Valves; Supply, Install And Joint Hdpe Fittings In Trench Including Joints, Making Cut Pieces, Testing, Neoprene, Rubber Wraps In Accordance With Specifications.;Fittings; Bend 90O ; 315Mm Dia (Provisional) | 1 | Nr | AED | 1262.19 | 1262.19
2021-04 | 4 | 4.0345 | United Arab Emirates | Dubai | Infrastructure | Tilal Al Ghaf | Phase 2 Boulevard Roads | MAF | Dutco | Award | 2021 |  | Pipework - Fittings And Valves | J621 | Pipework - Fittings And Valves; Supply, Install And Joint Hdpe Fittings In Trench Including Joints, Making Cut Pieces, Testing, Neoprene, Rubber Wraps In Accordance With Specifications.;Fittings; Tee 200 X 200Mm | 1 | Nr | AED | 568.69 | 568.69
2021-04 | 4 | 4.0345 | United Arab Emirates | Dubai | Infrastructure | Tilal Al Ghaf | Phase 2 Boulevard Roads | MAF | Dutco | Award | 2021 |  | Pipework - Fittings And Valves | J622.1 | Pipework - Fittings And Valves; Supply, Install And Joint Hdpe Fittings In Trench Including Joints, Making Cut Pieces, Testing, Neoprene, Rubber Wraps In Accordance With Specifications.;Fittings; Tee 250 X 200Mm | 36 | Nr | AED | 1121.1 | 40359.6
2021-04 | 4 | 4.0345 | United Arab Emirates | Dubai | Infrastructure | Tilal Al Ghaf | Phase 2 Boulevard Roads | MAF | Dutco | Award | 2021 |  | Pipework - Fittings And Valves | J622.2 | Pipework - Fittings And Valves; Supply, Install And Joint Hdpe Fittings In Trench Including Joints, Making Cut Pieces, Testing, Neoprene, Rubber Wraps In Accordance With Specifications.;Fittings; Tee 250 X 250Mm | 7 | Nr | AED | 1121.1 | 7847.7
2021-04 | 4 | 4.0345 | United Arab Emirates | Dubai | Infrastructure | Tilal Al Ghaf | Phase 2 Boulevard Roads | MAF | Dutco | Award | 2021 |  | Pipework - Fittings And Valves | J632 | Pipework - Fittings And Valves; Supply, Install And Joint Hdpe Fittings In Trench Including Joints, Making Cut Pieces, Testing, Neoprene, Rubber Wraps In Accordance With Specifications.;Fittings; Reducer 250 X 200Mm | 1 | Nr | AED | 416.75 | 416.75
2021-04 | 4 | 4.0345 | United Arab Emirates | Dubai | Infrastructure | Tilal Al Ghaf | Phase 2 Boulevard Roads | MAF | Dutco | Award | 2021 |  | Pipework - Fittings And Valves | J633 | Pipework - Fittings And Valves; Supply, Install And Joint Hdpe Fittings In Trench Including Joints, Making Cut Pieces, Testing, Neoprene, Rubber Wraps In Accordance With Specifications.;Fittings; Reducer 315 X 250Mm | 1 | Nr | AED | 1292.58 | 1292.58
2021-04 | 4 | 4.0345 | United Arab Emirates | Dubai | Infrastructure | Tilal Al Ghaf | Phase 2 Boulevard Roads | MAF | Dutco | Award | 2021 |  | Pipework - Fittings And Valves | J691 | Pipework - Fittings And Valves; Supply, Install And Joint Hdpe Fittings In Trench Including Joints, Making Cut Pieces, Testing, Neoprene, Rubber Wraps In Accordance With Specifications.;Fittings; 200Mm Dia End Cap | 8 | Nr | AED | 347.29 | 2778.32
2021-04 | 4 | 4.0346 | United Arab Emirates | Dubai | Infrastructure | Tilal Al Ghaf | Phase 2 Boulevard Roads | MAF | Dutco | Award | 2021 |  | Pipework - Fittings And Valves | J692 | Pipework - Fittings And Valves; Supply, Install And Joint Hdpe Fittings In Trench Including Joints, Making Cut Pieces, Testing, Neoprene, Rubber Wraps In Accordance With Specifications.;Fittings; 250Mm Dia End Cap | 7 | Nr | AED | 416.75 | 2917.25
2021-04 | 4 | 4.0346 | United Arab Emirates | Dubai | Infrastructure | Tilal Al Ghaf | Phase 2 Boulevard Roads | MAF | Dutco | Award | 2021 |  | Pipework - Fittings And Valves | J693 | Pipework - Fittings And Valves; Supply, Install And Joint Hdpe Fittings In Trench Including Joints, Making Cut Pieces, Testing, Neoprene, Rubber Wraps In Accordance With Specifications.;Fittings; 315Mm Dia End Cap | 1 | Nr | AED | 1473.82 | 1473.82
2021-04 | 4 | 4.0346 | United Arab Emirates | Dubai | Infrastructure | Tilal Al Ghaf | Phase 2 Boulevard Roads | MAF | Dutco | Award | 2021 |  | Pipework - Fittings And Valves | J811 | Pipework - Fittings And Valves;Valves; Gate Valves; Supply And Install Gate Valve Including Spindles, Extension Spindles, Concrete Support And Other Accessories As Shown On The Drawings And As Per Specifications.Single Gate Valves; Gate Valve On 200Mm Dia. Hdpe Pipe | 1 | Nr | AED | 16759.04 | 16759.04
2021-04 | 4 | 4.0346 | United Arab Emirates | Dubai | Infrastructure | Tilal Al Ghaf | Phase 2 Boulevard Roads | MAF | Dutco | Award | 2021 |  | Pipework - Fittings And Valves | J812 | Pipework - Fittings And Valves;Valves; Gate Valves; Supply And Install Gate Valve Including Spindles, Extension Spindles, Concrete Support And Other Accessories As Shown On The Drawings And As Per Specifications.Single Gate Valves; Gate Valve On 250Mm Dia. Hdpe Pipe | 4 | Nr | AED | 18168.83 | 72675.32
2021-04 | 4 | 4.0346 | United Arab Emirates | Dubai | Infrastructure | Tilal Al Ghaf | Phase 2 Boulevard Roads | MAF | Dutco | Award | 2021 |  | Pipework - Fittings And Valves | J862 | Pipework - Fittings And Valves;Valves; Air Release Valves; Supply And Install Air Valve Including Spindles, Extension Spindles, Concrete Support… Etc Complete As Per Drawings, Specifications And Standards.; Air Valve 100Mm Dia. On 250Mm Dia Hdpe Pipe Including Ductile Iron Flanged Gate Valve | 1 | Nr | AED | 20730.45 | 20730.45
2021-04 | 4 | 4.0346 | United Arab Emirates | Dubai | Infrastructure | Tilal Al Ghaf | Phase 2 Boulevard Roads | MAF | Dutco | Award | 2021 |  | Pipework - Fittings And Valves | J892 | Pipework - Fittings And Valves;Valves; Washout Valves; Supply And Install Flanged Ductile Iron Gate Valve Including Long Bend, Gun Metal Flanged Quick, Spindles, Extension Spindles, Concrete Support, Etc.. Complete As Per Drawings, Specifications And Standard.; Washout Valve (2 Nos) Of 150Mm Dia. Including Ductile Iron Flanged Gate Valve On 200Mm Diameter Hdpe Pipe. | 1 | Nr | AED | 28207.67 | 28207.67
2021-04 | 4 | 4.0346 | United Arab Emirates | Dubai | Infrastructure | Tilal Al Ghaf | Phase 2 Boulevard Roads | MAF | Dutco | Award | 2021 |  | Pipework - Manholes And Pipework Ancillaries | K232.1 | Pipework - Manholes And Pipeworks Ancillaries; Valve Chamber; Reinforced Concrete Valve Chamber Including Excavation, Backfilling, All Fittings, Joints, Making Cut Pieces, Flange Adapters, Short Pieces, Puddle Flanges, Waterproofing Membrane, Protection Board, Lifting Holes, Blinding, Screeds, Sump Pit, Vent, Grp Ladder, Disposal Of Surplus Material Etc. Complete As Per Standard Drawings. Depth Up To Base Slab Level. (Chambers Cover & Frame Measured Separately); Single Gate Valve Chamber; On 200Mm Dia; Depth 1.5 - 2.0M | 1 | Nr | AED | 16450.28 | 16450.28
2021-04 | 4 | 4.0346 | United Arab Emirates | Dubai | Infrastructure | Tilal Al Ghaf | Phase 2 Boulevard Roads | MAF | Dutco | Award | 2021 |  | Pipework - Manholes And Pipework Ancillaries | K232.2 | Pipework - Manholes And Pipeworks Ancillaries; Valve Chamber; Reinforced Concrete Valve Chamber Including Excavation, Backfilling, All Fittings, Joints, Making Cut Pieces, Flange Adapters, Short Pieces, Puddle Flanges, Waterproofing Membrane, Protection Board, Lifting Holes, Blinding, Screeds, Sump Pit, Vent, Grp Ladder, Disposal Of Surplus Material Etc. Complete As Per Standard Drawings. Depth Up To Base Slab Level. (Chambers Cover & Frame Measured Separately); Single Gate Valve Chamber; On 250Mm Dia; Depth 1.5 - 2.0M | 1 | Nr | AED | 16450.28 | 16450.28
2021-04 | 4 | 4.0346 | United Arab Emirates | Dubai | Infrastructure | Tilal Al Ghaf | Phase 2 Boulevard Roads | MAF | Dutco | Award | 2021 |  | Pipework - Manholes And Pipework Ancillaries | K233.1 | Pipework - Manholes And Pipeworks Ancillaries; Valve Chamber; Reinforced Concrete Valve Chamber Including Excavation, Backfilling, All Fittings, Joints, Making Cut Pieces, Flange Adapters, Short Pieces, Puddle Flanges, Waterproofing Membrane, Protection Board, Lifting Holes, Blinding, Screeds, Sump Pit, Vent, Grp Ladder, Disposal Of Surplus Material Etc. Complete As Per Standard Drawings. Depth Up To Base Slab Level. (Chambers Cover & Frame Measured Separately); Single Gate Valve Chamber; On 250Mm Dia; Depth 2.0 - 2.5M | 1 | Nr | AED | 21832.42 | 21832.42
2021-04 | 4 | 4.0346 | United Arab Emirates | Dubai | Infrastructure | Tilal Al Ghaf | Phase 2 Boulevard Roads | MAF | Dutco | Award | 2021 |  | Pipework - Manholes And Pipework Ancillaries | K234 | Pipework - Manholes And Pipeworks Ancillaries; Valve Chamber; Reinforced Concrete Valve Chamber Including Excavation, Backfilling, All Fittings, Joints, Making Cut Pieces, Flange Adapters, Short Pieces, Puddle Flanges, Waterproofing Membrane, Protection Board, Lifting Holes, Blinding, Screeds, Sump Pit, Vent, Grp Ladder, Disposal Of Surplus Material Etc. Complete As Per Standard Drawings. Depth Up To Base Slab Level. (Chambers Cover & Frame Measured Separately); Single Gate Valve Chamber; On 250Mm Dia; Depth 2.5 - 3.0M | 2 | Nr | AED | 23479.66 | 46959.32
2021-04 | 4 | 4.0347 | United Arab Emirates | Dubai | Infrastructure | Tilal Al Ghaf | Phase 2 Boulevard Roads | MAF | Dutco | Award | 2021 |  | Pipework - Manholes And Pipework Ancillaries | K233.2 | Pipework - Manholes And Pipeworks Ancillaries; Valve Chamber; Reinforced Concrete Valve Chamber Including Excavation, Backfilling, All Fittings, Joints, Making Cut Pieces, Flange Adapters, Short Pieces, Puddle Flanges, Waterproofing Membrane, Protection Board, Lifting Holes, Blinding, Screeds, Sump Pit, Vent, Grp Ladder, Disposal Of Surplus Material Etc. Complete As Per Standard Drawings. Depth Up To Base Slab Level. (Chambers Cover & Frame Measured Separately); Air Valve Chamber; On 250Mm Dia; Depth 2.0 - 2.5M | 1 | Nr | AED | 32749.92 | 32749.92
2021-04 | 4 | 4.0347 | United Arab Emirates | Dubai | Infrastructure | Tilal Al Ghaf | Phase 2 Boulevard Roads | MAF | Dutco | Award | 2021 |  | Pipework - Manholes And Pipework Ancillaries | K233.3 | Pipework - Manholes And Pipeworks Ancillaries; Valve Chamber; Reinforced Concrete Valve Chamber Including Excavation, Backfilling, All Fittings, Joints, Making Cut Pieces, Flange Adapters, Short Pieces, Puddle Flanges, Waterproofing Membrane, Protection Board, Lifting Holes, Blinding, Screeds, Sump Pit, Vent, Grp Ladder, Disposal Of Surplus Material Etc. Complete As Per Standard Drawings. Depth Up To Base Slab Level. (Chambers Cover & Frame Measured Separately); Washout Valve Chamber;On 200Mm Dia; Depth 2.0 - 2.5M | 1 | Nr | AED | 36047.28 | 36047.28
2021-04 | 4 | 4.0347 | United Arab Emirates | Dubai | Infrastructure | Tilal Al Ghaf | Phase 2 Boulevard Roads | MAF | Dutco | Award | 2021 |  | Pipework - Manholes And Pipework Ancillaries | K862.1 | Pipework - Manholes And Pipeworks Ancillaries; Tie-In Connection; Connect Newly Installed Pipe To The Existing Pipeline Including Removal Of End Cap / Pipe Cutting, Additional Fittings, Thrustblock, Reinstatement, Etc., Complete As Per Drawing Details And Specifications. (Provisional); Connect New 200Mm Dia Hdpe Pipe To Existing Firefighting Pipeline In Different Package Of Tag (In The Same Direction) Including All Necessary Fittings, Etc. | 5 | Nr | AED | 3649.8 | 18249
2021-04 | 4 | 4.0347 | United Arab Emirates | Dubai | Infrastructure | Tilal Al Ghaf | Phase 2 Boulevard Roads | MAF | Dutco | Award | 2021 |  | Pipework - Manholes And Pipework Ancillaries | K862.2 | Pipework - Manholes And Pipeworks Ancillaries; Tie-In Connection; Connect Newly Installed Pipe To The Existing Pipeline Including Removal Of End Cap / Pipe Cutting, Additional Fittings, Thrustblock, Reinstatement, Etc., Complete As Per Drawing Details And Specifications. (Provisional); Connect New 250Mm Dia Hdpe Pipe To Existing Firefighting Pipeline In Different Package Of Tag (In The Same Direction) Including All Necessary Fittings, Etc. | 3 | Nr | AED | 4198.61 | 12595.83
2021-04 | 4 | 4.0347 | United Arab Emirates | Dubai | Infrastructure | Tilal Al Ghaf | Phase 2 Boulevard Roads | MAF | Dutco | Award | 2021 |  | Pipework - Manholes And Pipework Ancillaries | K862.2 | Pipework - Manholes And Pipeworks Ancillaries; Tie-In Connection; Connect Newly Installed Pipe To The Existing Pipeline Including Removal Of End Cap / Pipe Cutting, Additional Fittings, Thrustblock, Reinstatement, Etc., Complete As Per Drawing Details And Specifications. (Provisional); Connect New 315Mm Dia Hdpe Pipe To Existing Firefighting Pipeline In Different Package Of Tag (In The Same Direction) Including All Necessary Fittings, Etc | 1 | Nr | AED | 5793.59 | 5793.59
2021-04 | 4 | 4.0347 | United Arab Emirates | Dubai | Infrastructure | Tilal Al Ghaf | Phase 2 Boulevard Roads | MAF | Dutco | Award | 2021 |  | Pipework - Manholes And Pipework Ancillaries | K900.1 | Pipework - Manholes And Pipeworks Ancillaries; Supply And Installation Of Recessed Type Heavy Duty Di Cover And Frame For Manhole/Chamber Cover As Per Dm Standards And Specifications.; 600 X 600Mm Di Cover | 5 | Nr | AED | 835.44 | 4177.2
2021-04 | 4 | 4.0347 | United Arab Emirates | Dubai | Infrastructure | Tilal Al Ghaf | Phase 2 Boulevard Roads | MAF | Dutco | Award | 2021 |  | Pipework - Manholes And Pipework Ancillaries | K900.2 | Pipework - Manholes And Pipeworks Ancillaries; Supply And Installation Of Recessed Type Heavy Duty Di Cover And Frame For Manhole/Chamber Cover As Per Dm Standards And Specifications.; 600 X 900Mm Triangular Di Cover | 2 | Nr | AED | 1258.13 | 2516.26
2021-04 | 4 | 4.0347 | United Arab Emirates | Dubai | Infrastructure | Tilal Al Ghaf | Phase 2 Boulevard Roads | MAF | Dutco | Award | 2021 |  | Pipework - Manholes And Pipework Ancillaries | K900.3 | Pipework - Manholes And Pipeworks Ancillaries; Supply And Installation Of Heavy Duty Di Cover And Frame For Manhole/Chamber As Per Dm Standards And Specifications (Provisional); 600 X 600Mm Di Cover | 1 | Nr | AED | 835.44 | 835.44
2021-04 | 4 | 4.0347 | United Arab Emirates | Dubai | Infrastructure | Tilal Al Ghaf | Phase 2 Boulevard Roads | MAF | Dutco | Award | 2021 |  | Pipework - Manholes And Pipework Ancillaries | K900.4 | Pipework - Manholes And Pipeworks Ancillaries; Supply And Installation Of Heavy Duty Di Cover And Frame For Manhole/Chamber As Per Dm Standards And Specifications (Provisional); 600 X 900Mm Triangular Di Cover | 1 | Nr | AED | 1258.13 | 1258.13
2021-04 | 4 | 4.0347 | United Arab Emirates | Dubai | Infrastructure | Tilal Al Ghaf | Phase 2 Boulevard Roads | MAF | Dutco | Award | 2021 |  | Pipework - Supports And Protection | L511.2 | Pipe Work - Supports And Protection, Ancillaries To Laying And Excavation;Beds And Surround For Pipes; Provide Sand Bed And Surround To Hdpe Pipes Shown On Standard Drawings.; For 200Mm Dia Hdpe Pipe | 24 | m | AED | 44.21 | 1061.04
2021-04 | 4 | 4.0347 | United Arab Emirates | Dubai | Infrastructure | Tilal Al Ghaf | Phase 2 Boulevard Roads | MAF | Dutco | Award | 2021 |  | Pipework - Supports And Protection | L512.2 | Pipe Work - Supports And Protection, Ancillaries To Laying And Excavation;Beds And Surround For Pipes; Provide Sand Bed And Surround To Hdpe Pipes Shown On Standard Drawings.; For 250Mm Dia Hdpe Pipe | 472 | m | AED | 46.08 | 21749.76
2021-04 | 4 | 4.0348 | United Arab Emirates | Dubai | Infrastructure | Tilal Al Ghaf | Phase 2 Boulevard Roads | MAF | Dutco | Award | 2021 |  | Pipework - Supports And Protection | L513 | Pipe Work - Supports And Protection, Ancillaries To Laying And Excavation;Beds And Surround For Pipes; Provide Sand Bed And Surround To Hdpe Pipes Shown On Standard Drawings.; For 315Mm Dia Hdpe Pipe | 1 | m | AED | 48.02 | 48.02
2021-04 | 4 | 4.0348 | United Arab Emirates | Dubai | Infrastructure | Tilal Al Ghaf | Phase 2 Boulevard Roads | MAF | Dutco | Award | 2021 |  | Pipework - Supports And Protection | L521 | Pipe Work - Supports And Protection, Ancillaries To Laying And Excavation;Provide Selected Excavated Materials Bed And Surround To Hdpe Pipes Shown On Standard Drawings.; For 200Mm Dia Hdpe Pipe | 23 | m | AED | 24.89 | 572.47
2021-04 | 4 | 4.0348 | United Arab Emirates | Dubai | Infrastructure | Tilal Al Ghaf | Phase 2 Boulevard Roads | MAF | Dutco | Award | 2021 |  | Pipework - Supports And Protection | L522 | Pipe Work - Supports And Protection, Ancillaries To Laying And Excavation;Provide Selected Excavated Materials Bed And Surround To Hdpe Pipes Shown On Standard Drawings.; For 250Mm Dia Hdpe Pipe | 2179 | m | AED | 25.88 | 56392.52
2021-04 | 4 | 4.0348 | United Arab Emirates | Dubai | Infrastructure | Tilal Al Ghaf | Phase 2 Boulevard Roads | MAF | Dutco | Award | 2021 |  | Pipework - Supports And Protection | L523 | Pipe Work - Supports And Protection, Ancillaries To Laying And Excavation;Provide Selected Excavated Materials Bed And Surround To Hdpe Pipes Shown On Standard Drawings.; For 315Mm Dia Hdpe Pipe | 3 | m | AED | 26.9 | 80.7
2021-04 | 4 | 4.0348 | United Arab Emirates | Dubai | Infrastructure | Tilal Al Ghaf | Phase 2 Boulevard Roads | MAF | Dutco | Award | 2021 |  | Pipework - Supports And Protection | L531 | Pipe Work - Supports And Protection, Ancillaries To Laying And Excavation;Provide Granular Materials Bed And Surround To Hdpe Pipes Shown On Standard Drawings; For 200Mm Dia Hdpe Pipe | 16 | m | AED | 74.29 | 1188.64
2021-04 | 4 | 4.0348 | United Arab Emirates | Dubai | Infrastructure | Tilal Al Ghaf | Phase 2 Boulevard Roads | MAF | Dutco | Award | 2021 |  | Pipework - Supports And Protection | L532 | Pipe Work - Supports And Protection, Ancillaries To Laying And Excavation;Provide Granular Materials Bed And Surround To Hdpe Pipes Shown On Standard Drawings; For 250Mm Dia Hdpe Pipe | 314 | m | AED | 77.54 | 24347.56
2021-04 | 4 | 4.0348 | United Arab Emirates | Dubai | Infrastructure | Tilal Al Ghaf | Phase 2 Boulevard Roads | MAF | Dutco | Award | 2021 |  | Pipework - Supports And Protection | L533 | Pipe Work - Supports And Protection, Ancillaries To Laying And Excavation;Provide Granular Materials Bed And Surround To Hdpe Pipes Shown On Standard Drawings; For 315Mm Dia Hdpe Pipe | 1 | m | AED | 80.91 | 80.91
2021-04 | 4 | 4.0348 | United Arab Emirates | Dubai | Infrastructure | Tilal Al Ghaf | Phase 2 Boulevard Roads | MAF | Dutco | Award | 2021 |  | Pipework - Supports And Protection | L541 | Pipe Work - Supports And Protection, Ancillaries To Laying And Excavation;Provide Concrete Bed And Surround To Hdpe Pipes As Shown On Standard Drawings.; For 200Mm Dia Hdpe Pipe (Provisional) | 100 | m | AED | 315.8 | 31580
2021-04 | 4 | 4.0348 | United Arab Emirates | Dubai | Infrastructure | Tilal Al Ghaf | Phase 2 Boulevard Roads | MAF | Dutco | Award | 2021 |  | Pipework - Supports And Protection | L542 | Pipe Work - Supports And Protection, Ancillaries To Laying And Excavation;Provide Concrete Bed And Surround To Hdpe Pipes As Shown On Standard Drawings.; For 250Mm Dia Hdpe Pipe (Provisional) | 180 | m | AED | 356.55 | 64179
2021-04 | 4 | 4.0348 | United Arab Emirates | Dubai | Infrastructure | Tilal Al Ghaf | Phase 2 Boulevard Roads | MAF | Dutco | Award | 2021 |  | Pipework - Supports And Protection | L721 | Pipe Work - Supports And Protection, Ancillaries To Laying And Excavation;Thrust Blocks; Concrete Thrust Blocks Excavation, Backfilling, Compaction, Waterproofing, Formworks.. Etc Complete As Per Drawings And Specifications.; Volume 0.1 - 0.2M3; Nominal Bore: 200Mm - 300Mm | 12 | Nr | AED | 541.46 | 6497.52
2021-04 | 4 | 4.0349 | United Arab Emirates | Dubai | Infrastructure | Tilal Al Ghaf | Phase 2 Boulevard Roads | MAF | Dutco | Award | 2021 |  | Pipework - Supports And Protection | L732 | Pipe Work - Supports And Protection, Ancillaries To Laying And Excavation;Thrust Blocks; Concrete Thrust Blocks Excavation, Backfilling, Compaction, Waterproofing, Formworks.. Etc Complete As Per Drawings And Specifications.; Volume 0.2 - 0.5M3; Nominal Bore: 200Mm - 300Mm | 76 | Nr | AED | 774.33 | 58849.08
2021-04 | 4 | 4.0349 | United Arab Emirates | Dubai | Infrastructure | Tilal Al Ghaf | Phase 2 Boulevard Roads | MAF | Dutco | Award | 2021 |  | Pipework - Supports And Protection | L742 | Pipe Work - Supports And Protection, Ancillaries To Laying And Excavation;Thrust Blocks; Concrete Thrust Blocks Excavation, Backfilling, Compaction, Waterproofing, Formworks.. Etc Complete As Per Drawings And Specifications.; Volume 0.5 - 1.0M3; Nominal Bore: 200Mm - 300Mm | 5 | Nr | AED | 1370.52 | 6852.6
2021-04 | 4 | 4.0349 | United Arab Emirates | Dubai | Infrastructure | Tilal Al Ghaf | Phase 2 Boulevard Roads | MAF | Dutco | Award | 2021 |  | Miscellaneous Work | X900.1 | Miscellaneous Works; Fire Hydrant; Supply And Fix Fire Hydrants Including Buried Gate Valve, Di Steel Post Baricade, Pipes And Fittings Including Tee /Bend At Main Pipe, Thrust Blocks, Excavation, Bed And Surround, Concrete Foundation, Duct Foot Bend, Stub Flange, Electro Fusion Coupler, Short Pieces, Spindles, Testing And Commissioning, Backfilling, Disposal Of Surplus Excavated Materials, Etc..As Per Drawings, Specifications And Standard.; On 200Mm Dia.Pipeline | 31 | Nr | AED | 24114.74 | 747556.94
2021-04 | 4 | 4.0349 | United Arab Emirates | Dubai | Infrastructure | Tilal Al Ghaf | Phase 2 Boulevard Roads | MAF | Dutco | Award | 2021 |  | Miscellaneous Work | X900.2 | Miscellaneous Works; Fire Hydrant; Supply And Fix Fire Hydrants Including Buried Gate Valve, Di Steel Post Baricade, Pipes And Fittings Including Tee /Bend At Main Pipe, Thrust Blocks, Excavation, Bed And Surround, Concrete Foundation, Duct Foot Bend, Stub Flange, Electro Fusion Coupler, Short Pieces, Spindles, Testing And Commissioning, Backfilling, Disposal Of Surplus Excavated Materials, Etc..As Per Drawings, Specifications And Standard.; Extra Over For Pipe, Where Fire Hydrant Connection To The Main Pipeline Is Crossing The Road Including Excavation, Backfilling Beds And Surround Complete As Shown On The Drawings. | 15 | Nr | AED | 347.97 | 5219.55
2021-04 | 4 | 4.0349 | United Arab Emirates | Dubai | Infrastructure | Tilal Al Ghaf | Phase 2 Boulevard Roads | MAF | Dutco | Award | 2021 |  | Pipework - Manholes And Pipework Ancillaries | K522 | Pipe Work - Manholes And Pipe Work Ancillaries; Ducts; Supply And Install Upvc Ducts To Bs 3506 Class C. Laid And Jointed In Trenches Beneath Carriage Way Including End Caps, Draw Chord, Markers, Excavation, Backfilling Of Suitable Excavated Material, Etc. Depth Not Exceeding 1.5M; 2 Way X 200 Upvc Ducts | 510 | m | AED | 224.2 | 114342
2021-04 | 4 | 4.0349 | United Arab Emirates | Dubai | Infrastructure | Tilal Al Ghaf | Phase 2 Boulevard Roads | MAF | Dutco | Award | 2021 |  | Pipework - Supports And Protection | L311 | Pipe Work - Supports And Protection Ancillaries To Laying And Excavation; Sand Bed & Surrounds Including Warning Tape; Sand Bed; 2 Way X 200 Upvc Ducts | 510 | m | AED | 31.52 | 16075.2
2021-04 | 4 | 4.0349 | United Arab Emirates | Dubai | Infrastructure | Tilal Al Ghaf | Phase 2 Boulevard Roads | MAF | Dutco | Award | 2021 |  | Pipework - Supports And Protection | L549 | Pipe Work - Supports And Protection Ancillaries To Laying And Excavation; Mass Concrete Surround To Ducts Including Formwork, Polythene Sheet And Bituminous Paints (Provisional); 2 Way X 200 Upvc Ducts | 10 | m | AED | 322.81 | 3228.1
2021-04 | 4 | 4.0349 | United Arab Emirates | Dubai | Infrastructure | Tilal Al Ghaf | Phase 2 Boulevard Roads | MAF | Dutco | Award | 2021 |  | Pipework - Pipes | I534 | Pipework - Pipes; Storm Water Pipeline; Supply And Install Upvc Storm Water Pipeline, Including Excavation, Disposal, Backfilling, All Necessary Fittings, Accessories, And Complete All In Accordance With The Drawings And Specifications. (Beds & Surrounds Measured Separately); Nominal Bore; 315Mm Diameter; Depth To Invert, Depth 2.0-2.5M | 10 | m | AED | 351.41 | 3514.1
2021-04 | 4 | 4.0349 | United Arab Emirates | Dubai | Infrastructure | Tilal Al Ghaf | Phase 2 Boulevard Roads | MAF | Dutco | Award | 2021 |  | Pipework - Pipes | I535 | Pipework - Pipes; Storm Water Pipeline; Supply And Install Upvc Storm Water Pipeline, Including Excavation, Disposal, Backfilling, All Necessary Fittings, Accessories, And Complete All In Accordance With The Drawings And Specifications. (Beds & Surrounds Measured Separately); Nominal Bore; 315Mm Diameter; Depth To Invert, Depth 2.5-3.0M | 45 | m | AED | 463.5 | 20857.5
2021-04 | 4 | 4.035 | United Arab Emirates | Dubai | Infrastructure | Tilal Al Ghaf | Phase 2 Boulevard Roads | MAF | Dutco | Award | 2021 |  | Pipework - Pipes | I536 | Pipework - Pipes; Storm Water Pipeline; Supply And Install Upvc Storm Water Pipeline, Including Excavation, Disposal, Backfilling, All Necessary Fittings, Accessories, And Complete All In Accordance With The Drawings And Specifications. (Beds & Surrounds Measured Separately); Nominal Bore; 315Mm Diameter; Depth To Invert, Depth 3.0-3.5M | 29 | m | AED | 597.34 | 17322.86
2021-04 | 4 | 4.035 | United Arab Emirates | Dubai | Infrastructure | Tilal Al Ghaf | Phase 2 Boulevard Roads | MAF | Dutco | Award | 2021 |  | Pipework - Pipes | I537 | Pipework - Pipes; Storm Water Pipeline; Supply And Install Upvc Storm Water Pipeline, Including Excavation, Disposal, Backfilling, All Necessary Fittings, Accessories, And Complete All In Accordance With The Drawings And Specifications. (Beds & Surrounds Measured Separately); Nominal Bore; 315Mm Diameter; Depth To Invert, Depth 3.5-4.0M | 31 | m | AED | 752.91 | 23340.21
2021-04 | 4 | 4.035 | United Arab Emirates | Dubai | Infrastructure | Tilal Al Ghaf | Phase 2 Boulevard Roads | MAF | Dutco | Award | 2021 |  | Pipework - Pipes | I538 | Pipework - Pipes; Storm Water Pipeline; Supply And Install Upvc Storm Water Pipeline, Including Excavation, Disposal, Backfilling, All Necessary Fittings, Accessories, And Complete All In Accordance With The Drawings And Specifications. (Beds & Surrounds Measured Separately); Nominal Bore; 315Mm Diameter; Depth To Invert, Depth 4.0-4.5M | 4 | m | AED | 1004.53 | 4018.12
2021-04 | 4 | 4.035 | United Arab Emirates | Dubai | Infrastructure | Tilal Al Ghaf | Phase 2 Boulevard Roads | MAF | Dutco | Award | 2021 |  | Pipework - Manholes And Pipework Ancillaries | K133.1 | Pipework - Manholes And Pipework Ancillaries;Manholes; Supply And Install In-Situ Reinforced Concrete Manhole, Including Excavations, Disposals, Backfilling, Dewatering, Concreting, Reinforcement, Blinding, Screed, Concrete Haunch, Bitumen Emulsion, Surrounding, Protected With Grp Lamination, Grp Liner, Ladders Waterproofing, Identification Marker Posts, Recessed Type Cover And Frame Etc., All Necessary Fittings, Accessories, And Complete All In Accordance With The Drawings And Specifications.; Manhole, 1500Mm Diameter;Depth To Invert, Depth 2.0-2.5M | 4 | Nr | AED | 25250.74 | 101002.96
2021-04 | 4 | 4.035 | United Arab Emirates | Dubai | Infrastructure | Tilal Al Ghaf | Phase 2 Boulevard Roads | MAF | Dutco | Award | 2021 |  | Pipework - Manholes And Pipework Ancillaries | K134.1 | Pipework - Manholes And Pipework Ancillaries;Manholes; Supply And Install In-Situ Reinforced Concrete Manhole, Including Excavations, Disposals, Backfilling, Dewatering, Concreting, Reinforcement, Blinding, Screed, Concrete Haunch, Bitumen Emulsion, Surrounding, Protected With Grp Lamination, Grp Liner, Ladders Waterproofing, Identification Marker Posts, Recessed Type Cover And Frame Etc., All Necessary Fittings, Accessories, And Complete All In Accordance With The Drawings And Specifications.; Manhole, 1500Mm Diameter; Depth To Invert, Depth 2.5-3.0M | 19 | Nr | AED | 27894.25 | 529990.75
2021-04 | 4 | 4.035 | United Arab Emirates | Dubai | Infrastructure | Tilal Al Ghaf | Phase 2 Boulevard Roads | MAF | Dutco | Award | 2021 |  | Pipework - Manholes And Pipework Ancillaries | K135.1 | Pipework - Manholes And Pipework Ancillaries;Manholes; Supply And Install In-Situ Reinforced Concrete Manhole, Including Excavations, Disposals, Backfilling, Dewatering, Concreting, Reinforcement, Blinding, Screed, Concrete Haunch, Bitumen Emulsion, Surrounding, Protected With Grp Lamination, Grp Liner, Ladders Waterproofing, Identification Marker Posts, Recessed Type Cover And Frame Etc., All Necessary Fittings, Accessories, And Complete All In Accordance With The Drawings And Specifications.; Manhole, 1500Mm Diameter; Depth To Invert, Depth 3.0-3.5M | 14 | Nr | AED | 30538.26 | 427535.64
2021-04 | 4 | 4.035 | United Arab Emirates | Dubai | Infrastructure | Tilal Al Ghaf | Phase 2 Boulevard Roads | MAF | Dutco | Award | 2021 |  | Pipework - Manholes And Pipework Ancillaries | K136.1 | Pipework - Manholes And Pipework Ancillaries;Manholes; Supply And Install In-Situ Reinforced Concrete Manhole, Including Excavations, Disposals, Backfilling, Dewatering, Concreting, Reinforcement, Blinding, Screed, Concrete Haunch, Bitumen Emulsion, Surrounding, Protected With Grp Lamination, Grp Liner, Ladders Waterproofing, Identification Marker Posts, Recessed Type Cover And Frame Etc., All Necessary Fittings, Accessories, And Complete All In Accordance With The Drawings And Specifications.; Manhole, 1500Mm Diameter;Depth To Invert, Depth 3.5-4.0M | 12 | Nr | AED | 37627.31 | 451527.72
2021-04 | 4 | 4.035 | United Arab Emirates | Dubai | Infrastructure | Tilal Al Ghaf | Phase 2 Boulevard Roads | MAF | Dutco | Award | 2021 |  | Pipework - Manholes And Pipework Ancillaries | K137.1 | Pipework - Manholes And Pipework Ancillaries;Manholes; Supply And Install In-Situ Reinforced Concrete Manhole, Including Excavations, Disposals, Backfilling, Dewatering, Concreting, Reinforcement, Blinding, Screed, Concrete Haunch, Bitumen Emulsion, Surrounding, Protected With Grp Lamination, Grp Liner, Ladders Waterproofing, Identification Marker Posts, Recessed Type Cover And Frame Etc., All Necessary Fittings, Accessories, And Complete All In Accordance With The Drawings And Specifications.; Manhole, 1500Mm Diameter; Depth To Invert, Depth 4.0-4.5M | 1 | Nr | AED | 40175.77 | 40175.77
2021-04 | 4 | 4.035 | United Arab Emirates | Dubai | Infrastructure | Tilal Al Ghaf | Phase 2 Boulevard Roads | MAF | Dutco | Award | 2021 |  | Pipework - Supports And Protection | L533 | Pipe Work - Supports & Protection, Ancillaries To Laying And Excavation; Beds And Surrounds; Supply And Lay Granular Beds And Surround To Pipes, Including Warning Tapes, All Necessary Fittings, Fixings, Accessories, And Complete All In Accordance With The Drawings And Specifications; Nominal Bore: 315Mm Diameter | 119 | m | AED | 80.91 | 9628.29
2021-04 | 4 | 4.035 | United Arab Emirates | Dubai | Infrastructure | Tilal Al Ghaf | Phase 2 Boulevard Roads | MAF | Dutco | Award | 2021 |  | Pipework - Supports And Protection | L603 | Pipe Work - Supports & Protection, Ancillaries To Laying And Excavation; Wrapping & Lagging;Supply And Lay Geotextile Wrapping Around Granular Beds And Surrounds To Pipes, Including All Necessary Fittings, Fixings, Accessories, And Complete All In Accordance With The Drawings And Specifications.; Nominal Bore: 315Mm Diameter | 119 | m | AED | 9.33 | 1110.27
2021-04 | 4 | 4.0351 | United Arab Emirates | Dubai | Infrastructure | Tilal Al Ghaf | Phase 2 Boulevard Roads | MAF | Dutco | Award | 2021 |  | Miscellaneous Work | X900.1 | Miscellaneous Works; Soakaways; Supply And Install Soakaway Including Drainage Cell Structure, Permeable Geotextile Membrane, Granular Material, Flange Adapter, Inspection Module And Maintaining Opening, Cable Tie, Pipe,Upvc Coupling, Excavations, Disposals, Backfilling, Dewatering, All Necessary Fittings, Accessories And Complete All-In Accordance With The Drawings And Specifications.; For 1 In 50 Years Storm Event; Sk-Cat1-A; Volume 40.7 M3; Size 10 X 2.3 X 1.5M | 1 | Nr | AED | 47172.17 | 47172.17
2021-04 | 4 | 4.0351 | United Arab Emirates | Dubai | Infrastructure | Tilal Al Ghaf | Phase 2 Boulevard Roads | MAF | Dutco | Award | 2021 |  | Miscellaneous Work | X900.2 | Miscellaneous Works; Soakaways; Supply And Install Soakaway Including Drainage Cell Structure, Permeable Geotextile Membrane, Granular Material, Flange Adapter, Inspection Module And Maintaining Opening, Cable Tie, Pipe,Upvc Coupling, Excavations, Disposals, Backfilling, Dewatering, All Necessary Fittings, Accessories And Complete All-In Accordance With The Drawings And Specifications.; For 1 In 50 Years Storm Event; Sk-Cat1-B; Volume 40.7 M3; Size 10 X 2.3 X 1.5M | 1 | Nr | AED | 47172.17 | 47172.17
2021-04 | 4 | 4.0351 | United Arab Emirates | Dubai | Infrastructure | Tilal Al Ghaf | Phase 2 Boulevard Roads | MAF | Dutco | Award | 2021 |  | Miscellaneous Work | X900.3 | Miscellaneous Works; Soakaways; Supply And Install Soakaway Including Drainage Cell Structure, Permeable Geotextile Membrane, Granular Material, Flange Adapter, Inspection Module And Maintaining Opening, Cable Tie, Pipe,Upvc Coupling, Excavations, Disposals, Backfilling, Dewatering, All Necessary Fittings, Accessories And Complete All-In Accordance With The Drawings And Specifications.; For 1 In 50 Years Storm Event; Sk-Cat1-C; Volume 65.11 M3; Size 16 X 2.3 X 1.5M | 1 | Nr | AED | 71564.81 | 71564.81
2021-04 | 4 | 4.0351 | United Arab Emirates | Dubai | Infrastructure | Tilal Al Ghaf | Phase 2 Boulevard Roads | MAF | Dutco | Award | 2021 |  | Miscellaneous Work | X900.4 | Miscellaneous Works; Soakaways; Supply And Install Soakaway Including Drainage Cell Structure, Permeable Geotextile Membrane, Granular Material, Flange Adapter, Inspection Module And Maintaining Opening, Cable Tie, Pipe,Upvc Coupling, Excavations, Disposals, Backfilling, Dewatering, All Necessary Fittings, Accessories And Complete All-In Accordance With The Drawings And Specifications.; For 1 In 50 Years Storm Event; Sk-Cat2-A; Volume 56.97 M3; Size 14 X 2.3 X 1.5M | 1 | Nr | AED | 63634.25 | 63634.25
2021-04 | 4 | 4.0351 | United Arab Emirates | Dubai | Infrastructure | Tilal Al Ghaf | Phase 2 Boulevard Roads | MAF | Dutco | Award | 2021 |  | Miscellaneous Work | X900.5 | Miscellaneous Works; Soakaways; Supply And Install Soakaway Including Drainage Cell Structure, Permeable Geotextile Membrane, Granular Material, Flange Adapter, Inspection Module And Maintaining Opening, Cable Tie, Pipe,Upvc Coupling, Excavations, Disposals, Backfilling, Dewatering, All Necessary Fittings, Accessories And Complete All-In Accordance With The Drawings And Specifications.; For 1 In 50 Years Storm Event; Sk-Cat2-B; Volume 56.97 M3; Size 14 X 2.3 X 1.5M | 1 | Nr | AED | 63427.11 | 63427.11
2021-04 | 4 | 4.0351 | United Arab Emirates | Dubai | Infrastructure | Tilal Al Ghaf | Phase 2 Boulevard Roads | MAF | Dutco | Award | 2021 |  | Miscellaneous Work | X900.6 | Miscellaneous Works; Soakaways; Supply And Install Soakaway Including Drainage Cell Structure, Permeable Geotextile Membrane, Granular Material, Flange Adapter, Inspection Module And Maintaining Opening, Cable Tie, Pipe,Upvc Coupling, Excavations, Disposals, Backfilling, Dewatering, All Necessary Fittings, Accessories And Complete All-In Accordance With The Drawings And Specifications.; For 1 In 50 Years Storm Event; Sk-Cat10; Volume 40 M3; Size 14 X 2.3 X 1M | 1 | Nr | AED | 48069.83 | 48069.83
2021-04 | 4 | 4.0351 | United Arab Emirates | Dubai | Infrastructure | Tilal Al Ghaf | Phase 2 Boulevard Roads | MAF | Dutco | Award | 2021 |  | Miscellaneous Work | X900.7 | Miscellaneous Works; Soakaways; Supply And Install Soakaway Including Drainage Cell Structure, Permeable Geotextile Membrane, Granular Material, Flange Adapter, Inspection Module And Maintaining Opening, Cable Tie, Pipe,Upvc Coupling, Excavations, Disposals, Backfilling, Dewatering, All Necessary Fittings, Accessories And Complete All-In Accordance With The Drawings And Specifications.; For 1 In 50 Years Storm Event; Sk-Cat11; Volume 35 M3; Size 12 X 2.3 X 1M | 1 | Nr | AED | 42538.53 | 42538.53
2021-04 | 4 | 4.0351 | United Arab Emirates | Dubai | Infrastructure | Tilal Al Ghaf | Phase 2 Boulevard Roads | MAF | Dutco | Award | 2021 |  | Miscellaneous Work | X900.8 | Miscellaneous Works; Soakaways; Supply And Install Soakaway Including Drainage Cell Structure, Permeable Geotextile Membrane, Granular Material, Flange Adapter, Inspection Module And Maintaining Opening, Cable Tie, Pipe,Upvc Coupling, Excavations, Disposals, Backfilling, Dewatering, All Necessary Fittings, Accessories And Complete All-In Accordance With The Drawings And Specifications.; For 1 In 50 Years Storm Event; Sk-Cat12-A; Volume 76.3 M3; Size 12 X 2.1 X 2.7M | 1 | Nr | AED | 82653.97 | 82653.97
2021-04 | 4 | 4.0351 | United Arab Emirates | Dubai | Infrastructure | Tilal Al Ghaf | Phase 2 Boulevard Roads | MAF | Dutco | Award | 2021 |  | Miscellaneous Work | X900.9 | Miscellaneous Works; Soakaways; Supply And Install Soakaway Including Drainage Cell Structure, Permeable Geotextile Membrane, Granular Material, Flange Adapter, Inspection Module And Maintaining Opening, Cable Tie, Pipe,Upvc Coupling, Excavations, Disposals, Backfilling, Dewatering, All Necessary Fittings, Accessories And Complete All-In Accordance With The Drawings And Specifications.; For 1 In 50 Years Storm Event; Sk-Cat12-B; Volume 85 M3; Size 26 X 1.8 X 1.5M | 1 | Nr | AED | 94247.44 | 94247.44
2021-04 | 4 | 4.0351 | United Arab Emirates | Dubai | Infrastructure | Tilal Al Ghaf | Phase 2 Boulevard Roads | MAF | Dutco | Award | 2021 |  | Miscellaneous Work | X900.10 | Miscellaneous Works; Soakaways; Supply And Install Soakaway Including Drainage Cell Structure, Permeable Geotextile Membrane, Granular Material, Flange Adapter, Inspection Module And Maintaining Opening, Cable Tie, Pipe,Upvc Coupling, Excavations, Disposals, Backfilling, Dewatering, All Necessary Fittings, Accessories And Complete All-In Accordance With The Drawings And Specifications.; For 1 In 50 Years Storm Event; Sk-Cat12-B1; Volume 94 M3; Size 25 X 2.1 X 1.5M | 1 | Nr | AED | 101857.72 | 101857.72
2021-04 | 4 | 4.0351 | United Arab Emirates | Dubai | Infrastructure | Tilal Al Ghaf | Phase 2 Boulevard Roads | MAF | Dutco | Award | 2021 |  | Miscellaneous Work | X900.11 | Miscellaneous Works; Soakaways; Supply And Install Soakaway Including Drainage Cell Structure, Permeable Geotextile Membrane, Granular Material, Flange Adapter, Inspection Module And Maintaining Opening, Cable Tie, Pipe,Upvc Coupling, Excavations, Disposals, Backfilling, Dewatering, All Necessary Fittings, Accessories And Complete All-In Accordance With The Drawings And Specifications.; For 1 In 50 Years Storm Event; Sk-Cat12-C; Volume 95 M3; Size 16 X 2.1 X 2.5M | 1 | Nr | AED | 101167.78 | 101167.78
2021-04 | 4 | 4.0352 | United Arab Emirates | Dubai | Infrastructure | Tilal Al Ghaf | Phase 2 Boulevard Roads | MAF | Dutco | Award | 2021 |  | Miscellaneous Work | X900.12 | Miscellaneous Works; Soakaways; Supply And Install Soakaway Including Drainage Cell Structure, Permeable Geotextile Membrane, Granular Material, Flange Adapter, Inspection Module And Maintaining Opening, Cable Tie, Pipe,Upvc Coupling, Excavations, Disposals, Backfilling, Dewatering, All Necessary Fittings, Accessories And Complete All-In Accordance With The Drawings And Specifications.; For 1 In 50 Years Storm Event; Sk-Cat12-D; Volume 74 M3; Size 25 X 1.5 X 1.6M | 1 | Nr | AED | 84229.08 | 84229.08
2021-04 | 4 | 4.0352 | United Arab Emirates | Dubai | Infrastructure | Tilal Al Ghaf | Phase 2 Boulevard Roads | MAF | Dutco | Award | 2021 |  | Miscellaneous Work | X900.13 | Miscellaneous Works; Soakaways; Supply And Install Soakaway Including Drainage Cell Structure, Permeable Geotextile Membrane, Granular Material, Flange Adapter, Inspection Module And Maintaining Opening, Cable Tie, Pipe,Upvc Coupling, Excavations, Disposals, Backfilling, Dewatering, All Necessary Fittings, Accessories And Complete All-In Accordance With The Drawings And Specifications.; For 1 In 50 Years Storm Event; Sk-Cat13-A; Volume 76 M3; Size 12 X 2.1 X 2.7M | 1 | Nr | AED | 82621.06 | 82621.06
2021-04 | 4 | 4.0352 | United Arab Emirates | Dubai | Infrastructure | Tilal Al Ghaf | Phase 2 Boulevard Roads | MAF | Dutco | Award | 2021 |  | Miscellaneous Work | X900.14 | Miscellaneous Works; Soakaways; Supply And Install Soakaway Including Drainage Cell Structure, Permeable Geotextile Membrane, Granular Material, Flange Adapter, Inspection Module And Maintaining Opening, Cable Tie, Pipe,Upvc Coupling, Excavations, Disposals, Backfilling, Dewatering, All Necessary Fittings, Accessories And Complete All-In Accordance With The Drawings And Specifications.; For 1 In 50 Years Storm Event; Sk-Cat13-B; Volume 94 M3; Size 25 X 2.1 X 1.5M | 1 | Nr | AED | 101857.72 | 101857.72
2021-04 | 4 | 4.0352 | United Arab Emirates | Dubai | Infrastructure | Tilal Al Ghaf | Phase 2 Boulevard Roads | MAF | Dutco | Award | 2021 |  | Miscellaneous Work | X900.15 | Miscellaneous Works; Soakaways; Supply And Install Soakaway Including Drainage Cell Structure, Permeable Geotextile Membrane, Granular Material, Flange Adapter, Inspection Module And Maintaining Opening, Cable Tie, Pipe,Upvc Coupling, Excavations, Disposals, Backfilling, Dewatering, All Necessary Fittings, Accessories And Complete All-In Accordance With The Drawings And Specifications.; For 1 In 50 Years Storm Event; Sk-Cat13-B1; Volume 94 M3; Size 25 X 2.1 X 1.5M | 1 | Nr | AED | 101857.72 | 101857.72
2021-04 | 4 | 4.0352 | United Arab Emirates | Dubai | Infrastructure | Tilal Al Ghaf | Phase 2 Boulevard Roads | MAF | Dutco | Award | 2021 |  | Miscellaneous Work | X900.16 | Miscellaneous Works; Soakaways; Supply And Install Soakaway Including Drainage Cell Structure, Permeable Geotextile Membrane, Granular Material, Flange Adapter, Inspection Module And Maintaining Opening, Cable Tie, Pipe,Upvc Coupling, Excavations, Disposals, Backfilling, Dewatering, All Necessary Fittings, Accessories And Complete All-In Accordance With The Drawings And Specifications.; For 1 In 50 Years Storm Event; Sk-Cat13-C; Volume 95 M3; Size 16 X 2.1 X 2.5M | 1 | Nr | AED | 101167.78 | 101167.78
2021-04 | 4 | 4.0352 | United Arab Emirates | Dubai | Infrastructure | Tilal Al Ghaf | Phase 2 Boulevard Roads | MAF | Dutco | Award | 2021 |  | Miscellaneous Work | X900.17 | Miscellaneous Works; Soakaways; Supply And Install Soakaway Including Drainage Cell Structure, Permeable Geotextile Membrane, Granular Material, Flange Adapter, Inspection Module And Maintaining Opening, Cable Tie, Pipe,Upvc Coupling, Excavations, Disposals, Backfilling, Dewatering, All Necessary Fittings, Accessories And Complete All-In Accordance With The Drawings And Specifications.; For 1 In 50 Years Storm Event; Sk-Cat13-D; Volume 71.8 M3; Size 20 X 1.5 X 2M | 1 | Nr | AED | 81645.66 | 81645.66
2021-04 | 4 | 4.0352 | United Arab Emirates | Dubai | Infrastructure | Tilal Al Ghaf | Phase 2 Boulevard Roads | MAF | Dutco | Award | 2021 |  | Miscellaneous Work | X900.18 | Miscellaneous Works; Soakaways; Supply And Install Soakaway Including Drainage Cell Structure, Permeable Geotextile Membrane, Granular Material, Flange Adapter, Inspection Module And Maintaining Opening, Cable Tie, Pipe,Upvc Coupling, Excavations, Disposals, Backfilling, Dewatering, All Necessary Fittings, Accessories And Complete All-In Accordance With The Drawings And Specifications.; For 1 In 50 Years Storm Event; Sk-Cat13-E; Volume 72.5 M3; Size 15 X 2.1 X 2M | 1 | Nr | AED | 79485.94 | 79485.94
2021-04 | 4 | 4.0352 | United Arab Emirates | Dubai | Infrastructure | Tilal Al Ghaf | Phase 2 Boulevard Roads | MAF | Dutco | Award | 2021 |  | Miscellaneous Work | X900.19 | Miscellaneous Works; Soakaways; Supply And Install Soakaway Including Drainage Cell Structure, Permeable Geotextile Membrane, Granular Material, Flange Adapter, Inspection Module And Maintaining Opening, Cable Tie, Pipe,Upvc Coupling, Excavations, Disposals, Backfilling, Dewatering, All Necessary Fittings, Accessories And Complete All-In Accordance With The Drawings And Specifications.; For 1 In 50 Years Storm Event; Sk-Cat13-F; Volume 71.85 M3; Size 27 X 2.1 X 1M | 1 | Nr | AED | 82991.93 | 82991.93
2021-04 | 4 | 4.0352 | United Arab Emirates | Dubai | Infrastructure | Tilal Al Ghaf | Phase 2 Boulevard Roads | MAF | Dutco | Award | 2021 |  | Miscellaneous Work | X900.20 | Miscellaneous Works; Soakaways; Supply And Install Soakaway Including Drainage Cell Structure, Permeable Geotextile Membrane, Granular Material, Flange Adapter, Inspection Module And Maintaining Opening, Cable Tie, Pipe,Upvc Coupling, Excavations, Disposals, Backfilling, Dewatering, All Necessary Fittings, Accessories And Complete All-In Accordance With The Drawings And Specifications.; For 1 In 50 Years Storm Event; Sk-Cat13-G; Volume 322 M3; Size 50 X 2.3 X 2.5M | 1 | Nr | AED | 322162.09 | 322162.09
2021-04 | 4 | 4.0352 | United Arab Emirates | Dubai | Infrastructure | Tilal Al Ghaf | Phase 2 Boulevard Roads | MAF | Dutco | Award | 2021 |  | Miscellaneous Work | X900.21 | Miscellaneous Works; Soakaways; Supply And Install Soakaway Including Drainage Cell Structure, Permeable Geotextile Membrane, Granular Material, Flange Adapter, Inspection Module And Maintaining Opening, Cable Tie, Pipe,Upvc Coupling, Excavations, Disposals, Backfilling, Dewatering, All Necessary Fittings, Accessories And Complete All-In Accordance With The Drawings And Specifications.; For 1 In 50 Years Storm Event; Sk-Cat14; Volume 107.49 M3; Size 30 X 1.5 X 2M | 1 | Nr | AED | 118715.03 | 118715.03
2021-04 | 4 | 4.0353 | United Arab Emirates | Dubai | Infrastructure | Tilal Al Ghaf | Phase 2 Boulevard Roads | MAF | Dutco | Award | 2021 |  | Miscellaneous Work | X900.22 | Miscellaneous Works; Soakaways; Supply And Install Soakaway Including Drainage Cell Structure, Permeable Geotextile Membrane, Granular Material, Flange Adapter, Inspection Module And Maintaining Opening, Cable Tie, Pipe,Upvc Coupling, Excavations, Disposals, Backfilling, Dewatering, All Necessary Fittings, Accessories And Complete All-In Accordance With The Drawings And Specifications.; For 1 In 50 Years Storm Event; Sk-Cat15 A; Volume 54 M3; Size 15 X 1.5 X 2M | 1 | Nr | AED | 62676.31 | 62676.31
2021-04 | 4 | 4.0353 | United Arab Emirates | Dubai | Infrastructure | Tilal Al Ghaf | Phase 2 Boulevard Roads | MAF | Dutco | Award | 2021 |  | Miscellaneous Work | X900.23 | Miscellaneous Works; Soakaways; Supply And Install Soakaway Including Drainage Cell Structure, Permeable Geotextile Membrane, Granular Material, Flange Adapter, Inspection Module And Maintaining Opening, Cable Tie, Pipe,Upvc Coupling, Excavations, Disposals, Backfilling, Dewatering, All Necessary Fittings, Accessories And Complete All-In Accordance With The Drawings And Specifications.; For 1 In 50 Years Storm Event; Sk-Cat15 B; Volume 61 M3; Size 17 X 1.5 X 2M | 1 | Nr | AED | 70167.24 | 70167.24
2021-04 | 4 | 4.0353 | United Arab Emirates | Dubai | Infrastructure | Tilal Al Ghaf | Phase 2 Boulevard Roads | MAF | Dutco | Award | 2021 |  | Miscellaneous Work | X900.24 | Miscellaneous Works; Soakaways; Supply And Install Soakaway Including Drainage Cell Structure, Permeable Geotextile Membrane, Granular Material, Flange Adapter, Inspection Module And Maintaining Opening, Cable Tie, Pipe,Upvc Coupling, Excavations, Disposals, Backfilling, Dewatering, All Necessary Fittings, Accessories And Complete All-In Accordance With The Drawings And Specifications.; For 1 In 50 Years Storm Event; Sk-Cat15 C; Volume 68 M3; Size 19 X 1.5 X 2M | 1 | Nr | AED | 77480.15 | 77480.15
2021-04 | 4 | 4.0353 | United Arab Emirates | Dubai | Infrastructure | Tilal Al Ghaf | Phase 2 Boulevard Roads | MAF | Dutco | Award | 2021 |  | Miscellaneous Work | X900.25 | Miscellaneous Works; Soakaways; Supply And Install Soakaway Including Drainage Cell Structure, Permeable Geotextile Membrane, Granular Material, Flange Adapter, Inspection Module And Maintaining Opening, Cable Tie, Pipe,Upvc Coupling, Excavations, Disposals, Backfilling, Dewatering, All Necessary Fittings, Accessories And Complete All-In Accordance With The Drawings And Specifications.; For 1 In 50 Years Storm Event; Sk-Cat16; Volume 100 M3; Size 28 X 1.5 X 2M | 1 | Nr | AED | 111149.76 | 111149.76
2021-04 | 4 | 4.0353 | United Arab Emirates | Dubai | Infrastructure | Tilal Al Ghaf | Phase 2 Boulevard Roads | MAF | Dutco | Award | 2021 |  | Pipework - Pipes | I528.1(Rev-01) | Pipework - Pipes; Supply And Install Sewerage Pipes In Trenches Including Excavation In Any Type Of Soil, Upholding Sides Of Excavation, Disposal Of Excess Excavated Materials To An Approved Location Including Haulage, Dewatering, Backfilling With Suitable Approved Fill Material, Including All Make Up Pieces And Short Lengths, Jointing, Detectable Warning Tapes Testing And Commissioning. (Beds & Surrounds Measured Separately) As Per Drawings And Specifications; Upvc Pipes; Nominal Bore 200Mm,; Depth To Invert 4.5 - 5.0M | 20 | m | AED | 1216.14 | 24322.8
2021-04 | 4 | 4.0353 | United Arab Emirates | Dubai | Infrastructure | Tilal Al Ghaf | Phase 2 Boulevard Roads | MAF | Dutco | Award | 2021 |  | Pipework - Pipes | I528.2(Rev-01) | Pipework - Pipes; Supply And Install Sewerage Pipes In Trenches Including Excavation In Any Type Of Soil, Upholding Sides Of Excavation, Disposal Of Excess Excavated Materials To An Approved Location Including Haulage, Dewatering, Backfilling With Suitable Approved Fill Material, Including All Make Up Pieces And Short Lengths, Jointing, Detectable Warning Tapes Testing And Commissioning. (Beds & Surrounds Measured Separately) As Per Drawings And Specifications; Upvc Pipes; Nominal Bore 200Mm,; Depth To Invert 5.0 - 5.5M | 57 | m | AED | 1449.47 | 82619.79
2021-04 | 4 | 4.0353 | United Arab Emirates | Dubai | Infrastructure | Tilal Al Ghaf | Phase 2 Boulevard Roads | MAF | Dutco | Award | 2021 |  | Pipework - Pipes | I528.3(Rev-01) | Pipework - Pipes; Supply And Install Sewerage Pipes In Trenches Including Excavation In Any Type Of Soil, Upholding Sides Of Excavation, Disposal Of Excess Excavated Materials To An Approved Location Including Haulage, Dewatering, Backfilling With Suitable Approved Fill Material, Including All Make Up Pieces And Short Lengths, Jointing, Detectable Warning Tapes Testing And Commissioning. (Beds & Surrounds Measured Separately) As Per Drawings And Specifications; Upvc Pipes; Nominal Bore 200Mm,; Depth To Invert 6.0 - 6.5M | 62 | m | AED | 1981.36 | 122844.32
2021-04 | 4 | 4.0353 | United Arab Emirates | Dubai | Infrastructure | Tilal Al Ghaf | Phase 2 Boulevard Roads | MAF | Dutco | Award | 2021 |  | Pipework - Pipes | I528.4 | Pipework - Pipes; Supply And Install Sewerage Pipes In Trenches Including Excavation In Any Type Of Soil, Upholding Sides Of Excavation, Disposal Of Excess Excavated Materials To An Approved Location Including Haulage, Dewatering, Backfilling With Suitable Approved Fill Material, Including All Make Up Pieces And Short Lengths, Jointing, Detectable Warning Tapes Testing And Commissioning. (Beds & Surrounds Measured Separately) As Per Drawings And Specifications; Upvc Pipes; Nominal Bore 200Mm,; Depth To Invert 6.5 - 7.0M | 61 | m | AED | 2674.44 | 163140.84
2021-04 | 4 | 4.0353 | United Arab Emirates | Dubai | Infrastructure | Tilal Al Ghaf | Phase 2 Boulevard Roads | MAF | Dutco | Award | 2021 |  | Pipework - Pipes | I528.5 | Pipework - Pipes; Supply And Install Sewerage Pipes In Trenches Including Excavation In Any Type Of Soil, Upholding Sides Of Excavation, Disposal Of Excess Excavated Materials To An Approved Location Including Haulage, Dewatering, Backfilling With Suitable Approved Fill Material, Including All Make Up Pieces And Short Lengths, Jointing, Detectable Warning Tapes Testing And Commissioning. (Beds & Surrounds Measured Separately) As Per Drawings And Specifications; Upvc Pipes; Nominal Bore 200Mm,; Depth To Invert 7.0 - 7.5M | 13 | m | AED | 2994.74 | 38931.62
2021-04 | 4 | 4.0354 | United Arab Emirates | Dubai | Infrastructure | Tilal Al Ghaf | Phase 2 Boulevard Roads | MAF | Dutco | Award | 2021 |  | Pipework - Pipes | I638.1 | Pipework - Pipes;Grp Pipes; Nominal Bore 400Mm,; Depth To Invert 6.5 - 7.0M | 53 | m | AED | 2892.85 | 153321.05
2021-04 | 4 | 4.0354 | United Arab Emirates | Dubai | Infrastructure | Tilal Al Ghaf | Phase 2 Boulevard Roads | MAF | Dutco | Award | 2021 |  | Pipework - Pipes | I638.2 | Pipework - Pipes;Grp Pipes; Nominal Bore 400Mm,; Depth To Invert 7.0 - 7.5M | 39 | m | AED | 3208.22 | 125120.58
2021-04 | 4 | 4.0354 | United Arab Emirates | Dubai | Infrastructure | Tilal Al Ghaf | Phase 2 Boulevard Roads | MAF | Dutco | Award | 2021 |  | Pipework - Manholes And Pipework Ancillaries | K137.1(Rev-01) | Pipework - Manholes And Pipework Ancillaries; Manhole; Supply And Install In-Situ Reinforced Concrete Manhole, Including Excavations, Disposals, Backfilling, Dewatering, Concreting, Reinforcement, Blinding, Screed, Concrete, Haunch, Bitumen Emulsion, Protected With Grp Lamination, Grp Liner, Ladders, Waterproofing, Identification Marker Posts, Recessed Type Cover And Frame Etc., All Necessary Fittings, Accessories, And Complete All In Accordance With The Drawings And Specifications.; Manhole, 1500Mm Diameter; Depth To Invert 4.5-5.0M | 2 | Nr | AED | 36412.75 | 72825.5
2021-04 | 4 | 4.0354 | United Arab Emirates | Dubai | Infrastructure | Tilal Al Ghaf | Phase 2 Boulevard Roads | MAF | Dutco | Award | 2021 |  | Pipework - Manholes And Pipework Ancillaries | K137.2 | Pipework - Manholes And Pipework Ancillaries; Manhole; Supply And Install In-Situ Reinforced Concrete Manhole, Including Excavations, Disposals, Backfilling, Dewatering, Concreting, Reinforcement, Blinding, Screed, Concrete, Haunch, Bitumen Emulsion, Protected With Grp Lamination, Grp Liner, Ladders, Waterproofing, Identification Marker Posts, Recessed Type Cover And Frame Etc., All Necessary Fittings, Accessories, And Complete All In Accordance With The Drawings And Specifications.; Manhole, 1500Mm Diameter; Depth To Invert 5.5-6.0M | 1 | Nr | AED | 51385.15 | 51385.15
2021-04 | 4 | 4.0354 | United Arab Emirates | Dubai | Infrastructure | Tilal Al Ghaf | Phase 2 Boulevard Roads | MAF | Dutco | Award | 2021 |  | Pipework - Manholes And Pipework Ancillaries | K137.3 | Pipework - Manholes And Pipework Ancillaries; Manhole; Supply And Install In-Situ Reinforced Concrete Manhole, Including Excavations, Disposals, Backfilling, Dewatering, Concreting, Reinforcement, Blinding, Screed, Concrete, Haunch, Bitumen Emulsion, Protected With Grp Lamination, Grp Liner, Ladders, Waterproofing, Identification Marker Posts, Recessed Type Cover And Frame Etc., All Necessary Fittings, Accessories, And Complete All In Accordance With The Drawings And Specifications.; Manhole, 1500Mm Diameter; Depth To Invert 6.0-6.5M | 3 | Nr | AED | 58758.52 | 176275.56
2021-04 | 4 | 4.0354 | United Arab Emirates | Dubai | Infrastructure | Tilal Al Ghaf | Phase 2 Boulevard Roads | MAF | Dutco | Award | 2021 |  | Pipework - Manholes And Pipework Ancillaries | K137.4 | Pipework - Manholes And Pipework Ancillaries; Manhole; Supply And Install In-Situ Reinforced Concrete Manhole, Including Excavations, Disposals, Backfilling, Dewatering, Concreting, Reinforcement, Blinding, Screed, Concrete, Haunch, Bitumen Emulsion, Protected With Grp Lamination, Grp Liner, Ladders, Waterproofing, Identification Marker Posts, Recessed Type Cover And Frame Etc., All Necessary Fittings, Accessories, And Complete All In Accordance With The Drawings And Specifications.; Manhole, 1500Mm Diameter; Depth To Invert 6.5-7.0M | 4 | Nr | AED | 61712.48 | 246849.92
2021-04 | 4 | 4.0354 | United Arab Emirates | Dubai | Infrastructure | Tilal Al Ghaf | Phase 2 Boulevard Roads | MAF | Dutco | Award | 2021 |  | Pipework - Manholes And Pipework Ancillaries | K137.5 | Pipework - Manholes And Pipework Ancillaries; Manhole; Supply And Install In-Situ Reinforced Concrete Manhole, Including Excavations, Disposals, Backfilling, Dewatering, Concreting, Reinforcement, Blinding, Screed, Concrete, Haunch, Bitumen Emulsion, Protected With Grp Lamination, Grp Liner, Ladders, Waterproofing, Identification Marker Posts, Recessed Type Cover And Frame Etc., All Necessary Fittings, Accessories, And Complete All In Accordance With The Drawings And Specifications.; Manhole, 1500Mm Diameter; Depth To Invert 7.0-7.5M | 2 | Nr | AED | 64666.43 | 129332.86
2021-04 | 4 | 4.0354 | United Arab Emirates | Dubai | Infrastructure | Tilal Al Ghaf | Phase 2 Boulevard Roads | MAF | Dutco | Award | 2021 |  | Pipework - Manholes And Pipework Ancillaries | K232 | Pipework - Manholes And Pipework Ancillaries; Extra Over; Backdrops; Supply And Install In-Situ Reinforced Concrete Backdrop, Including Excavations, Disposals, Backfilling, Dewatering, Concreting, Reinforcement, Blinding, Screed, Concrete, Haunch, Bitumen Emulsion, Sleeves, Sealing Plate, Waterproofing, Surrounding, Identification Marker Posts, Cover And Frame Etc., All Necessary Fittings, Accessories And Complete All In Accordance With The Drawings And Specifications.; Depth To Invert 1.5-2.0M | 2 | Nr | AED | 2307.7 | 4615.4
2021-04 | 4 | 4.0354 | United Arab Emirates | Dubai | Infrastructure | Tilal Al Ghaf | Phase 2 Boulevard Roads | MAF | Dutco | Award | 2021 |  | Pipework - Manholes And Pipework Ancillaries | K237.1(Rev-01) | Pipework - Manholes And Pipework Ancillaries; Extra Over; Backdrops; Supply And Install In-Situ Reinforced Concrete Backdrop, Including Excavations, Disposals, Backfilling, Dewatering, Concreting, Reinforcement, Blinding, Screed, Concrete, Haunch, Bitumen Emulsion, Sleeves, Sealing Plate, Waterproofing, Surrounding, Identification Marker Posts, Cover And Frame Etc., All Necessary Fittings, Accessories And Complete All In Accordance With The Drawings And Specifications.; Depth To Invert 4.5-5.0M | 1 | Nr | AED | 5228.84 | 5228.84
2021-04 | 4 | 4.0354 | United Arab Emirates | Dubai | Infrastructure | Tilal Al Ghaf | Phase 2 Boulevard Roads | MAF | Dutco | Award | 2021 |  | Pipework - Manholes And Pipework Ancillaries | K237.2(Rev-01) | Pipework - Manholes And Pipework Ancillaries; Extra Over; Backdrops; Supply And Install In-Situ Reinforced Concrete Backdrop, Including Excavations, Disposals, Backfilling, Dewatering, Concreting, Reinforcement, Blinding, Screed, Concrete, Haunch, Bitumen Emulsion, Sleeves, Sealing Plate, Waterproofing, Surrounding, Identification Marker Posts, Cover And Frame Etc., All Necessary Fittings, Accessories And Complete All In Accordance With The Drawings And Specifications.; Depth To Invert 5.0-5.5M | 1 | Nr | AED | 5692.2 | 5692.2
2021-04 | 4 | 4.0354 | United Arab Emirates | Dubai | Infrastructure | Tilal Al Ghaf | Phase 2 Boulevard Roads | MAF | Dutco | Award | 2021 |  | Pipework - Manholes And Pipework Ancillaries | K632 | Pipework - Manholes And Pipework Ancillaries; Crossing Of The Lagoon; Supply And Installation Of Grp Pipe Inside Steel Sleeve Including, Concrete Surround Class 30/20/S, Blinding, Neoprene Rubber, Cement Grouting, Ms Flat, Arc Welding With Stiffeners, Roller, Excavation, Backfilling, Disposal, Commissioning And Warning Tape; Complete All In Accordance With The Drawings And Specifications.; 400Mm Diameter | 29 | m | AED | 5907.61 | 171320.69
2021-04 | 4 | 4.0355 | United Arab Emirates | Dubai | Infrastructure | Tilal Al Ghaf | Phase 2 Boulevard Roads | MAF | Dutco | Award | 2021 |  | Pipework - Supports And Protection | L532(Rev-01) | Pipe Work - Supports & Protection, Ancillaries To Laying And Excavation; Beds And Surrounds; Supply And Lay Granular Beds And Surround To Pipes, Including Warning Tapes, All Necessary Fittings, Fixings, Accessories, And Complete All In Accordance With The Drawings And Specifications; Nominal Bore: 200Mm | 213 | m | AED | 79.02 | 16831.26
2021-04 | 4 | 4.0355 | United Arab Emirates | Dubai | Infrastructure | Tilal Al Ghaf | Phase 2 Boulevard Roads | MAF | Dutco | Award | 2021 |  | Pipework - Supports And Protection | L602(Rev-01) | Pipe Work - Supports & Protection, Ancillaries To Laying And Excavation; Wrapping & Lagging;Supply And Lay Geotextile Wrapping Around Granular Beds And Surrounds To Pipes, Including All Necessary Fittings, Fixings, Accessories, And Complete All In Accordance With The Drawings And Specifications.; Nominal Bore: Nominal Bore: 200Mm | 213 | m | AED | 9 | 1917
2021-04 | 4 | 4.0355 | United Arab Emirates | Dubai | Infrastructure | Tilal Al Ghaf | Phase 2 Boulevard Roads | MAF | Dutco | Award | 2021 |  | Miscellaneous Work | X900.1 | Miscellaneous Works; Contractor To Allow For All Interface And CoOrdination Required With Stakeholders To Facilitate The Final Connection And Tie-In Works In All Necessary Tie-In Connection To Existing Sewer Manholes And Network.; Allow For Tie-In Connection To Alaya Beach Sewer Network | 2 | Nr | AED | 4075.2 | 8150.4
2021-04 | 4 | 4.0355 | United Arab Emirates | Dubai | Infrastructure | Tilal Al Ghaf | Phase 2 Boulevard Roads | MAF | Dutco | Award | 2021 |  | Miscellaneous Work | X900.2 | Miscellaneous Works; Contractor To Allow For All Interface And CoOrdination Required With Stakeholders To Facilitate The Final Connection And Tie-In Works In All Necessary Tie-In Connection To Existing Sewer Manholes And Network.; Allow For Tie-In Connection To Package-1B Sewer Network | 2 | Nr | AED | 4075.2 | 8150.4
2021-04 | 4 | 4.0355 | United Arab Emirates | Dubai | Infrastructure | Tilal Al Ghaf | Phase 2 Boulevard Roads | MAF | Dutco | Award | 2021 |  | Demolition And Site Clearance | D900 | Site Clearance Including Preparation Of Existing Ground To Receive The Permanent Works As Per Drawings, Specification, Engineer'S Instructions And As Required | 11515 | m² | AED | 2.14 | 24642.1
2021-04 | 4 | 4.0355 | United Arab Emirates | Dubai | Infrastructure | Tilal Al Ghaf | Phase 2 Boulevard Roads | MAF | Dutco | Award | 2021 |  | Earthworks | E22.1 | Excavation; Excavation In Cutting Including Trimming & Preparation, Levelling, Compacting Bottom Of Excavation To Horizontal & Sloped Surfaces, Compacted Backfill And All Necessary Temporary Supports As Required In Accordance With The Drawings And Specifications; Excavation For Cuttings (In Any Depth) | 9877 | m³ | AED | 19.48 | 192403.96
2021-04 | 4 | 4.0355 | United Arab Emirates | Dubai | Infrastructure | Tilal Al Ghaf | Phase 2 Boulevard Roads | MAF | Dutco | Award | 2021 |  | Earthworks | E634 | Filling; General Backfill / Imported Fill To Excavated Area, Typical Maximum Pay Limits Roadway Excavation Including Trimming And Compaction; Filling Of Selected Suitable Excavated Material | 1401 | m³ | AED | 30.34 | 42506.34
2021-04 | 4 | 4.0355 | United Arab Emirates | Dubai | Infrastructure | Tilal Al Ghaf | Phase 2 Boulevard Roads | MAF | Dutco | Award | 2021 |  | Earthworks | E532 | Disposal;Disposal Of Excavated Materials To Designated Area Approved By Authorities | 8476 | m³ | AED | 9.04 | 76623.04
2021-04 | 4 | 4.0355 | United Arab Emirates | Dubai | Infrastructure | Tilal Al Ghaf | Phase 2 Boulevard Roads | MAF | Dutco | Award | 2021 |  | Earthworks | E532 | Excavation Ancillaries; Preparation Of Excavated Surface To Receive Permanent Works | 11515 | m² | AED | 11.24 | 129428.6
2021-04 | 4 | 4.0355 | United Arab Emirates | Dubai | Infrastructure | Tilal Al Ghaf | Phase 2 Boulevard Roads | MAF | Dutco | Award | 2021 |  | Roads And Pavings | R194 | Roads And Pavings; Pavement Type 1; Sub-Bases, Flexible Road Bases And Surfacing, Roadwork Etc. All In Accordance With Road Geometry Layout Plan, Drawings And Specifications; Compacted Granular Sub-Base Course | 11515 | m² | AED | 23.02 | 265075.3
2021-04 | 4 | 4.0356 | United Arab Emirates | Dubai | Infrastructure | Tilal Al Ghaf | Phase 2 Boulevard Roads | MAF | Dutco | Award | 2021 |  | Roads And Pavings | R323.1 | Roads And Pavings; Pavement Type 1; Sub-Bases, Flexible Road Bases And Surfacing, Roadwork Etc. All In Accordance With Road Geometry Layout Plan, Drawings And Specifications; Base Course;150Mm Thick Recycled Aggregate Base | 11515 | m² | AED | 24.05 | 276935.75
2021-04 | 4 | 4.0356 | United Arab Emirates | Dubai | Infrastructure | Tilal Al Ghaf | Phase 2 Boulevard Roads | MAF | Dutco | Award | 2021 |  | Roads And Pavings | R342.1 | Roads And Pavings; Pavement Type 1; Sub-Bases, Flexible Road Bases And Surfacing, Roadwork Etc. All In Accordance With Road Geometry Layout Plan, Drawings And Specifications; Recycled Interlock Block Paving; 80Mm Thick Recycled Interlock Block Paving | 11515 | m² | AED | 113.25 | 1304073.75
2021-04 | 4 | 4.0356 | United Arab Emirates | Dubai | Infrastructure | Tilal Al Ghaf | Phase 2 Boulevard Roads | MAF | Dutco | Award | 2021 |  | Roads And Pavings | R691.1 | Kerbs, Channels And Edgings; Precast Concrete Kerbs; Straight Or Curved, Complete Including Beds, Backing, Reinforcement, Joints, Cutting And Transition As Per Drawings And Specifications; 150Mm Thick Rollover Kerb (Kb-03) | 458 | m | AED | 184.88 | 84675.04
2021-04 | 4 | 4.0356 | United Arab Emirates | Dubai | Infrastructure | Tilal Al Ghaf | Phase 2 Boulevard Roads | MAF | Dutco | Award | 2021 |  | Roads And Pavings | R691.2 | Kerbs, Channels And Edgings; Precast Concrete Kerbs; Straight Or Curved, Complete Including Beds, Backing, Reinforcement, Joints, Cutting And Transition As Per Drawings And Specifications;150X915X350Mm Thick Upstand Kerb (Kb-1B) | 3156 | m | AED | 115.7 | 365149.2
2021-04 | 4 | 4.0356 | United Arab Emirates | Dubai | Infrastructure | Tilal Al Ghaf | Phase 2 Boulevard Roads | MAF | Dutco | Award | 2021 |  | Roads And Pavings | R691.3 | Kerbs, Channels And Edgings; Precast Concrete Kerbs; Straight Or Curved, Complete Including Beds, Backing, Reinforcement, Joints, Cutting And Transition As Per Drawings And Specifications; 150X600X300Mm Thick Flush Kerb Type 1 | 9 | m | AED | 104.38 | 939.42
2021-04 | 4 | 4.0356 | United Arab Emirates | Dubai | Infrastructure | Tilal Al Ghaf | Phase 2 Boulevard Roads | MAF | Dutco | Award | 2021 |  | Roads And Pavings | R691.4 | Roads And Pavings; Precast Concrete Kerbs; Straight Or Curved, Complete Including Beds, Backing, Reinforcement, Joints, Cutting And Transition As Per Drawings And Specifications; 150Mm Thick Flush Kerb Type 2 | 147 | m | AED | 108.43 | 15939.21
2021-04 | 4 | 4.0356 | United Arab Emirates | Dubai | Infrastructure | Tilal Al Ghaf | Phase 2 Boulevard Roads | MAF | Dutco | Award | 2021 |  | Roads And Pavings | R695.1 | Roads And Pavings; Precast Concrete Kerbs; Straight Or Curved, Complete Including Beds, Backing, Reinforcement, Joints, Cutting And Transition As Per Drawings And Specifications; Transition Kerb Type 1 | 21 | m | AED | 378.46 | 7947.66
2021-04 | 4 | 4.0356 | United Arab Emirates | Dubai | Infrastructure | Tilal Al Ghaf | Phase 2 Boulevard Roads | MAF | Dutco | Award | 2021 |  | Roads And Pavings | R695.2 | Roads And Pavings; Precast Concrete Kerbs; Straight Or Curved, Complete Including Beds, Backing, Reinforcement, Joints, Cutting And Transition As Per Drawings And Specifications; Transition Kerb Type 3 | 150 | m | AED | 452.55 | 67882.5
2021-04 | 4 | 4.0356 | United Arab Emirates | Dubai | Infrastructure | Tilal Al Ghaf | Phase 2 Boulevard Roads | MAF | Dutco | Award | 2021 |  | Roads And Pavings | R81*.1 | Traffic Signs; Supply And Install Traffic Signs Including Panel, Plated, Post, Earthworks, Foundation, Fittings And Other Related Works As Per Drawings And Specifications; Type 302(750) | 2 | Nr | AED | 767.64 | 1535.28
2021-04 | 4 | 4.0357 | United Arab Emirates | Dubai | Infrastructure | Tilal Al Ghaf | Phase 2 Boulevard Roads | MAF | Dutco | Award | 2021 |  | Roads And Pavings | R81*.2 | Traffic Signs; Supply And Install Traffic Signs Including Panel, Plated, Post, Earthworks, Foundation, Fittings And Other Related Works As Per Drawings And Specifications; Type 302(750) & 329(600); 1 Post | 3 | Nr | AED | 692.51 | 2077.53
2021-04 | 4 | 4.0357 | United Arab Emirates | Dubai | Infrastructure | Tilal Al Ghaf | Phase 2 Boulevard Roads | MAF | Dutco | Award | 2021 |  | Roads And Pavings | R81*.3 | Traffic Signs; Supply And Install Traffic Signs Including Panel, Plated, Post, Earthworks, Foundation, Fittings And Other Related Works As Per Drawings And Specifications; Type 303(750) | 15 | Nr | AED | 597.21 | 8958.15
2021-04 | 4 | 4.0357 | United Arab Emirates | Dubai | Infrastructure | Tilal Al Ghaf | Phase 2 Boulevard Roads | MAF | Dutco | Award | 2021 |  | Roads And Pavings | R81*.4 | Traffic Signs; Supply And Install Traffic Signs Including Panel, Plated, Post, Earthworks, Foundation, Fittings And Other Related Works As Per Drawings And Specifications; Type 304(600), 301(600); 1 Post | 5 | Nr | AED | 940.51 | 4702.55
2021-04 | 4 | 4.0357 | United Arab Emirates | Dubai | Infrastructure | Tilal Al Ghaf | Phase 2 Boulevard Roads | MAF | Dutco | Award | 2021 |  | Roads And Pavings | R81*.5 | Traffic Signs; Supply And Install Traffic Signs Including Panel, Plated, Post, Earthworks, Foundation, Fittings And Other Related Works As Per Drawings And Specifications; Type 327(600) | 2 | Nr | AED | 732.18 | 1464.36
2021-04 | 4 | 4.0357 | United Arab Emirates | Dubai | Infrastructure | Tilal Al Ghaf | Phase 2 Boulevard Roads | MAF | Dutco | Award | 2021 |  | Roads And Pavings | R81*.6 | Traffic Signs; Supply And Install Traffic Signs Including Panel, Plated, Post, Earthworks, Foundation, Fittings And Other Related Works As Per Drawings And Specifications; Type 348.1(750) | 1 | Nr | AED | 658.16 | 658.16
2021-04 | 4 | 4.0357 | United Arab Emirates | Dubai | Infrastructure | Tilal Al Ghaf | Phase 2 Boulevard Roads | MAF | Dutco | Award | 2021 |  | Roads And Pavings | R81*.7 | Traffic Signs; Supply And Install Traffic Signs Including Panel, Plated, Post, Earthworks, Foundation, Fittings And Other Related Works As Per Drawings And Specifications; Type 353.5(600), 392.2(600X800); 1 Post | 2 | Nr | AED | 1094.76 | 2189.52
2021-04 | 4 | 4.0357 | United Arab Emirates | Dubai | Infrastructure | Tilal Al Ghaf | Phase 2 Boulevard Roads | MAF | Dutco | Award | 2021 |  | Roads And Pavings | R81*.8 | Traffic Signs; Supply And Install Traffic Signs Including Panel, Plated, Post, Earthworks, Foundation, Fittings And Other Related Works As Per Drawings And Specifications; Type 375(300X600) | 2 | Nr | AED | 743.26 | 1486.52
2021-04 | 4 | 4.0357 | United Arab Emirates | Dubai | Infrastructure | Tilal Al Ghaf | Phase 2 Boulevard Roads | MAF | Dutco | Award | 2021 |  | Roads And Pavings | R81*.9 | Traffic Signs; Supply And Install Traffic Signs Including Panel, Plated, Post, Earthworks, Foundation, Fittings And Other Related Works As Per Drawings And Specifications; Type 390(300X600) | 2 | Nr | AED | 676.77 | 1353.54
2021-04 | 4 | 4.0357 | United Arab Emirates | Dubai | Infrastructure | Tilal Al Ghaf | Phase 2 Boulevard Roads | MAF | Dutco | Award | 2021 |  | Roads And Pavings | R81*.10 | Traffic Signs; Supply And Install Traffic Signs Including Panel, Plated, Post, Earthworks, Foundation, Fittings And Other Related Works As Per Drawings And Specifications; Type 399.1(600X800) & 399.1A(800X800); 1 Post | 2 | Nr | AED | 1863.29 | 3726.58
2021-04 | 4 | 4.0357 | United Arab Emirates | Dubai | Infrastructure | Tilal Al Ghaf | Phase 2 Boulevard Roads | MAF | Dutco | Award | 2021 |  | Roads And Pavings | R81*.11 | Traffic Signs; Supply And Install Traffic Signs Including Panel, Plated, Post, Earthworks, Foundation, Fittings And Other Related Works As Per Drawings And Specifications; Type 453.1 (600X800) | 4 | Nr | AED | 743.26 | 2973.04
2021-04 | 4 | 4.0358 | United Arab Emirates | Dubai | Infrastructure | Tilal Al Ghaf | Phase 2 Boulevard Roads | MAF | Dutco | Award | 2021 |  | Roads And Pavings | R81*.12 | Traffic Signs; Supply And Install Traffic Signs Including Panel, Plated, Post, Earthworks, Foundation, Fittings And Other Related Works As Per Drawings And Specifications; Speed Limit 40 | 2 | Nr | AED | 808.64 | 1617.28
2021-04 | 4 | 4.0358 | United Arab Emirates | Dubai | Infrastructure | Tilal Al Ghaf | Phase 2 Boulevard Roads | MAF | Dutco | Award | 2021 |  | Roads And Pavings | R81*.13 | Traffic Signs; Supply And Install Traffic Signs Including Panel, Plated, Post, Earthworks, Foundation, Fittings And Other Related Works As Per Drawings And Specifications; Roundabout At 60M | 1 | Nr | AED | 859.62 | 859.62
2021-04 | 4 | 4.0358 | United Arab Emirates | Dubai | Infrastructure | Tilal Al Ghaf | Phase 2 Boulevard Roads | MAF | Dutco | Award | 2021 |  | Roads And Pavings | R81*.14 | Traffic Signs; Supply And Install Traffic Signs Including Panel, Plated, Post, Earthworks, Foundation, Fittings And Other Related Works As Per Drawings And Specifications; Cycle (Not Allowed) | 2 | Nr | AED | 808.64 | 1617.28
2021-04 | 4 | 4.0358 | United Arab Emirates | Dubai | Infrastructure | Tilal Al Ghaf | Phase 2 Boulevard Roads | MAF | Dutco | Award | 2021 |  | Roads And Pavings | R81*.15 | Traffic Signs; Supply And Install Traffic Signs Including Panel, Plated, Post, Earthworks, Foundation, Fittings And Other Related Works As Per Drawings And Specifications; Cycle Direction | 2 | Nr | AED | 808.64 | 1617.28
2021-04 | 4 | 4.0358 | United Arab Emirates | Dubai | Infrastructure | Tilal Al Ghaf | Phase 2 Boulevard Roads | MAF | Dutco | Award | 2021 |  | Roads And Pavings | R823.1 | Surface Markings; Supply And Apply Surface Markings Including All Necessary Accessories And Other Related Works As Per Drawings And Specifications; Letters And Shapes; Straight Arrow, Type 614.1 | 11 | Nr | AED | 39.98 | 439.78
2021-04 | 4 | 4.0358 | United Arab Emirates | Dubai | Infrastructure | Tilal Al Ghaf | Phase 2 Boulevard Roads | MAF | Dutco | Award | 2021 |  | Roads And Pavings | R823.2 | Surface Markings; Supply And Apply Surface Markings Including All Necessary Accessories And Other Related Works As Per Drawings And Specifications; Letters And Shapes; Right Turn Arrow, Type 614.2 | 1 | Nr | AED | 51.41 | 51.41
2021-04 | 4 | 4.0358 | United Arab Emirates | Dubai | Infrastructure | Tilal Al Ghaf | Phase 2 Boulevard Roads | MAF | Dutco | Award | 2021 |  | Roads And Pavings | R823.3 | Surface Markings; Supply And Apply Surface Markings Including All Necessary Accessories And Other Related Works As Per Drawings And Specifications; Letters And Shapes; Straight/Right Arrow, Type 614.4 | 6 | Nr | AED | 74.26 | 445.56
2021-04 | 4 | 4.0358 | United Arab Emirates | Dubai | Infrastructure | Tilal Al Ghaf | Phase 2 Boulevard Roads | MAF | Dutco | Award | 2021 |  | Roads And Pavings | R823.4 | Surface Markings; Supply And Apply Surface Markings Including All Necessary Accessories And Other Related Works As Per Drawings And Specifications; Letters And Shapes; Type 614.8 | 3 | Nr | AED | 131.38 | 394.14
2021-04 | 4 | 4.0358 | United Arab Emirates | Dubai | Infrastructure | Tilal Al Ghaf | Phase 2 Boulevard Roads | MAF | Dutco | Award | 2021 |  | Roads And Pavings | R824.1 | Roads And Pavings; Thermo-Plastic Paint; Complete As Per Drawings And Specifications; Stop Line, Type 601(300) | 33 | m | AED | 9.71 | 320.43
2021-04 | 4 | 4.0358 | United Arab Emirates | Dubai | Infrastructure | Tilal Al Ghaf | Phase 2 Boulevard Roads | MAF | Dutco | Award | 2021 |  | Roads And Pavings | R824.2 | Roads And Pavings; Thermo-Plastic Paint; Complete As Per Drawings And Specifications; Give Way Line, Type 602(300) | 119 | m | AED | 10.85 | 1291.15
2021-04 | 4 | 4.0358 | United Arab Emirates | Dubai | Infrastructure | Tilal Al Ghaf | Phase 2 Boulevard Roads | MAF | Dutco | Award | 2021 |  | Roads And Pavings | R824.3 | Roads And Pavings; Thermo-Plastic Paint; Complete As Per Drawings And Specifications; Pedestrian Crossing - 3M Width, Type 603 | 41 | m | AED | 15.42 | 632.22
2021-04 | 4 | 4.0359 | United Arab Emirates | Dubai | Infrastructure | Tilal Al Ghaf | Phase 2 Boulevard Roads | MAF | Dutco | Award | 2021 |  | Roads And Pavings | R824.4 | Roads And Pavings; Thermo-Plastic Paint; Complete As Per Drawings And Specifications; Pedestrian Crossing - 4M Width, Type 603 | 75 | m | AED | 15.42 | 1156.5
2021-04 | 4 | 4.0359 | United Arab Emirates | Dubai | Infrastructure | Tilal Al Ghaf | Phase 2 Boulevard Roads | MAF | Dutco | Award | 2021 |  | Roads And Pavings | R824.5 | Roads And Pavings; Thermo-Plastic Paint; Complete As Per Drawings And Specifications; Edge Line, Type 613 | 1762 | m | AED | 2.4 | 4228.8
2021-04 | 4 | 4.0359 | United Arab Emirates | Dubai | Infrastructure | Tilal Al Ghaf | Phase 2 Boulevard Roads | MAF | Dutco | Award | 2021 |  | Roads And Pavings | R824.6 | Roads And Pavings; Thermo-Plastic Paint; Complete As Per Drawings And Specifications; Parking Envelop Line Marking, Type 620 | 131 | m | AED | 3.08 | 403.48
2021-04 | 4 | 4.0359 | United Arab Emirates | Dubai | Infrastructure | Tilal Al Ghaf | Phase 2 Boulevard Roads | MAF | Dutco | Award | 2021 |  | Roads And Pavings | R824.7 | Roads And Pavings; Thermo-Plastic Paint; Complete As Per Drawings And Specifications; Dividing Line, Type 652(100) | 116 | m | AED | 1.6 | 185.6
2021-04 | 4 | 4.0359 | United Arab Emirates | Dubai | Infrastructure | Tilal Al Ghaf | Phase 2 Boulevard Roads | MAF | Dutco | Award | 2021 |  | Roads And Pavings | R824.8 | Roads And Pavings; Thermo-Plastic Paint; Complete As Per Drawings And Specifications; Type 658(200) | 22 | m² | AED | 30.85 | 678.7
2021-04 | 4 | 4.0359 | United Arab Emirates | Dubai | Infrastructure | Tilal Al Ghaf | Phase 2 Boulevard Roads | MAF | Dutco | Award | 2021 |  | Roads And Pavings | R824.9 | Roads And Pavings; Thermo-Plastic Paint; Complete As Per Drawings And Specifications; Type 681 | 65 | m | AED | 2.4 | 156
2021-04 | 4 | 4.0359 | United Arab Emirates | Dubai | Infrastructure | Tilal Al Ghaf | Phase 2 Boulevard Roads | MAF | Dutco | Award | 2021 |  | Miscellaneous Work | X900.2 | Miscellaneous Works; Ancillaries; Road Furniture; Road Bollard | 8 | Nr | AED | 1956.36 | 15650.88
2021-04 | 4 | 4.0359 | United Arab Emirates | Dubai | Infrastructure | Tilal Al Ghaf | Phase 2 Boulevard Roads | MAF | Dutco | Award | 2021 |  | Roads And Pavings | R900 | Miscellaneous Works; Connection To Existing Roads; Tie-Ins | 91 | m | AED | 1001.67 | 91151.97
2021-04 | 4 | 4.0359 | United Arab Emirates | Dubai | Infrastructure | Tilal Al Ghaf | Phase 2 Boulevard Roads | MAF | Dutco | Award | 2021 |  | Earthworks | E4** | Earthwork; Cable Trenches;Excavate Trenches For Multiple Street Lighting Cables Including Excavation In Any Type Of Soil, Dispose Of Surplus Material To An Approved Location Within Site Including Haulage And Backfill With Natural Soil Filling To The Normal Level And Compacted In Layers, After Cable Installation Including Warning Tapes, Cable Covering Tiles And Complete All In Accordance With The Drawings And Specifications (Beds & Surrounds Measured Seperately); Various Width | 1140 | m | AED | 65.42 | 74578.8
2021-04 | 4 | 4.0359 | United Arab Emirates | Dubai | Infrastructure | Tilal Al Ghaf | Phase 2 Boulevard Roads | MAF | Dutco | Award | 2021 |  | Pipework - Manholes And Pipework Ancillaries | K231.3 | Pipe Work - Manholes And Pipework Ancillaries; Earth Pits; Supply And Install Earth Pits, Including Excavation, Backfilling, Disposal Of Excavated Tip, Mass Concrete Surround, 2 Layers Denso Tape, 50Mm Thick Concrete Base, 600Mm Long 300Mm Dia A.C Pipe With Sand Fill, Medium Duty Cast Iron Cover, 16Mm Dia Copper Earth Rod And Complete All In Accordance With Drawings And Specifications; Earth Pit, Size 406 X 406Mm | 5 | Nr | AED | 6093.1 | 30465.5
2021-04 | 4 | 4.036 | United Arab Emirates | Dubai | Infrastructure | Tilal Al Ghaf | Phase 2 Boulevard Roads | MAF | Dutco | Award | 2021 |  | Pipework - Manholes And Pipework Ancillaries | K522.1 | Pipe Work - Manholes And Pipework Ancillaries; Road Crossings Ducts; Supply And Install 100Mm Diameter Upvc Ducts In Sand Encasement, Complete With Draw Cord, Endcaps, All Necessary Fittings And Accessories And Suitable Duct Markers, Warning Tape, Excavation In Any Type Of Soil, Dispose Of Surplus Material An Approved Location Including Haulage, Backfilling To Suitable Selected Excavated Material In 200Mm Thick Layer Compacted To 95% Of M.D.D, Protection Of Services And Testing Of Same And Complete All In Accordance With The Drawings And Specifications; 1 Way Road Crossing Duct | 62 | m | AED | 156.88 | 9726.56
2021-04 | 4 | 4.036 | United Arab Emirates | Dubai | Infrastructure | Tilal Al Ghaf | Phase 2 Boulevard Roads | MAF | Dutco | Award | 2021 |  | Pipework - Manholes And Pipework Ancillaries | K522.2 | Pipe Work - Manholes And Pipework Ancillaries; Road Crossings Ducts; Supply And Install 100Mm Diameter Upvc Ducts In Sand Encasement, Complete With Draw Cord, Endcaps, All Necessary Fittings And Accessories And Suitable Duct Markers, Warning Tape, Excavation In Any Type Of Soil, Dispose Of Surplus Material An Approved Location Including Haulage, Backfilling To Suitable Selected Excavated Material In 200Mm Thick Layer Compacted To 95% Of M.D.D, Protection Of Services And Testing Of Same And Complete All In Accordance With The Drawings And Specifications; 2 Way Road Crossing Duct | 33 | m | AED | 184.64 | 6093.12
2021-04 | 4 | 4.036 | United Arab Emirates | Dubai | Infrastructure | Tilal Al Ghaf | Phase 2 Boulevard Roads | MAF | Dutco | Award | 2021 |  | Pipework - Supports And Protection | L511.1 | Pipe Work - Supports & Protection, Ancillaries To Laying And Excavation;Beds & Surrounds; Sand Bed And Surrounds, Including All Other Necessary Accessories And Complete All In Accordance With The Drawings And Specifications; To Cable Laid In Trench | 1046 | m | AED | 24.75 | 25888.5
2021-04 | 4 | 4.036 | United Arab Emirates | Dubai | Infrastructure | Tilal Al Ghaf | Phase 2 Boulevard Roads | MAF | Dutco | Award | 2021 |  | Miscellaneous Work | X900.1 | Miscellaneous Works; Cables; Supply And Lay In Position And Testing Of The Following Street Lighting Power Supply And Earthing Cables Including Wire And Cable Laying Accessories With Joint Boxes, Cable Termination And Jointing, Installation Loop Sand Cable Threading And Complete All In Accordance With The Drawings And Specifications;Cable From Street Lighting Feeder Pillar To Lighting Poles; 4Cx10 Sq.Mm, Xlpe/Swa/Mdpe Cu Cable + 1Cx10Sqmm Cu (Y/G) Cable | 1231 | m | AED | 60.17 | 74069.27
2021-04 | 4 | 4.036 | United Arab Emirates | Dubai | Infrastructure | Tilal Al Ghaf | Phase 2 Boulevard Roads | MAF | Dutco | Award | 2021 |  | Miscellaneous Work | X900.2(Rev.02) | Miscellaneous Works; Lighting Pole & Feeder Pillar Foundation; Mass Concrete High Lighting Column Bases Complete As Detailed On Drawing Including Excavation, Backfilling, Compaction, Formwork,Concrete, Holding Down Bolts With 12Mm Rebar Link, Protection Of Holding Down Bolts, Nuts Andwashers With Denso Tape (Before Casting And After Erection), Greased Filled Pvc Caps For 25 M Mast,Bitumen Paint Etc; 6M Lighting Column Foundation. | 7 | Nr | AED | 1020.29 | 7142.03
2021-04 | 4 | 4.036 | United Arab Emirates | Dubai | Infrastructure | Tilal Al Ghaf | Phase 2 Boulevard Roads | MAF | Dutco | Award | 2021 |  | Miscellaneous Work | X900.3(Rev.02) | Miscellaneous Works; Lighting Pole & Feeder Pillar Foundation; Mass Concrete High Lighting Column Bases Complete As Detailed On Drawing Including Excavation, Backfilling, Compaction, Formwork,Concrete, Holding Down Bolts With 12Mm Rebar Link, Protection Of Holding Down Bolts, Nuts Andwashers With Denso Tape (Before Casting And After Erection), Greased Filled Pvc Caps For 25 M Mast,Bitumen Paint Etc; 10M Lighting Column Foundation | 21 | Nr | AED | 1194.13 | 25076.73
2021-04 | 4 | 4.036 | United Arab Emirates | Dubai | Infrastructure | Tilal Al Ghaf | Phase 2 Boulevard Roads | MAF | Dutco | Award | 2021 |  | Miscellaneous Work | X900.4(Rev.02) | Miscellaneous Works; Lighting Pole & Feeder Pillar Foundation; Mass Concrete High Lighting Column Bases Complete As Detailed On Drawing Including Excavation, Backfilling, Compaction, Formwork,Concrete, Holding Down Bolts With 12Mm Rebar Link, Protection Of Holding Down Bolts, Nuts Andwashers With Denso Tape (Before Casting And After Erection), Greased Filled Pvc Caps For 25 M Mast,Bitumen Paint Etc; Mass Concrete Foundation For Feeder Pillar As Detailed On Drawings Including Excavation, Backfilling, Concrete, Formwork; Holding Down Chemical Anchor Bolts, Stainless Steel Cover Plate, Protection Of Holding Down Bolts, Nuts And Washers With Denso Tape, Bitumen Paint Etc | 3 | Nr | AED | 925.37 | 2776.11
2021-04 | 4 | 4.036 | United Arab Emirates | Dubai | Infrastructure | Tilal Al Ghaf | Phase 2 Boulevard Roads | MAF | Dutco | Award | 2021 |  | Miscellaneous Work | X900.5(Rev.02) | Miscellaneous Works; Lighting Poles; Supply Of Lighting Column And Accessories Complete With Brackets, Luminaries As Shown On Dwg. (Installation Measured Separately); 6M High Lighting Column With 1X(25-35)W Led Luminaire And Brackets. (Pc Rate 6,000/Nr) | 7 | Nr | AED | 8000 | 56000
2021-04 | 4 | 4.036 | United Arab Emirates | Dubai | Infrastructure | Tilal Al Ghaf | Phase 2 Boulevard Roads | MAF | Dutco | Award | 2021 |  | Miscellaneous Work | X900.7(Rev.02) | Miscellaneous Works; Lighting Poles; Supply Of Lighting Column And Accessories Complete With Brackets, Luminaries As Shown On Dwg. (Installation Measured Separately); 10M High Lighting Column With 2X(70-75)W Led Luminaire And Brackets. (Pc Rate 13,800/Nr) | 21 | Nr | AED | 13800 | 289800
2021-04 | 4 | 4.0361 | United Arab Emirates | Dubai | Infrastructure | Tilal Al Ghaf | Phase 2 Boulevard Roads | MAF | Dutco | Award | 2021 |  | Miscellaneous Work | X900.9(Rev.02) | Miscellaneous Works; Install Lighting Column And Accessories Complete With Brackets, Luminaries, Lamps And CutOuts,Terminate Cables, Commission And Grouting Of Base Plate And Handling As Shown On Dwg. (Supply Measured Separately); 6M High Lighting Column With 1X(25-35)W Led Luminaire And Brackets. | 7 | Nr | AED | 1316.06 | 9212.42
2021-04 | 4 | 4.0361 | United Arab Emirates | Dubai | Infrastructure | Tilal Al Ghaf | Phase 2 Boulevard Roads | MAF | Dutco | Award | 2021 |  | Miscellaneous Work | X900.10(Rev.02) | Miscellaneous Works; Install Lighting Column And Accessories Complete With Brackets, Luminaries, Lamps And CutOuts,Terminate Cables, Commission And Grouting Of Base Plate And Handling As Shown On Dwg. (Supply Measured Separately); 10M High Lighting Column With 2X(70-75)W Led Luminaire And Brackets. | 21 | Nr | AED | 1864.41 | 39152.61
2021-04 | 4 | 4.0361 | United Arab Emirates | Dubai | Infrastructure | Tilal Al Ghaf | Phase 2 Boulevard Roads | MAF | Dutco | Award | 2021 |  | Miscellaneous Work | X900.11(Rev.02) | Miscellaneous Works; Installation Of Feeder Pillar; Supply And Install Feeder Pillar For Street Lighting Including Cables, Connections/Terminations, Testing And Other Items To Complete. | 3 | Nr | AED | 14952.02 | 44856.06
2021-04 | 4 | 4.0361 | United Arab Emirates | Dubai | Infrastructure | Tilal Al Ghaf | Phase 2 Boulevard Roads | MAF | Dutco | Award | 2021 |  | Pipework - Pipes | I513 | Pipework - Pipes; Storm Water Pipeline; Supply And Install Upvc Storm Water Pipeline, Including Excavation, Disposal, Backfilling, All Necessary Fittings, Accessories, And Complete All In Accordance With The Drawings And Specifications. (Beds & Surrounds Measured Separately); Nominal Bore; 160Mm Diameter; Depth To Invert, Depth 1.5-2.0M | 619 | m | AED | 222.93 | 137993.67
2021-04 | 4 | 4.0361 | United Arab Emirates | Dubai | Infrastructure | Tilal Al Ghaf | Phase 2 Boulevard Roads | MAF | Dutco | Award | 2021 |  | Pipework - Manholes And Pipework Ancillaries | K330.1 | Pipework - Manholes And Pipework Ancillaries; Gullies; Supply And Install In-Situ Reinforced Concrete Storm Water Gully, Including Excavations, Disposals, Backfilling, Dewatering, Concreting, Reinforcement, Surrounding, Epoxy Paint, Cover And Frame Etc., All Necessary Fittings, Accessories, And Complete All In Accordance With The Drawings And Specifications.; Top Entry Gully, Depth To Invert, Depth 1.5-2.0M | 71 | Nr | AED | 3684 | 261564
2021-04 | 4 | 4.0361 | United Arab Emirates | Dubai | Infrastructure | Tilal Al Ghaf | Phase 2 Boulevard Roads | MAF | Dutco | Award | 2021 |  | Pipework - Manholes And Pipework Ancillaries | K330.2 | Pipework - Manholes And Pipework Ancillaries; Gullies; Supply And Install In-Situ Reinforced Concrete Storm Water Gully, Including Excavations, Disposals, Backfilling, Dewatering, Concreting, Reinforcement, Surrounding, Epoxy Paint, Cover And Frame Etc., All Necessary Fittings, Accessories, And Complete All In Accordance With The Drawings And Specifications.; Top Entry Twin Gully, Depth To Invert, Depth 1.5-2.0M | 3 | Nr | AED | 5787.03 | 17361.09
2021-04 | 4 | 4.0361 | United Arab Emirates | Dubai | Infrastructure | Tilal Al Ghaf | Phase 2 Boulevard Roads | MAF | Dutco | Award | 2021 |  | Pipework - Supports And Protection | L531 | Pipe Work - Supports & Protection, Ancillaries To Laying And Excavation; Beds And Surrounds; Supply And Lay Granular Beds And Surround To Pipes, Including Warning Tapes, All Necessary Fittings, Fixings, Accessories, And Complete All In Accordance With The Drawings And Specifications; Nominal Bore: 160Mm Diameter | 619 | m | AED | 71.29 | 44128.51
2021-04 | 4 | 4.0361 | United Arab Emirates | Dubai | Infrastructure | Tilal Al Ghaf | Phase 2 Boulevard Roads | MAF | Dutco | Award | 2021 |  | Pipework - Supports And Protection | L601 | Pipe Work - Supports & Protection, Ancillaries To Laying And Excavation; Wrapping & Lagging; Supply And Lay Geotextile Wrapping Around Granular Beds And Surrounds To Pipes, Including All Necessary Fittings, Fixings, Accessories, And Complete All In Accordance With The Drawings And Specifications.; Nominal Bore: 160Mm Diameter | 619 | m | AED | 8.54 | 5286.26
2021-04 | 4 | 4.0361 | United Arab Emirates | Dubai | Infrastructure | Tilal Al Ghaf | Phase 2 Boulevard Roads | MAF | Dutco | Award | 2021 |  | Pipework - Pipes | I612.1 | Supply & Install Gre Pipes Laid In Trenches Including Excavation, Backfilling, Disposal, Warning Tape, Testing, Flushing And Sterilisation, Marker Post, Indicator Plate Etc. Complete As Detailed In Specification And As Shown On Drawings And As Per Specifications (Beds & Surrounds Measured Separately); Gre Pipes; Depth Not Exceeding 1.5 M; 150 Mm Diameter | 857 | m | AED | 311.62 | 267058.34
2021-04 | 4 | 4.0361 | United Arab Emirates | Dubai | Infrastructure | Tilal Al Ghaf | Phase 2 Boulevard Roads | MAF | Dutco | Award | 2021 |  | Pipework - Pipes | I612.2 | Supply & Install Gre Pipes Laid In Trenches Including Excavation, Backfilling, Disposal, Warning Tape, Testing, Flushing And Sterilisation, Marker Post, Indicator Plate Etc. Complete As Detailed In Specification And As Shown On Drawings And As Per Specifications (Beds & Surrounds Measured Separately); Gre Pipes; Depth Not Exceeding 1.5 M; 200 Mm Diameter | 659 | m | AED | 427.93 | 282005.87
2021-04 | 4 | 4.0362 | United Arab Emirates | Dubai | Infrastructure | Tilal Al Ghaf | Phase 2 Boulevard Roads | MAF | Dutco | Award | 2021 |  | Pipework - Fittings And Valves | J511.1 | Pipework - Fittings And Valves; Supply And Installation Of Pipe Fittings Including All Accessories As Per Drawings And Specifications; Bend - 11.25°; 150 Mm Diameter | 2 | Nr | AED | 2541.22 | 5082.44
2021-04 | 4 | 4.0362 | United Arab Emirates | Dubai | Infrastructure | Tilal Al Ghaf | Phase 2 Boulevard Roads | MAF | Dutco | Award | 2021 |  | Pipework - Fittings And Valves | J511.2 | Pipework - Fittings And Valves; Supply And Installation Of Pipe Fittings Including All Accessories As Per Drawings And Specifications; Bend - 22.5°; 150 Mm Diameter | 1 | Nr | AED | 2541.22 | 2541.22
2021-04 | 4 | 4.0362 | United Arab Emirates | Dubai | Infrastructure | Tilal Al Ghaf | Phase 2 Boulevard Roads | MAF | Dutco | Award | 2021 |  | Pipework - Fittings And Valves | J511.3 | Pipework - Fittings And Valves; Supply And Installation Of Pipe Fittings Including All Accessories As Per Drawings And Specifications; Bend - 45°; 150 Mm Diameter | 20 | Nr | AED | 2541.22 | 50824.4
2021-04 | 4 | 4.0362 | United Arab Emirates | Dubai | Infrastructure | Tilal Al Ghaf | Phase 2 Boulevard Roads | MAF | Dutco | Award | 2021 |  | Pipework - Fittings And Valves | J511.4 | Pipework - Fittings And Valves; Supply And Installation Of Pipe Fittings Including All Accessories As Per Drawings And Specifications; Bend - 45°; 200 Mm Diameter | 4 | Nr | AED | 2710.19 | 10840.76
2021-04 | 4 | 4.0362 | United Arab Emirates | Dubai | Infrastructure | Tilal Al Ghaf | Phase 2 Boulevard Roads | MAF | Dutco | Award | 2021 |  | Pipework - Fittings And Valves | J511.5 | Pipework - Fittings And Valves; Supply And Installation Of Pipe Fittings Including All Accessories As Per Drawings And Specifications; Bend - 90°; 150 Mm Diameter | 3 | Nr | AED | 2845.15 | 8535.45
2021-04 | 4 | 4.0362 | United Arab Emirates | Dubai | Infrastructure | Tilal Al Ghaf | Phase 2 Boulevard Roads | MAF | Dutco | Award | 2021 |  | Pipework - Fittings And Valves | J521.1 | Pipework - Fittings And Valves; Supply And Installation Of Pipe Fittings Including All Accessories As Per Drawings And Specifications; Equal Tee; 150X150X150 Mm Diameter | 7 | Nr | AED | 3364.15 | 23549.05
2021-04 | 4 | 4.0362 | United Arab Emirates | Dubai | Infrastructure | Tilal Al Ghaf | Phase 2 Boulevard Roads | MAF | Dutco | Award | 2021 |  | Pipework - Fittings And Valves | J521.2 | Pipework - Fittings And Valves; Supply And Installation Of Pipe Fittings Including All Accessories As Per Drawings And Specifications; Equal Tee; 200X200X200 Mm Diameter | 2 | Nr | AED | 4180.5 | 8361
2021-04 | 4 | 4.0362 | United Arab Emirates | Dubai | Infrastructure | Tilal Al Ghaf | Phase 2 Boulevard Roads | MAF | Dutco | Award | 2021 |  | Pipework - Fittings And Valves | J521.3 | Pipework - Fittings And Valves; Supply And Installation Of Pipe Fittings Including All Accessories As Per Drawings And Specifications; Unequal Tee; 200X200X150 Mm Diameter | 2 | Nr | AED | 4312.17 | 8624.34
2021-04 | 4 | 4.0362 | United Arab Emirates | Dubai | Infrastructure | Tilal Al Ghaf | Phase 2 Boulevard Roads | MAF | Dutco | Award | 2021 |  | Pipework - Fittings And Valves | J592.1 | Pipework - Fittings And Valves; Supply And Installation Of Pipe Fittings Including All Accessories As Per Drawings And Specifications; Reducer; 200X150Mm Diameter | 3 | Nr | AED | 1889.46 | 5668.38
2021-04 | 4 | 4.0362 | United Arab Emirates | Dubai | Infrastructure | Tilal Al Ghaf | Phase 2 Boulevard Roads | MAF | Dutco | Award | 2021 |  | Pipework - Fittings And Valves | J592.2 | Pipework - Fittings And Valves; Supply And Installation Of Pipe Fittings Including All Accessories As Per Drawings And Specifications; Reducer; 300X200Mm Diameter | 1 | Nr | AED | 2189 | 2189
2021-04 | 4 | 4.0362 | United Arab Emirates | Dubai | Infrastructure | Tilal Al Ghaf | Phase 2 Boulevard Roads | MAF | Dutco | Award | 2021 |  | Pipework - Fittings And Valves | J591 | Pipework - Fittings And Valves; Supply And Installation Of Pipe Fittings Including All Accessories As Per Drawings And Specifications; End Cap; 150 Mm Diameter | 7 | Nr | AED | 1011.66 | 7081.62
2021-04 | 4 | 4.0363 | United Arab Emirates | Dubai | Infrastructure | Tilal Al Ghaf | Phase 2 Boulevard Roads | MAF | Dutco | Award | 2021 |  | Pipework - Fittings And Valves | J592.3 | Pipework - Fittings And Valves; Supply And Installation Of Pipe Fittings Including All Accessories As Per Drawings And Specifications; End Cap; 300 Mm Diameter | 1 | Nr | AED | 1217.94 | 1217.94
2021-04 | 4 | 4.0363 | United Arab Emirates | Dubai | Infrastructure | Tilal Al Ghaf | Phase 2 Boulevard Roads | MAF | Dutco | Award | 2021 |  | Pipework - Fittings And Valves | J811.1 | Pipework - Fittings And Valves; Gate Valve; Supply And Install Gate Valves Including Flanged Adaptor, Double Spigot Pipe With Sealing Flange, Restrained Di Flanged Socket, Di Flanged Spigot Pipe, Stub Flange Assembly, Spindle Protection Tube, Spindle Extension, Valve Support, Marker Post, Indicator Plate Completes With All Accessories As Per The Specification, Bs 5163; Dn 150Mm Diameter | 10 | Nr | AED | 5802.23 | 58022.3
2021-04 | 4 | 4.0363 | United Arab Emirates | Dubai | Infrastructure | Tilal Al Ghaf | Phase 2 Boulevard Roads | MAF | Dutco | Award | 2021 |  | Pipework - Fittings And Valves | J811.2 | Pipework - Fittings And Valves; Gate Valve; Supply And Install Gate Valves Including Flanged Adaptor, Double Spigot Pipe With Sealing Flange, Restrained Di Flanged Socket, Di Flanged Spigot Pipe, Stub Flange Assembly, Spindle Protection Tube, Spindle Extension, Valve Support, Marker Post, Indicator Plate Completes With All Accessories As Per The Specification, Bs 5163; Dn 200Mm Diameter | 3 | Nr | AED | 7675.22 | 23025.66
2021-04 | 4 | 4.0363 | United Arab Emirates | Dubai | Infrastructure | Tilal Al Ghaf | Phase 2 Boulevard Roads | MAF | Dutco | Award | 2021 |  | Pipework - Fittings And Valves | J861.1 | Pipework - Fittings And Valves; Supply And Install Air Valves Including Double Flanged Air Valve, Butterfly Valve, S.S Spindle Support, Valve Spindle,, Spindle Cap, Spindle Support, Thrust Block, Pipe, Spindle Protection Tube, Spindle Extension, Valve Support, Marker Post, Indicator Plate Complete With All Accessories As Per The Specification. Bs 5163; Dn 150Mm Diameter | 5 | Nr | AED | 10567.56 | 52837.8
2021-04 | 4 | 4.0363 | United Arab Emirates | Dubai | Infrastructure | Tilal Al Ghaf | Phase 2 Boulevard Roads | MAF | Dutco | Award | 2021 |  | Pipework - Fittings And Valves | J861.2 | Pipework - Fittings And Valves; Supply And Install Air Valves Including Double Flanged Air Valve, Butterfly Valve, S.S Spindle Support, Valve Spindle,, Spindle Cap, Spindle Support, Thrust Block, Pipe, Spindle Protection Tube, Spindle Extension, Valve Support, Marker Post, Indicator Plate Complete With All Accessories As Per The Specification. Bs 5163; Dn 200Mm Diameter | 1 | Nr | AED | 10567.56 | 10567.56
2021-04 | 4 | 4.0363 | United Arab Emirates | Dubai | Infrastructure | Tilal Al Ghaf | Phase 2 Boulevard Roads | MAF | Dutco | Award | 2021 |  | Pipework - Fittings And Valves | J891.1 | Washout Valve; Supply And Install Washout Valves Including Gunmetal Flanged, Double Flanged Bs 5163, Neoprene Rubber, Flanged Sluice, S.S Spindle Support, Valve Spindle, Spindle Cap, Thrust Block, Pipe, Spindle Protection Tube, Spindle Extension, Valve Support, Marker Post, Indicator Plate Complete With All Accessories As Per The Specification. Bs 5163;Dn 150Mm Diameter | 5 | Nr | AED | 8321.5 | 41607.5
2021-04 | 4 | 4.0363 | United Arab Emirates | Dubai | Infrastructure | Tilal Al Ghaf | Phase 2 Boulevard Roads | MAF | Dutco | Award | 2021 |  | Pipework - Fittings And Valves | J891.2 | Washout Valve; Supply And Install Washout Valves Including Gunmetal Flanged, Double Flanged Bs 5163, Neoprene Rubber, Flanged Sluice, S.S Spindle Support, Valve Spindle, Spindle Cap, Thrust Block, Pipe, Spindle Protection Tube, Spindle Extension, Valve Support, Marker Post, Indicator Plate Complete With All Accessories As Per The Specification. Bs 5163;Dn 200Mm Diameter | 1 | Nr | AED | 8321.5 | 8321.5
2021-04 | 4 | 4.0363 | United Arab Emirates | Dubai | Infrastructure | Tilal Al Ghaf | Phase 2 Boulevard Roads | MAF | Dutco | Award | 2021 |  | Pipework - Manholes And Pipework Ancillaries | K232.1 | Pipework - Manholes And Pipework Ancillaries; Other Stated Chambers; Supply And Install In-Situ Reinforced Concrete Chamber, Including Excavations, Disposals, Backfilling, Dewatering, Concreting, Reinforcement, Blinding, Screed, Concrete Haunch, Bitumen Emulsion, Protected With Grp Lamination, Grp Liner, Ladders, Waterproofing Identification Plate, Marker Posts, Cover And Frame, Aluminium Vent, Hooks, Grp Sealine Plate, Galvanized Steel Handle Etc., All Necessary Fittings, Accessories, And Complete All In Accordance With The Drawings And Specifications.; Gate Valve Chambers; Dn 150 Mm Diameter | 10 | Nr | AED | 26550.02 | 265500.2
2021-04 | 4 | 4.0363 | United Arab Emirates | Dubai | Infrastructure | Tilal Al Ghaf | Phase 2 Boulevard Roads | MAF | Dutco | Award | 2021 |  | Pipework - Manholes And Pipework Ancillaries | K232.2 | Pipework - Manholes And Pipework Ancillaries; Other Stated Chambers; Supply And Install In-Situ Reinforced Concrete Chamber, Including Excavations, Disposals, Backfilling, Dewatering, Concreting, Reinforcement, Blinding, Screed, Concrete Haunch, Bitumen Emulsion, Protected With Grp Lamination, Grp Liner, Ladders, Waterproofing Identification Plate, Marker Posts, Cover And Frame, Aluminium Vent, Hooks, Grp Sealine Plate, Galvanized Steel Handle Etc., All Necessary Fittings, Accessories, And Complete All In Accordance With The Drawings And Specifications.; Gate Valve Chambers; Dn 200Mm Diameter | 3 | Nr | AED | 26550.02 | 79650.06
2021-04 | 4 | 4.0363 | United Arab Emirates | Dubai | Infrastructure | Tilal Al Ghaf | Phase 2 Boulevard Roads | MAF | Dutco | Award | 2021 |  | Pipework - Manholes And Pipework Ancillaries | K232.3 | Pipework - Manholes And Pipework Ancillaries; Other Stated Chambers; Supply And Install In-Situ Reinforced Concrete Chamber, Including Excavations, Disposals, Backfilling, Dewatering, Concreting, Reinforcement, Blinding, Screed, Concrete Haunch, Bitumen Emulsion, Protected With Grp Lamination, Grp Liner, Ladders, Waterproofing Identification Plate, Marker Posts, Cover And Frame, Aluminium Vent, Hooks, Grp Sealine Plate, Galvanized Steel Handle Etc., All Necessary Fittings, Accessories, And Complete All In Accordance With The Drawings And Specifications.; Washout Valve Chambers; Dn 150Mm Diameter | 5 | Nr | AED | 26544.53 | 132722.65
2021-04 | 4 | 4.0364 | United Arab Emirates | Dubai | Infrastructure | Tilal Al Ghaf | Phase 2 Boulevard Roads | MAF | Dutco | Award | 2021 |  | Pipework - Manholes And Pipework Ancillaries | K232.4 | Pipework - Manholes And Pipework Ancillaries; Other Stated Chambers; Supply And Install In-Situ Reinforced Concrete Chamber, Including Excavations, Disposals, Backfilling, Dewatering, Concreting, Reinforcement, Blinding, Screed, Concrete Haunch, Bitumen Emulsion, Protected With Grp Lamination, Grp Liner, Ladders, Waterproofing Identification Plate, Marker Posts, Cover And Frame, Aluminium Vent, Hooks, Grp Sealine Plate, Galvanized Steel Handle Etc., All Necessary Fittings, Accessories, And Complete All In Accordance With The Drawings And Specifications.; Washout Valve Chambers; Dn 200Mm Diameter | 1 | Nr | AED | 26544.53 | 26544.53
2021-04 | 4 | 4.0364 | United Arab Emirates | Dubai | Infrastructure | Tilal Al Ghaf | Phase 2 Boulevard Roads | MAF | Dutco | Award | 2021 |  | Pipework - Manholes And Pipework Ancillaries | K232.5 | Pipework - Manholes And Pipework Ancillaries; Other Stated Chambers; Supply And Install In-Situ Reinforced Concrete Chamber, Including Excavations, Disposals, Backfilling, Dewatering, Concreting, Reinforcement, Blinding, Screed, Concrete Haunch, Bitumen Emulsion, Protected With Grp Lamination, Grp Liner, Ladders, Waterproofing Identification Plate, Marker Posts, Cover And Frame, Aluminium Vent, Hooks, Grp Sealine Plate, Galvanized Steel Handle Etc., All Necessary Fittings, Accessories, And Complete All In Accordance With The Drawings And Specifications.; Air Release Valve Chambers; Dn 150 Mm Diameter | 5 | Nr | AED | 26544.53 | 132722.65
2021-04 | 4 | 4.0364 | United Arab Emirates | Dubai | Infrastructure | Tilal Al Ghaf | Phase 2 Boulevard Roads | MAF | Dutco | Award | 2021 |  | Pipework - Manholes And Pipework Ancillaries | K232.6 | Pipework - Manholes And Pipework Ancillaries; Other Stated Chambers; Supply And Install In-Situ Reinforced Concrete Chamber, Including Excavations, Disposals, Backfilling, Dewatering, Concreting, Reinforcement, Blinding, Screed, Concrete Haunch, Bitumen Emulsion, Protected With Grp Lamination, Grp Liner, Ladders, Waterproofing Identification Plate, Marker Posts, Cover And Frame, Aluminium Vent, Hooks, Grp Sealine Plate, Galvanized Steel Handle Etc., All Necessary Fittings, Accessories, And Complete All In Accordance With The Drawings And Specifications.; Air Release Valve Chambers; Dn 200Mm Diameter | 1 | Nr | AED | 26544.53 | 26544.53
2021-04 | 4 | 4.0364 | United Arab Emirates | Dubai | Infrastructure | Tilal Al Ghaf | Phase 2 Boulevard Roads | MAF | Dutco | Award | 2021 |  | Pipework - Manholes And Pipework Ancillaries | K592.1 | Pipework - Manholes And Pipework Ancillaries; Supply And Installation Upvc Ducts With Concrete Encasment, Including Excavation And Disposal Of Excavated Material, All Necessary Fittings And Accessories And Suitable Duct Markers, Warning Tape And Carry Out Mandrel Test Including Connection To Chamber And Reinstatement And Complete All In Accordance With Drawings And Specifications; 160Mm Diameter (For Guard House) | 14 | m | AED | 449.87 | 6298.18
2021-04 | 4 | 4.0364 | United Arab Emirates | Dubai | Infrastructure | Tilal Al Ghaf | Phase 2 Boulevard Roads | MAF | Dutco | Award | 2021 |  | Pipework - Manholes And Pipework Ancillaries | K592.2 | Pipework - Manholes And Pipework Ancillaries; Supply And Installation Of Self Restrained Fully Laminated Gre Pipe Of Stiffness Not Less Than 10,000 N/M2 With Minimum Cover Of 1.2M Including, Concrete Surround Class 30/20/S, Blinding, Neoprene Rubber, Bitumen Coating, Excavation, Backfilling, Disposal, Commissioning And Warning Tape; Complete All In Accordance With The Drawings And Specifications.; 150Mm Diameter | 28 | m | AED | 735.15 | 20584.2
2021-04 | 4 | 4.0364 | United Arab Emirates | Dubai | Infrastructure | Tilal Al Ghaf | Phase 2 Boulevard Roads | MAF | Dutco | Award | 2021 |  | Pipework - Manholes And Pipework Ancillaries | K592.3 | Pipework - Manholes And Pipework Ancillaries; Supply And Installation Of Self Restrained Fully Laminated Gre Pipe Of Stiffness Not Less Than 10,000 N/M2 With Minimum Cover Of 1.2M Including, Concrete Surround Class 30/20/S, Blinding, Neoprene Rubber, Bitumen Coating, Excavation, Backfilling, Disposal, Commissioning And Warning Tape; Complete All In Accordance With The Drawings And Specifications.; 200Mm Diameter | 19 | m | AED | 872.31 | 16573.89
2021-04 | 4 | 4.0364 | United Arab Emirates | Dubai | Infrastructure | Tilal Al Ghaf | Phase 2 Boulevard Roads | MAF | Dutco | Award | 2021 |  | Pipework - Manholes And Pipework Ancillaries | K592.4 | Pipework - Manholes And Pipework Ancillaries; Supply And Installation Of Upvc Pipe Inside Steel Sleeve Including, Concrete Surround Class 30/20/S, Blinding, Neoprene Rubber, Cement Grouting, Ms Flat, Arc Welding With Stiffeners, Roller, Excavation, Backfilling, Disposal, Commissioning And Warning Tape; Complete All In Accordance With The Drawings And Specifications.; 150Mm Diameter | 29 | m | AED | 2189 | 63481
2021-04 | 4 | 4.0364 | United Arab Emirates | Dubai | Infrastructure | Tilal Al Ghaf | Phase 2 Boulevard Roads | MAF | Dutco | Award | 2021 |  | Pipework - Manholes And Pipework Ancillaries | K611 | Pipework - Manholes And Pipework Ancillaries; Supply And Installation Of Gre Pipe Inside Steel Sleeve Including, Concrete Surround Class 30/20/S, Blinding, Neoprene Rubber, Cement Grouting, Ms Flat, Arc Welding With Stiffeners, Roller, Excavation, Backfilling, Disposal, Commissioning And Warning Tape; Complete All In Accordance With The Drawings And Specifications.; 150Mm Diameter | 161 | m | AED | 2285.72 | 368000.92
2021-04 | 4 | 4.0364 | United Arab Emirates | Dubai | Infrastructure | Tilal Al Ghaf | Phase 2 Boulevard Roads | MAF | Dutco | Award | 2021 |  | Pipework - Supports And Protection | L521.1 | Pipe Work - Supports & Protection, Ancillaries To Laying And Excavation; Beds And Surrounds; Supply And Lay Granular Beds And Surround To Pipes, Including, Warning Tapes, All Necessary Fittings, Fixings, Accessories, And Complete All In Accordance With The Drawings And Specifications.150Mm Diameter | 639 | m | AED | 68.55 | 43803.45
2021-04 | 4 | 4.0365 | United Arab Emirates | Dubai | Infrastructure | Tilal Al Ghaf | Phase 2 Boulevard Roads | MAF | Dutco | Award | 2021 |  | Pipework - Supports And Protection | L521.2 | Pipe Work - Supports & Protection, Ancillaries To Laying And Excavation; Beds And Surrounds; Supply And Lay Granular Beds And Surround To Pipes, Including, Warning Tapes, All Necessary Fittings, Fixings, Accessories, And Complete All In Accordance With The Drawings And Specifications.; 200Mm Diameter | 640 | m | AED | 76.72 | 49100.8
2021-04 | 4 | 4.0365 | United Arab Emirates | Dubai | Infrastructure | Tilal Al Ghaf | Phase 2 Boulevard Roads | MAF | Dutco | Award | 2021 |  | Pipework - Supports And Protection | L601.1 | Pipe Work - Supports & Protection, Ancillaries To Laying And Excavation; Wrapping & Lagging; Supply And Lay Geotextile Wrapping Around Granular Beds And Surrounds To Pipes, Including All Necessary Fittings, Fixings, Accessories, And Complete All In Accordance With The Drawings And Specifications.; 150Mm Diameter | 639 | m | AED | 8.15 | 5207.85
2021-04 | 4 | 4.0365 | United Arab Emirates | Dubai | Infrastructure | Tilal Al Ghaf | Phase 2 Boulevard Roads | MAF | Dutco | Award | 2021 |  | Pipework - Supports And Protection | L601.2 | Pipe Work - Supports & Protection, Ancillaries To Laying And Excavation; Wrapping & Lagging; Supply And Lay Geotextile Wrapping Around Granular Beds And Surrounds To Pipes, Including All Necessary Fittings, Fixings, Accessories, And Complete All In Accordance With The Drawings And Specifications.; 200Mm Diameter | 640 | m | AED | 8.65 | 5536
2021-04 | 4 | 4.0365 | United Arab Emirates | Dubai | Infrastructure | Tilal Al Ghaf | Phase 2 Boulevard Roads | MAF | Dutco | Award | 2021 |  | Pipework - Supports And Protection | L711.1 | Pipe Work - Supports & Protection, Ancillaries To Laying And Excavation; Concrete Stools And Thrust Blocks; Class 30/20/S Concrete Thrust Blocks Cast Underturbed Soil Including Encasement And Complete All In Accordance With The Drawings And Specifications.; Volume, 0.1-.0.2 M3 | 40 | m | AED | 931.56 | 37262.4
2021-04 | 4 | 4.0365 | United Arab Emirates | Dubai | Infrastructure | Tilal Al Ghaf | Phase 2 Boulevard Roads | MAF | Dutco | Award | 2021 |  | Pipework - Supports And Protection | L711.2 | Pipe Work - Supports & Protection, Ancillaries To Laying And Excavation; Concrete Stools And Thrust Blocks; Class 30/20/S Concrete Thrust Blocks Cast Underturbed Soil Including Encasement And Complete All In Accordance With The Drawings And Specifications.; Volume, 0.2-0.5 M3 | 4 | Nr | AED | 931.56 | 3726.24
2021-04 | 4 | 4.0365 | United Arab Emirates | Dubai | Infrastructure | Tilal Al Ghaf | Phase 2 Boulevard Roads | MAF | Dutco | Award | 2021 |  | Pipework - Supports And Protection | L711.3 | Pipe Work - Supports & Protection, Ancillaries To Laying And Excavation; Concrete Stools And Thrust Blocks; Class 30/20/S Concrete Thrust Blocks Cast Underturbed Soil Including Encasement And Complete All In Accordance With The Drawings And Specifications.; Volume, 0.5-0.1 M3 | 1 | Nr | AED | 931.56 | 931.56
2021-04 | 4 | 4.0365 | United Arab Emirates | Dubai | Infrastructure | Tilal Al Ghaf | Phase 2 Boulevard Roads | MAF | Dutco | Award | 2021 |  | Miscellaneous Work | X900.1 | Miscellaneous Works; Connection; Contractor To Allow For All Interface And CoOrdination Required With Stakeholders To Facilitate The Final Connection And Tie-In Works In All Necessary Tie-In Connection To Existing Potable Water Networks; Allow Connection With Boulevard Road, 150Mm Diameter | 3 | Nr | AED | 11756.97 | 35270.91
2021-04 | 4 | 4.0365 | United Arab Emirates | Dubai | Infrastructure | Tilal Al Ghaf | Phase 2 Boulevard Roads | MAF | Dutco | Award | 2021 |  | Miscellaneous Work | X900.2 | Miscellaneous Works; Connection; Contractor To Allow For All Interface And CoOrdination Required With Stakeholders To Facilitate The Final Connection And Tie-In Works In All Necessary Tie-In Connection To Existing Potable Water Networks; Allow Connection With Boulevard Road, 300Mm Diameter | 1 | Nr | AED | 15778.37 | 15778.37
2021-04 | 4 | 4.0365 | United Arab Emirates | Dubai | Infrastructure | Tilal Al Ghaf | Phase 2 Boulevard Roads | MAF | Dutco | Award | 2021 |  | Miscellaneous Work | X900.3 | Miscellaneous Works; Connection; Contractor To Allow For All Interface And CoOrdination Required With Stakeholders To Facilitate The Final Connection And Tie-In Works In All Necessary Tie-In Connection To Existing Potable Water Networks; Allow Connection With Alaya Beach Network, 150Mm Diameter | 2 | Nr | AED | 11756.97 | 23513.94
2021-04 | 4 | 4.0365 | United Arab Emirates | Dubai | Infrastructure | Tilal Al Ghaf | Phase 2 Boulevard Roads | MAF | Dutco | Award | 2021 |  | Miscellaneous Work | X900.4 | Miscellaneous Works; Connection; Contractor To Allow For All Interface And CoOrdination Required With Stakeholders To Facilitate The Final Connection And Tie-In Works In All Necessary Tie-In Connection To Existing Potable Water Networks; Allow Connection With Package-1B Network, 150Mm Diameter | 4 | Nr | AED | 11756.97 | 47027.88
2021-04 | 4 | 4.0366 | United Arab Emirates | Dubai | Infrastructure | Tilal Al Ghaf | Phase 2 Boulevard Roads | MAF | Dutco | Award | 2021 |  | Miscellaneous Work | X900.5 | Miscellaneous Works; Connection; Contractor To Allow For All Interface And CoOrdination Required With Stakeholders To Facilitate The Final Connection And Tie-In Works In All Necessary Tie-In Connection To Existing Potable Water Networks; Allow Future Connection For Phase-3, 150Mm Diameter | 2 | Nr | AED | 11756.97 | 23513.94
2021-04 | 4 | 4.0366 | United Arab Emirates | Dubai | Infrastructure | Tilal Al Ghaf | Phase 2 Boulevard Roads | MAF | Dutco | Award | 2021 |  | Miscellaneous Work | X900.6 | Miscellaneous Works; Connection; Contractor To Allow For All Interface And CoOrdination Required With Stakeholders To Facilitate The Final Connection And Tie-In Works In All Necessary Tie-In Connection To Existing Potable Water Networks; Allow Interface Connection, 150Mm Dia | 1 | Nr | AED | 11756.97 | 11756.97
2021-04 | 4 | 4.0366 | United Arab Emirates | Dubai | Infrastructure | Tilal Al Ghaf | Phase 2 Boulevard Roads | MAF | Dutco | Award | 2021 |  | Miscellaneous Work | X900.7 | Miscellaneous Works; Connection; Contractor To Allow For All Interface And CoOrdination Required With Stakeholders To Facilitate The Final Connection And Tie-In Works In All Necessary Tie-In Connection To Existing Potable Water Networks; Allow Future Connection | 1 | Nr | AED | 11756.97 | 11756.97
2021-04 | 4 | 4.0366 | United Arab Emirates | Dubai | Infrastructure | Tilal Al Ghaf | Phase 2 Boulevard Roads | MAF | Dutco | Award | 2021 |  | Pipework - Pipes | I513(Rev-01) | Pipework - Pipes; Supply And Install Upvc Sewerage Pipes In Trenches Including Excavation In Any Type Of Soil, Upholding Sides Of Excavation, Disposal Of Excess Excavated Materials To An Approved Location Including Haulage, Dewatering, Backfilling With Suitable Approved Fill Material, Including All Make Up Pieces And Short Lengths, Jointing, Detectable Warning Tapes Testing And Commissioning. (Beds & Surrounds Measured Separately) As Per Drawings And Specifications; House Connection Pipe; Upvc Pipes; Nominal Bore 160Mm,; Depth To Invert 1.5-2.0M | 62 | m | AED | 222.93 | 13821.66
2021-04 | 4 | 4.0366 | United Arab Emirates | Dubai | Infrastructure | Tilal Al Ghaf | Phase 2 Boulevard Roads | MAF | Dutco | Award | 2021 |  | Pipework - Manholes And Pipework Ancillaries | K232.1(Rev-01) | Pipework - Manholes And Pipework Ancillaries; Other Stated Chamber; Supply And Install In-Situ Reinforced Concrete House Connection Chamber, Including Excavations, Disposals, Backfilling, Dewatering, Concreting, Reinforcement, Blinding, Screed, Concrete, Precast Ring, Haunch, Bitumen Emulsion, Protected With Grp Lamination, Grp Liner, Ladders, Waterproofing, Surrounding, Identification Marker Posts, Cover And Frame Etc., All Necessary Fittings, Accessories, And Complete All In Accordance With The Drawings And Specifications.; House Connection Chamber, 800Mm Diameter; Depth To Invert 1.5-2.0M | 2 | Nr | AED | 8994.49 | 17988.98
2021-04 | 4 | 4.0366 | United Arab Emirates | Dubai | Infrastructure | Tilal Al Ghaf | Phase 2 Boulevard Roads | MAF | Dutco | Award | 2021 |  | Pipework - Supports And Protection | L531(Rev-01) | Pipe Work - Supports & Protection, Ancillaries To Laying And Excavation; Beds And Surrounds; Supply And Lay Granular Beds And Surround To Pipes, Including Warning Tapes, All Necessary Fittings, Fixings, Accessories, And Complete All In Accordance With The Drawings And Specifications.; Nominal Bore: 160Mm | 62 | m | AED | 71.29 | 4419.98
2021-04 | 4 | 4.0366 | United Arab Emirates | Dubai | Infrastructure | Tilal Al Ghaf | Phase 2 Boulevard Roads | MAF | Dutco | Award | 2021 |  | Pipework - Supports And Protection | L601(Rev-01) | Pipe Work - Supports & Protection, Ancillaries To Laying And Excavation; Wrapping & Lagging; Supply And Lay Geotextile Wrapping Around Granular Beds And Surrounds To Pipes, Including All Necessary Fittings, Fixings, Accessories, And Complete All In Accordance With The Drawings And Specifications.; Nominal Bore: 160Mm | 62 | m | AED | 8.54 | 529.48
2021-04 | 4 | 4.0366 | United Arab Emirates | Dubai | Infrastructure | Tilal Al Ghaf | Phase 2 Boulevard Roads | MAF | Dutco | Award | 2021 |  | Miscellaneous Work | X900(Rev-01) | Miscellaneous Works; Contractor To Allow For All Interface And CoOrdination Required With Stakeholders To Facilitate The Final Connection And Tie-In Works In All Necessary Tie-In Connection To Existing Sewer Manholes And Network.; Sewerage House Connection | 2 | Nr | AED | 2939.33 | 5878.66
2021-04 | 4 | 4.0366 | United Arab Emirates | Dubai | Infrastructure | Tilal Al Ghaf | Phase 2 Boulevard Roads | MAF | Dutco | Award | 2021 |  | Earthworks | E4** | Trenches; Excavate Trenches, Including Excavation In Any Type Of Soil, Dispose Of Surplus Material To An Approved Location Within Site Including Haulage And Backfill With Natural Soil Filling To The Normal Level And Compacted In Layers, Sand Beds And Surrounds, In Any Formation For Single Or Multiple Mv/Lv Cable Laying In The Same Trench Or For The Jointing Pit Backfill The Same And Reinstate Complete All In Accordance With The Drawings And Specifications; Various Width | 562 | m | AED | 77.68 | 43656.16
2021-04 | 4 | 4.0366 | United Arab Emirates | Dubai | Infrastructure | Tilal Al Ghaf | Phase 2 Boulevard Roads | MAF | Dutco | Award | 2021 |  | Earthworks | E4** | Trenches; Excavate Trenches, Including Excavation In Any Type Of Soil, Dispose Of Surplus Material To An Approved Location Within Site Including Haulage And Backfill With Natural Soil Filling To The Normal Level And Compacted In Layers, Sand Beds And Surrounds, In Any Formation For Single Or Multiple Mv/Lv Cable Laying In The Same Trench Or For The Jointing Pit Backfill The Same And Reinstate Complete All In Accordance With The Drawings And Specifications; 1500Mm Width (11Kv Corridor) | 966 | m | AED | 116.53 | 112567.98
2021-04 | 4 | 4.0366 | United Arab Emirates | Dubai | Infrastructure | Tilal Al Ghaf | Phase 2 Boulevard Roads | MAF | Dutco | Award | 2021 |  | Earthworks | E4** | Trenches; Excavate Trenches, Including Excavation In Any Type Of Soil, Dispose Of Surplus Material To An Approved Location Within Site Including Haulage And Backfill With Natural Soil Filling To The Normal Level And Compacted In Layers, Sand Beds And Surrounds, In Any Formation For Single Or Multiple Mv/Lv Cable Laying In The Same Trench Or For The Jointing Pit Backfill The Same And Reinstate Complete All In Accordance With The Drawings And Specifications; 2500Mm Width (11Kv Corridor) | 1678 | m | AED | 194.21 | 325884.38
2021-04 | 4 | 4.0367 | United Arab Emirates | Dubai | Infrastructure | Tilal Al Ghaf | Phase 2 Boulevard Roads | MAF | Dutco | Award | 2021 |  | Pipework - Manholes And Pipework Ancillaries | K522.1 | Pipework - Manholes And Pipework Ancillaries; Cable Ducts; Supply And Install Of 150Mm Diameter Upvc Class "C" Duct In Concrete Encasement (Concrete Class 25/20) Complete With Draw Cord, Endcaps, All Necessary Fittings And Accessories And Suitable Duct Markers, Warning Tape, Excavation In Any Type Of Soil, Dispose Of Surplus Material An Approved Location Within Site Including Haulage, Backfilling To Suitable Selected Excavated Material In 200Mm Thick Layer Compacted To 95% Of M.D.D, Protection Of Services And Testing Of Same And Complete All In Accordance With The Drawings And Specifications; 2 X 10 Way Road Crossing Duct, | 68 | m | AED | 2312.77 | 157268.36
2021-04 | 4 | 4.0367 | United Arab Emirates | Dubai | Infrastructure | Tilal Al Ghaf | Phase 2 Boulevard Roads | MAF | Dutco | Award | 2021 |  | Pipework - Manholes And Pipework Ancillaries | K522.2 | Pipework - Manholes And Pipework Ancillaries; Cable Ducts; Supply And Install Of 150Mm Diameter Upvc Class "C" Duct In Concrete Encasement (Concrete Class 25/20) Complete With Draw Cord, Endcaps, All Necessary Fittings And Accessories And Suitable Duct Markers, Warning Tape, Excavation In Any Type Of Soil, Dispose Of Surplus Material An Approved Location Within Site Including Haulage, Backfilling To Suitable Selected Excavated Material In 200Mm Thick Layer Compacted To 95% Of M.D.D, Protection Of Services And Testing Of Same And Complete All In Accordance With The Drawings And Specifications; 2 X 10 Way Lagoon Crossing Duct | 69 | m | AED | 2312.77 | 159581.13
2021-04 | 4 | 4.0367 | United Arab Emirates | Dubai | Infrastructure | Tilal Al Ghaf | Phase 2 Boulevard Roads | MAF | Dutco | Award | 2021 |  | Pipework - Manholes And Pipework Ancillaries | K522.3 | Pipework - Manholes And Pipework Ancillaries; Cable Ducts; Supply And Install Of 150Mm Diameter Upvc Class "C" Duct In Concrete Encasement (Concrete Class 25/20) Complete With Draw Cord, Endcaps, All Necessary Fittings And Accessories And Suitable Duct Markers, Warning Tape, Excavation In Any Type Of Soil, Dispose Of Surplus Material An Approved Location Within Site Including Haulage, Backfilling To Suitable Selected Excavated Material In 200Mm Thick Layer Compacted To 95% Of M.D.D, Protection Of Services And Testing Of Same And Complete All In Accordance With The Drawings And Specifications; 2 X 10 Way Road Crossing Duct (11Kv Duct) | 228 | m | AED | 2312.77 | 527311.56
2021-04 | 4 | 4.0367 | United Arab Emirates | Dubai | Infrastructure | Tilal Al Ghaf | Phase 2 Boulevard Roads | MAF | Dutco | Award | 2021 |  | Pipework - Manholes And Pipework Ancillaries | K522.4 | Pipework - Manholes And Pipework Ancillaries; Cable Ducts; Supply And Install Of 150Mm Diameter Upvc Class "C" Duct In Concrete Encasement (Concrete Class 25/20) Complete With Draw Cord, Endcaps, All Necessary Fittings And Accessories And Suitable Duct Markers, Warning Tape, Excavation In Any Type Of Soil, Dispose Of Surplus Material An Approved Location Within Site Including Haulage, Backfilling To Suitable Selected Excavated Material In 200Mm Thick Layer Compacted To 95% Of M.D.D, Protection Of Services And Testing Of Same And Complete All In Accordance With The Drawings And Specifications; 2 X 10 Way Lagoon Crossing Duct (11Kv Duct) | 70 | m | AED | 2312.77 | 161893.9
2021-04 | 4 | 4.0367 | United Arab Emirates | Dubai | Infrastructure | Tilal Al Ghaf | Phase 2 Boulevard Roads | MAF | Dutco | Award | 2021 |  | Pipework - Manholes And Pipework Ancillaries | K231 | Earth Pits; Supply And Install Earth Pits, Including Excavation, Backfilling, Disposal Of Excavated Tip, Mass Concrete Surround, 2 Layers Denso Tape, 50Mm Thick Concrete Base, 600Mm Long 300Mm Dia A.C Pipe With Sand Fill, Medium Duty Cast Iron Cover, 16Mm Dia Copper Earth Rod And Complete All In Accordance With Drawings And Specifications; Earth Pit, Size 406 X 406Mm | 1 | Nr | AED | 3989.3 | 3989.3
2021-04 | 4 | 4.0367 | United Arab Emirates | Dubai | Infrastructure | Tilal Al Ghaf | Phase 2 Boulevard Roads | MAF | Dutco | Award | 2021 |  | Pipework - Supports And Protection | L511.1 | Pipe Work - Supports & Protection, Ancillaries To Laying And Excavation; Beds And Surrounds; Sand Bed And Surrounds, Including All Other Necessary Accessories And Complete All In Accordance With The Drawings And Specifications; To Cable Laid In Trench | 2910 | m | AED | 132.94 | 386855.4
2021-04 | 4 | 4.0367 | United Arab Emirates | Dubai | Infrastructure | Tilal Al Ghaf | Phase 2 Boulevard Roads | MAF | Dutco | Award | 2021 |  | Miscellaneous Work | X900.1 | Miscellaneous Works; Cable Protection; Supply And Install Of Mv\Lv Cable Warning Tapes For The Protection Of The Cable Laid In Trenches, Including All Necessary Accessories And Complete All In Accordance With The Drawings And Specifications; Warning Tape Appropriate Width And Thick For Cables In The Trenches | 3206 | m | AED | 12.11 | 38824.66
2021-04 | 4 | 4.0367 | United Arab Emirates | Dubai | Infrastructure | Tilal Al Ghaf | Phase 2 Boulevard Roads | MAF | Dutco | Award | 2021 |  | Miscellaneous Work | X900.2 | Miscellaneous Works; Electrical Works - Mv; Equipment; Construction Of Foundation For Pocket Substation (6.10M X 6.10M) Including Duct Sleeve, Gratings, Excavation, Backfilling, Disposal Of Surplus Material, Etc. Complete As Per Dewa Standard And Requirements; To '11/0.4 Kv Pocket Substations; Ref: Tag-S2-U02 To 05 | 4 | Nr | AED | 40914.25 | 163657
2021-04 | 4 | 4.0367 | United Arab Emirates | Dubai | Infrastructure | Tilal Al Ghaf | Phase 2 Boulevard Roads | MAF | Dutco | Award | 2021 |  | Miscellaneous Work | X900.3 | Miscellaneous Works; Collect From Dewa Stores And Install Feeder Pillar Including, Foundation, Cables, Connections /Terminations, Testing And Other Items To Complete; Lv Feeder Pillar, Tcl: 22.93Kw | 1 | Nr | AED | 4654.18 | 4654.18
2021-04 | 4 | 4.0367 | United Arab Emirates | Dubai | Infrastructure | Tilal Al Ghaf | Phase 2 Boulevard Roads | MAF | Dutco | Award | 2021 |  | Miscellaneous Work | X900.5 | Electrical Works - Lv; Cables; Collect And Lay Cables In Trench Using Dewa Approved Sub-Contractor (Laying In Trenches/Cable Ducts) Including Joints, Testing, Commissioning And Dewatering Of Cable Trench As Follows And Complete All In Accordance With The Drawings And Specifications; 4C X 25 Sq.Mm, Al/Xlpe Lv Cable | 717 | m | AED | 26.6 | 19072.2
2021-04 | 4 | 4.0368 | United Arab Emirates | Dubai | Infrastructure | Tilal Al Ghaf | Phase 2 Boulevard Roads | MAF | Dutco | Award | 2021 |  | Miscellaneous Work | X900.6 | Electrical Works - Lv; Cables; Collect And Lay Cables In Trench Using Dewa Approved Sub-Contractor (Laying In Trenches/Cable Ducts) Including Joints, Testing, Commissioning And Dewatering Of Cable Trench As Follows And Complete All In Accordance With The Drawings And Specifications; 4C X 300 Sq.Mm, Al/Xlpe Lv Cable | 129 | m | AED | 34.35 | 4431.15
2021-04 | 4 | 4.0368 | United Arab Emirates | Dubai | Infrastructure | Tilal Al Ghaf | Phase 2 Boulevard Roads | MAF | Dutco | Award | 2021 |  | Miscellaneous Work | X900.7 | Electrical Works - Lv; Cables; Collect And Lay Cables In Trench Using Dewa Approved Sub-Contractor (Laying In Trenches/Cable Ducts) Including Joints, Testing, Commissioning And Dewatering Of Cable Trench As Follows And Complete All In Accordance With The Drawings And Specifications; 4C X 300 Sq.Mm, Cu/Xlpe Lv Cable | 3877 | m | AED | 35.46 | 137478.42
2021-04 | 4 | 4.0368 | United Arab Emirates | Dubai | Infrastructure | Tilal Al Ghaf | Phase 2 Boulevard Roads | MAF | Dutco | Award | 2021 |  | Miscellaneous Work | X900.9 | Termination; Supply And Install Of Terminations Mv/Lv (Laying In Trenches, Cable Ducts, Cable Trays,Clamps,Fastened To Wall/Floors, Ceiling Etc.) Including Commissioning And Dewatering Of Cable Trench As Follows; Termination Of 4C X 25 Sq.Mm, Al/Xlpe Lv Cable | 13 | Nr | AED | 731.37 | 9507.81
2021-04 | 4 | 4.0368 | United Arab Emirates | Dubai | Infrastructure | Tilal Al Ghaf | Phase 2 Boulevard Roads | MAF | Dutco | Award | 2021 |  | Miscellaneous Work | X900.10 | Termination; Supply And Install Of Terminations Mv/Lv (Laying In Trenches, Cable Ducts, Cable Trays,Clamps,Fastened To Wall/Floors, Ceiling Etc.) Including Commissioning And Dewatering Of Cable Trench As Follows; Termination Of 4C X 300 Sq.Mm, Al/Xlpe Lv Cable | 3 | Nr | AED | 1994.65 | 5983.95
2021-04 | 4 | 4.0368 | United Arab Emirates | Dubai | Infrastructure | Tilal Al Ghaf | Phase 2 Boulevard Roads | MAF | Dutco | Award | 2021 |  | Miscellaneous Work | X900.11 | Termination; Supply And Install Of Terminations Mv/Lv (Laying In Trenches, Cable Ducts, Cable Trays,Clamps,Fastened To Wall/Floors, Ceiling Etc.) Including Commissioning And Dewatering Of Cable Trench As Follows; Termination Of 4C X 300 Sq.Mm, Cu/Xlpe Lv Cable | 52 | Nr | AED | 1994.65 | 103721.8
2021-04 | 4 | 4.0368 | United Arab Emirates | Dubai | Infrastructure | Tilal Al Ghaf | Phase 2 Boulevard Roads | MAF | Dutco | Award | 2021 |  | Earthworks | E4** | Earthworks; Trenches; Excavate Trenches For Telecommunication Cables Ducts Including Excavation In Any Type Of Soil, Dispose Of Surplus Material To An Approved Location Within Site Including Haulage And Backfill With Natural Soil Filling To The Normal Level And Compacted In Layers, After Cable Installation Including Warning Tapes, Cable Covering Tiles And Surrounds And Complete All In Accordance With The Drawings And Specifications; Various Width | 2168 | m | AED | 73.03 | 158329.04
2021-04 | 4 | 4.0368 | United Arab Emirates | Dubai | Infrastructure | Tilal Al Ghaf | Phase 2 Boulevard Roads | MAF | Dutco | Award | 2021 |  | Pipework - Manholes And Pipework Ancillaries | K131.1 | Pipework - Manholes And Pipework Ancillaries; Other Stated Chambers/Manholes; Construction Of Telecom Joint Box/Manhole, Including All Necessary Earthwork, Concrete Work, Frame And Recessed Type Cover, As Per Authority Requirements And Complete All In Accordance With Drawings And Specifications; Jrc 12 | 19 | Nr | AED | 7975.78 | 151539.82
2021-04 | 4 | 4.0368 | United Arab Emirates | Dubai | Infrastructure | Tilal Al Ghaf | Phase 2 Boulevard Roads | MAF | Dutco | Award | 2021 |  | Pipework - Manholes And Pipework Ancillaries | K522.1(Rev.02) | Pipework - Manholes And Pipework Ancillaries; Ducts; Collect Free Issued Materials From Etisalat/Du Stores, Lay And Joint Upvc Duct Pipe In Trench Including Excavation, Backfilling, End Caps; Warning Tape; Draw Ropes; Disposal Of Surplus Excavated Material And Complete All In Accordance With Drawings And Specifications; 2 Way D54, 100Mm Dia Main Duct | 2032 | m | AED | 48.14 | 97820.48
2021-04 | 4 | 4.0368 | United Arab Emirates | Dubai | Infrastructure | Tilal Al Ghaf | Phase 2 Boulevard Roads | MAF | Dutco | Award | 2021 |  | Pipework - Manholes And Pipework Ancillaries | K522.2(Rev.02) | Pipework - Manholes And Pipework Ancillaries; Road Crossing Ducts; Collect Free Issued Materials From Etisalat/Du Stores, Lay And Joint Upvc Road Crossing Duct Pipe In Trench Including Excavation, Backfilling, End Caps; Warning Tape; Draw Ropes; Disposal Of Surplus Excavated Material And Complete All In Accordance With Drawings And Specifications; 2 Way D54, 100Mm Dia Main Duct | 138 | m | AED | 48.14 | 6643.32
2021-04 | 4 | 4.0369 | United Arab Emirates | Dubai | Infrastructure | Tilal Al Ghaf | Phase 2 Boulevard Roads | MAF | Dutco | Award | 2021 |  | Pipework - Supports And Protection | L511(Rev.02) | Pipe Work - Supports & Protection, Ancillaries To Laying And Excavation; Beds & Surrounds; Sand Bed And Surrounds, Including All Other Necessary Accessories And Complete All In Accordance With The Drawings And Specifications; To Duct Laid In Trench | 2030 | m | AED | 18.87 | 38306.1
2021-04 | 4 | 4.0369 | United Arab Emirates | Dubai | Infrastructure | Tilal Al Ghaf | Phase 2 Boulevard Roads | MAF | Dutco | Award | 2021 |  | Pipework - Manholes And Pipework Ancillaries | K541(Rev.02) | Pipe Work - Supports & Protection, Ancillaries To Laying And Excavation;Concrete Bed And Surrounds, Including All Other Necessary Accessories And Complete All In Accordance With The Drawings And Specifications; To Road Crossing Duct | 138 | m | AED | 201.93 | 27866.34
2021-04 | 4 | 4.0369 | United Arab Emirates | Dubai | Infrastructure | Tilal Al Ghaf | Phase 2 Boulevard Roads | MAF | Dutco | Award | 2021 |  | Miscellaneous Work | X900.1 | Miscellaneous Works; Connections; Allow For All Necessary Tie-In Connection; Complete Including Co-Ordination And Liaison With Local Authorities; Tie-In Connection With Telecom Network | 7 | Nr | AED | 549.2 | 3844.4
2021-04 | 4 | 4.0369 | United Arab Emirates | Dubai | Infrastructure | Tilal Al Ghaf | Phase 2 Boulevard Roads | MAF | Dutco | Award | 2021 |  | Pipework - Pipes | I712 | Pipework - Pipes; Supply & Install Hdpe Pn-20 (Sdr-9) Pipes Laid In Trenches Including Excavation, Backfilling, Disposal, Warning Tape, Testing, Flushing And Sterilisation, Marker Post, Indicator Plate Etc. Complete As Detailed In Specification And As Shown On Drawings And As Per Specifications (Beds & Surrounds Measured Separately); Hdpe Pipes; Depth Not Exceeding 1.5 M; 160 Mm Diameter | 118 | m | AED | 276.63 | 32642.34
2021-04 | 4 | 4.0369 | United Arab Emirates | Dubai | Infrastructure | Tilal Al Ghaf | Phase 2 Boulevard Roads | MAF | Dutco | Award | 2021 |  | Pipework - Pipes | I722.1 | Pipework - Pipes; Supply & Install Hdpe Pn-20 (Sdr-9) Pipes Laid In Trenches Including Excavation, Backfilling, Disposal, Warning Tape, Testing, Flushing And Sterilisation, Marker Post, Indicator Plate Etc. Complete As Detailed In Specification And As Shown On Drawings And As Per Specifications (Beds & Surrounds Measured Separately); Hdpe Pipes; Depth Not Exceeding 1.5 M; 200 Mm Diameter | 426 | m | AED | 308.92 | 131599.92
2021-04 | 4 | 4.0369 | United Arab Emirates | Dubai | Infrastructure | Tilal Al Ghaf | Phase 2 Boulevard Roads | MAF | Dutco | Award | 2021 |  | Pipework - Pipes | I722.2 | Pipework - Pipes; Supply & Install Hdpe Pn-20 (Sdr-9) Pipes Laid In Trenches Including Excavation, Backfilling, Disposal, Warning Tape, Testing, Flushing And Sterilisation, Marker Post, Indicator Plate Etc. Complete As Detailed In Specification And As Shown On Drawings And As Per Specifications (Beds & Surrounds Measured Separately); Hdpe Pipes; Depth Not Exceeding 1.5 M; 250 Mm Diameter | 765 | m | AED | 334.82 | 256137.3
2021-04 | 4 | 4.0369 | United Arab Emirates | Dubai | Infrastructure | Tilal Al Ghaf | Phase 2 Boulevard Roads | MAF | Dutco | Award | 2021 |  | Pipework - Fittings And Valves | J612.1 | Pipework - Fittings And Valves; Supply And Installation Of Pipe Fittings Including All Accessories As Per Drawings And Specifications; Bend - 45°; 200 Mm Diameter | 20 | Nr | AED | 414.58 | 8291.6
2021-04 | 4 | 4.0369 | United Arab Emirates | Dubai | Infrastructure | Tilal Al Ghaf | Phase 2 Boulevard Roads | MAF | Dutco | Award | 2021 |  | Pipework - Fittings And Valves | J612.2 | Pipework - Fittings And Valves; Supply And Installation Of Pipe Fittings Including All Accessories As Per Drawings And Specifications; Bend - 90°;200 Mm Diameter | 6 | Nr | AED | 430.86 | 2585.16
2021-04 | 4 | 4.0369 | United Arab Emirates | Dubai | Infrastructure | Tilal Al Ghaf | Phase 2 Boulevard Roads | MAF | Dutco | Award | 2021 |  | Pipework - Fittings And Valves | J622.1 | Pipework - Fittings And Valves; Supply And Installation Of Pipe Fittings Including All Accessories As Per Drawings And Specifications; Equal Tee; 200X200X200 Mm Diameter | 3 | Nr | AED | 561.09 | 1683.27
2021-04 | 4 | 4.0369 | United Arab Emirates | Dubai | Infrastructure | Tilal Al Ghaf | Phase 2 Boulevard Roads | MAF | Dutco | Award | 2021 |  | Pipework - Fittings And Valves | J622.2 | Pipework - Fittings And Valves; Supply And Installation Of Pipe Fittings Including All Accessories As Per Drawings And Specifications; Unequal Tee; 250X250X160 Mm Diameter | 8 | Nr | AED | 1384.83 | 11078.64
2021-04 | 4 | 4.037 | United Arab Emirates | Dubai | Infrastructure | Tilal Al Ghaf | Phase 2 Boulevard Roads | MAF | Dutco | Award | 2021 |  | Pipework - Fittings And Valves | J622.3 | Pipework - Fittings And Valves; Supply And Installation Of Pipe Fittings Including All Accessories As Per Drawings And Specifications; Unequal Tee; 250X250X200 Mm Diameter | 3 | Nr | AED | 1395.68 | 4187.04
2021-04 | 4 | 4.037 | United Arab Emirates | Dubai | Infrastructure | Tilal Al Ghaf | Phase 2 Boulevard Roads | MAF | Dutco | Award | 2021 |  | Pipework - Fittings And Valves | J692 | Pipework - Fittings And Valves; Supply And Installation Of Pipe Fittings Including All Accessories As Per Drawings And Specifications; End Cap ; 200 Mm Diameter | 4 | Nr | AED | 339.7 | 1358.8
2021-04 | 4 | 4.037 | United Arab Emirates | Dubai | Infrastructure | Tilal Al Ghaf | Phase 2 Boulevard Roads | MAF | Dutco | Award | 2021 |  | Pipework - Fittings And Valves | J900.1 | Pipework - Fittings And Valves; Fire Hydrant; Supply And Install Of Wet Barrel Pillar Type Fire Hydrant Complete Including Valves, Flange Adapter, Stub Flange, Pipe, Signpost And All Fittings And Accessories As Per Drawings And Specifications; Fire Hydrant; 160Mm Diameter | 8 | Nr | AED | 23621.36 | 188970.88
2021-04 | 4 | 4.037 | United Arab Emirates | Dubai | Infrastructure | Tilal Al Ghaf | Phase 2 Boulevard Roads | MAF | Dutco | Award | 2021 |  | Pipework - Fittings And Valves | J900.2 | Pipework - Fittings And Valves; Supply And Install Of Wet Barrel Pillar Type Fire Hydrant Complete Including Valves, Flange Adapter, Stub Flange, Pipe, Signpost And All Fittings And Accessories As Per Drawings And Specifications; Fire Hydrant; 200Mm Diameter | 3 | Nr | AED | 24114.74 | 72344.22
2021-04 | 4 | 4.037 | United Arab Emirates | Dubai | Infrastructure | Tilal Al Ghaf | Phase 2 Boulevard Roads | MAF | Dutco | Award | 2021 |  | Pipework - Fittings And Valves | J812.1 | Pipework - Fittings And Valves; Gate Valve; Supply And Install Gate Valves Including Flanged Adaptor, Double Spigot Pipe With Sealing Flange, Restrained Di Flanged Socket, Di Flanged Spigot Pipe, Stub Flange Assembly, Spindle Protection Tube, Spindle Extension, Valve Support, Marker Post, Indicator Plate Completes With All Accessories As Per The Specification, Bs 5163; Dn 200Mm Diameter | 5 | Nr | AED | 8795.19 | 43975.95
2021-04 | 4 | 4.037 | United Arab Emirates | Dubai | Infrastructure | Tilal Al Ghaf | Phase 2 Boulevard Roads | MAF | Dutco | Award | 2021 |  | Pipework - Fittings And Valves | J812.2 | Pipework - Fittings And Valves; Gate Valve; Supply And Install Gate Valves Including Flanged Adaptor, Double Spigot Pipe With Sealing Flange, Restrained Di Flanged Socket, Di Flanged Spigot Pipe, Stub Flange Assembly, Spindle Protection Tube, Spindle Extension, Valve Support, Marker Post, Indicator Plate Completes With All Accessories As Per The Specification, Bs 5163; Dn 250Mm Diameter | 3 | Nr | AED | 9077.36 | 27232.08
2021-04 | 4 | 4.037 | United Arab Emirates | Dubai | Infrastructure | Tilal Al Ghaf | Phase 2 Boulevard Roads | MAF | Dutco | Award | 2021 |  | Pipework - Fittings And Valves | J862.1 | Pipework - Fittings And Valves; Air Release Valve; Supply And Install Air Valves Including Double Flanged Air Valve, Butterfly Valve, S.S Spindle Support, Valve Spindle, Spindle Cap, Spindle Support, Thrust Block, Pipe, Spindle Protection Tube, Spindle Extension, Valve Support, Marker Post, Indicator Plate Complete With All Accessories As Per The Specification. Bs 5163; Dn 200Mm Diameter | 3 | Nr | AED | 20730.45 | 62191.35
2021-04 | 4 | 4.037 | United Arab Emirates | Dubai | Infrastructure | Tilal Al Ghaf | Phase 2 Boulevard Roads | MAF | Dutco | Award | 2021 |  | Pipework - Fittings And Valves | J862.2 | Pipework - Fittings And Valves; Air Release Valve; Supply And Install Air Valves Including Double Flanged Air Valve, Butterfly Valve, S.S Spindle Support, Valve Spindle, Spindle Cap, Spindle Support, Thrust Block, Pipe, Spindle Protection Tube, Spindle Extension, Valve Support, Marker Post, Indicator Plate Complete With All Accessories As Per The Specification. Bs 5163Dn; 250Mm Diameter | 2 | Nr | AED | 21012.62 | 42025.24
2021-04 | 4 | 4.037 | United Arab Emirates | Dubai | Infrastructure | Tilal Al Ghaf | Phase 2 Boulevard Roads | MAF | Dutco | Award | 2021 |  | Pipework - Fittings And Valves | J892.1 | Pipework - Fittings And Valves ; Supply And Install Washout Valves Including Gunmetal Flanged, Double Flanged Bs 5163, Neoprene Rubber, Flanged Sluice, S.S Spindle Support, Valve Spindle, Spindle Cap, Thrust Block, Pipe, Spindle Protection Tube, Spindle Extension, Valve Support, Marker Post, Indicator Plate Complete With All Accessories As Per The Specification. Bs 5163; Dn 200Mm Diameter | 2 | Nr | AED | 28207.67 | 56415.34
2021-04 | 4 | 4.037 | United Arab Emirates | Dubai | Infrastructure | Tilal Al Ghaf | Phase 2 Boulevard Roads | MAF | Dutco | Award | 2021 |  | Pipework - Fittings And Valves | J892.2 | Pipework - Fittings And Valves ; Supply And Install Washout Valves Including Gunmetal Flanged, Double Flanged Bs 5163, Neoprene Rubber, Flanged Sluice, S.S Spindle Support, Valve Spindle, Spindle Cap, Thrust Block, Pipe, Spindle Protection Tube, Spindle Extension, Valve Support, Marker Post, Indicator Plate Complete With All Accessories As Per The Specification. Bs 5163 | 2 | Nr | AED | 28391.08 | 56782.16
2021-04 | 4 | 4.037 | United Arab Emirates | Dubai | Infrastructure | Tilal Al Ghaf | Phase 2 Boulevard Roads | MAF | Dutco | Award | 2021 |  | Pipework - Manholes And Pipework Ancillaries | K233.1 | Pipework - Manholes And Pipework Ancillaries; Other Stated Chambers; Supply And Install In-Situ Reinforced Concrete Chamber, Including Excavations, Disposals, Backfilling, Dewatering, Concreting, Reinforcement, Blinding, Screed, Concrete Haunch, Bitumen Emulsion, Protected With Grp Lamination, Grp Liner, Ladders, Waterproofing Identification Plate, Marker Posts, Cover And Frame, Aluminium Vent, Hooks, Grp Sealine Plate, Galvanized Steel Handle Etc., All Necessary Fittings, Accessories, And Complete All In Accordance With The Drawings And Specifications.; Gate Valve Chambers; Dn 200 Mm Diameter | 5 | Nr | AED | 19479.38 | 97396.9
2021-04 | 4 | 4.0371 | United Arab Emirates | Dubai | Infrastructure | Tilal Al Ghaf | Phase 2 Boulevard Roads | MAF | Dutco | Award | 2021 |  | Pipework - Manholes And Pipework Ancillaries | K233.2 | Pipework - Manholes And Pipework Ancillaries; Other Stated Chambers; Supply And Install In-Situ Reinforced Concrete Chamber, Including Excavations, Disposals, Backfilling, Dewatering, Concreting, Reinforcement, Blinding, Screed, Concrete Haunch, Bitumen Emulsion, Protected With Grp Lamination, Grp Liner, Ladders, Waterproofing Identification Plate, Marker Posts, Cover And Frame, Aluminium Vent, Hooks, Grp Sealine Plate, Galvanized Steel Handle Etc., All Necessary Fittings, Accessories, And Complete All In Accordance With The Drawings And Specifications.; Gate Valve Chambers; Dn 250 Mm Diameter | 3 | Nr | AED | 19479.38 | 58438.14
2021-04 | 4 | 4.0371 | United Arab Emirates | Dubai | Infrastructure | Tilal Al Ghaf | Phase 2 Boulevard Roads | MAF | Dutco | Award | 2021 |  | Pipework - Manholes And Pipework Ancillaries | K232.1 | Pipework - Manholes And Pipework Ancillaries; Other Stated Chambers; Supply And Install In-Situ Reinforced Concrete Chamber, Including Excavations, Disposals, Backfilling, Dewatering, Concreting, Reinforcement, Blinding, Screed, Concrete Haunch, Bitumen Emulsion, Protected With Grp Lamination, Grp Liner, Ladders, Waterproofing Identification Plate, Marker Posts, Cover And Frame, Aluminium Vent, Hooks, Grp Sealine Plate, Galvanized Steel Handle Etc., All Necessary Fittings, Accessories, And Complete All In Accordance With The Drawings And Specifications.; Air Release Valve Chambers; Dn 200 Mm Diameter | 3 | Nr | AED | 24442.82 | 73328.46
2021-04 | 4 | 4.0371 | United Arab Emirates | Dubai | Infrastructure | Tilal Al Ghaf | Phase 2 Boulevard Roads | MAF | Dutco | Award | 2021 |  | Pipework - Manholes And Pipework Ancillaries | K233.3 | Pipework - Manholes And Pipework Ancillaries; Other Stated Chambers; Supply And Install In-Situ Reinforced Concrete Chamber, Including Excavations, Disposals, Backfilling, Dewatering, Concreting, Reinforcement, Blinding, Screed, Concrete Haunch, Bitumen Emulsion, Protected With Grp Lamination, Grp Liner, Ladders, Waterproofing Identification Plate, Marker Posts, Cover And Frame, Aluminium Vent, Hooks, Grp Sealine Plate, Galvanized Steel Handle Etc., All Necessary Fittings, Accessories, And Complete All In Accordance With The Drawings And Specifications.; Air Release Valve Chambers; Dn 250 Mm Diameter | 2 | Nr | AED | 27083.91 | 54167.82
2021-04 | 4 | 4.0371 | United Arab Emirates | Dubai | Infrastructure | Tilal Al Ghaf | Phase 2 Boulevard Roads | MAF | Dutco | Award | 2021 |  | Pipework - Manholes And Pipework Ancillaries | K232.2 | Pipework - Manholes And Pipework Ancillaries; Other Stated Chambers; Supply And Install In-Situ Reinforced Concrete Chamber, Including Excavations, Disposals, Backfilling, Dewatering, Concreting, Reinforcement, Blinding, Screed, Concrete Haunch, Bitumen Emulsion, Protected With Grp Lamination, Grp Liner, Ladders, Waterproofing Identification Plate, Marker Posts, Cover And Frame, Aluminium Vent, Hooks, Grp Sealine Plate, Galvanized Steel Handle Etc., All Necessary Fittings, Accessories, And Complete All In Accordance With The Drawings And Specifications.; Washout Valve Chambers; Dn 200 Mm Diameter | 2 | Nr | AED | 27036.16 | 54072.3
2021-04 | 4 | 4.0371 | United Arab Emirates | Dubai | Infrastructure | Tilal Al Ghaf | Phase 2 Boulevard Roads | MAF | Dutco | Award | 2021 |  | Pipework - Manholes And Pipework Ancillaries | K233.4 | Pipework - Manholes And Pipework Ancillaries; Other Stated Chambers; Supply And Install In-Situ Reinforced Concrete Chamber, Including Excavations, Disposals, Backfilling, Dewatering, Concreting, Reinforcement, Blinding, Screed, Concrete Haunch, Bitumen Emulsion, Protected With Grp Lamination, Grp Liner, Ladders, Waterproofing Identification Plate, Marker Posts, Cover And Frame, Aluminium Vent, Hooks, Grp Sealine Plate, Galvanized Steel Handle Etc., All Necessary Fittings, Accessories, And Complete All In Accordance With The Drawings And Specifications.; Washout Valve Chambers; Dn 250 Mm Diameter | 2 | Nr | AED | 29767.88 | 59535.76
2021-04 | 4 | 4.0371 | United Arab Emirates | Dubai | Infrastructure | Tilal Al Ghaf | Phase 2 Boulevard Roads | MAF | Dutco | Award | 2021 |  | Pipework - Manholes And Pipework Ancillaries | K593.1 | Pipework - Manholes And Pipework Ancillaries; Supply And Installation Of Self Restrained Fully Laminated Hdpe Pipe Of Stiffness Not Less Than 10,000 N/M2 With Minimum Cover Of 1.2M Including, Concrete Surround Class 30/20/S, Blinding, Neoprene Rubber, Bitumen Coating, Excavation, Backfilling, Disposal, Commissioning And Warning Tape; Complete All In Accordance With The Drawings And Specifications.; 160Mm Diameter | 49 | m | AED | 977.53 | 47898.97
2021-04 | 4 | 4.0371 | United Arab Emirates | Dubai | Infrastructure | Tilal Al Ghaf | Phase 2 Boulevard Roads | MAF | Dutco | Award | 2021 |  | Pipework - Manholes And Pipework Ancillaries | K593.2 | Pipework - Manholes And Pipework Ancillaries; Supply And Installation Of Self Restrained Fully Laminated Hdpe Pipe Of Stiffness Not Less Than 10,000 N/M2 With Minimum Cover Of 1.2M Including, Concrete Surround Class 30/20/S, Blinding, Neoprene Rubber, Bitumen Coating, Excavation, Backfilling, Disposal, Commissioning And Warning Tape; Complete All In Accordance With The Drawings And Specifications.; 200Mm Diameter | 80 | m | AED | 1027.69 | 82215.2
2021-04 | 4 | 4.0371 | United Arab Emirates | Dubai | Infrastructure | Tilal Al Ghaf | Phase 2 Boulevard Roads | MAF | Dutco | Award | 2021 |  | Pipework - Manholes And Pipework Ancillaries | K593.3 | Pipework - Manholes And Pipework Ancillaries; Supply And Installation Of Self Restrained Fully Laminated Hdpe Pipe Of Stiffness Not Less Than 10,000 N/M2 With Minimum Cover Of 1.2M Including, Concrete Surround Class 30/20/S, Blinding, Neoprene Rubber, Bitumen Coating, Excavation, Backfilling, Disposal, Commissioning And Warning Tape; Complete All In Accordance With The Drawings And Specifications.; 250Mm Diameter | 13 | m | AED | 1095.88 | 14246.44
2021-04 | 4 | 4.0371 | United Arab Emirates | Dubai | Infrastructure | Tilal Al Ghaf | Phase 2 Boulevard Roads | MAF | Dutco | Award | 2021 |  | Pipework - Manholes And Pipework Ancillaries | K611 | Pipework - Manholes And Pipework Ancillaries; Crossing Under Lagoon Bed; Supply And Installation Of Hdpe Pipe Inside Steel Sleeve Including, Concrete Surround Class 30/20/S, Blinding, Neoprene Rubber, Cement Grouting, Ms Flat, Arc Welding With Stiffeners, Roller, Excavation, Backfilling, Disposal, Commissioning And Warning Tape; Complete All In Accordance With The Drawings And Specifications.; 200Mm Diameter | 81 | m | AED | 2219.01 | 179739.81
2021-04 | 4 | 4.0371 | United Arab Emirates | Dubai | Infrastructure | Tilal Al Ghaf | Phase 2 Boulevard Roads | MAF | Dutco | Award | 2021 |  | Pipework - Supports And Protection | L521 | Pipe Work - Supports & Protection, Ancillaries To Laying And Excavation; Beds And Surrounds; Supply And Lay Granular Beds And Surround To Pipes, Including, Warning Tapes, All Necessary Fittings, Fixings, Accessories, And Complete All In Accordance With The Drawings And Specifications.; 160Mm Diameter | 70 | m | AED | 71.29 | 4990.3
2021-04 | 4 | 4.0372 | United Arab Emirates | Dubai | Infrastructure | Tilal Al Ghaf | Phase 2 Boulevard Roads | MAF | Dutco | Award | 2021 |  | Pipework - Supports And Protection | L522.1 | Pipe Work - Supports & Protection, Ancillaries To Laying And Excavation; Beds And Surrounds; Supply And Lay Granular Beds And Surround To Pipes, Including, Warning Tapes, All Necessary Fittings, Fixings, Accessories, And Complete All In Accordance With The Drawings And Specifications.; 200Mm Diameter | 265 | m | AED | 74.29 | 19686.85
2021-04 | 4 | 4.0372 | United Arab Emirates | Dubai | Infrastructure | Tilal Al Ghaf | Phase 2 Boulevard Roads | MAF | Dutco | Award | 2021 |  | Pipework - Supports And Protection | L522.2 | Pipe Work - Supports & Protection, Ancillaries To Laying And Excavation; Beds And Surrounds; Supply And Lay Granular Beds And Surround To Pipes, Including, Warning Tapes, All Necessary Fittings, Fixings, Accessories, And Complete All In Accordance With The Drawings And Specifications.; 250Mm Diameter | 752 | m | AED | 77.54 | 58310.08
2021-04 | 4 | 4.0372 | United Arab Emirates | Dubai | Infrastructure | Tilal Al Ghaf | Phase 2 Boulevard Roads | MAF | Dutco | Award | 2021 |  | Pipework - Supports And Protection | L601 | Pipe Work - Supports & Protection, Ancillaries To Laying And Excavation; Wrapping & Lagging; Supply And Lay Geotextile Wrapping Around Granular Beds And Surrounds To Pipes, Including Bitumen Coating, All Necessary Fittings, Fixings, Accessories, And Complete All In Accordance With The Drawings And Specifications.; 200Mm Diameter | 70 | m | AED | 7.46 | 522.2
2021-04 | 4 | 4.0372 | United Arab Emirates | Dubai | Infrastructure | Tilal Al Ghaf | Phase 2 Boulevard Roads | MAF | Dutco | Award | 2021 |  | Pipework - Supports And Protection | L602.1 | Pipe Work - Supports & Protection, Ancillaries To Laying And Excavation; Wrapping & Lagging; Supply And Lay Geotextile Wrapping Around Granular Beds And Surrounds To Pipes, Including Bitumen Coating, All Necessary Fittings, Fixings, Accessories, And Complete All In Accordance With The Drawings And Specifications.; 200Mm Diameter | 265 | m | AED | 7.46 | 1976.9
2021-04 | 4 | 4.0372 | United Arab Emirates | Dubai | Infrastructure | Tilal Al Ghaf | Phase 2 Boulevard Roads | MAF | Dutco | Award | 2021 |  | Pipework - Supports And Protection | L602.2 | Pipe Work - Supports & Protection, Ancillaries To Laying And Excavation; Wrapping & Lagging; Supply And Lay Geotextile Wrapping Around Granular Beds And Surrounds To Pipes, Including Bitumen Coating, All Necessary Fittings, Fixings, Accessories, And Complete All In Accordance With The Drawings And Specifications.; 250Mm Diameter | 752 | m | AED | 7.71 | 5797.92
2021-04 | 4 | 4.0372 | United Arab Emirates | Dubai | Infrastructure | Tilal Al Ghaf | Phase 2 Boulevard Roads | MAF | Dutco | Award | 2021 |  | Pipework - Supports And Protection | L722.1 | Pipe Work - Supports & Protection, Ancillaries To Laying And Excavation; Concrete Stools And Thrust Blocks; Supply And Install Class 30/20/S Concrete Thrust Blocks Cast Under Bed Soil Including Encasement And Complete All In Accordance With The Drawings And Specifications; Volume, 0.1-0.2 M3 | 20 | Nr | AED | 520.74 | 10414.8
2021-04 | 4 | 4.0372 | United Arab Emirates | Dubai | Infrastructure | Tilal Al Ghaf | Phase 2 Boulevard Roads | MAF | Dutco | Award | 2021 |  | Pipework - Supports And Protection | L722.2 | Pipe Work - Supports & Protection, Ancillaries To Laying And Excavation; Concrete Stools And Thrust Blocks; Supply And Install Class 30/20/S Concrete Thrust Blocks Cast Under Bed Soil Including Encasement And Complete All In Accordance With The Drawings And Specifications; Volume, 0.2-0.3 M3 | 24 | Nr | AED | 674.02 | 16176.48
2021-04 | 4 | 4.0372 | United Arab Emirates | Dubai | Infrastructure | Tilal Al Ghaf | Phase 2 Boulevard Roads | MAF | Dutco | Award | 2021 |  | Miscellaneous Work | X900.1 | Miscellaneous Works; Connection; Contractor To Allow For All Interface And CoOrdination Required With Stakeholders To Facilitate The Final Connection And Tie-In Works In All Necessary Tie-In Connection To Existing Potable Water Networks; Allow Connection With Boulevard Road Fire Fighting System, 200Mm Diameter | 2 | Nr | AED | 3649.8 | 7299.6
2021-04 | 4 | 4.0372 | United Arab Emirates | Dubai | Infrastructure | Tilal Al Ghaf | Phase 2 Boulevard Roads | MAF | Dutco | Award | 2021 |  | Miscellaneous Work | X900.2 | Miscellaneous Works; Connection; Contractor To Allow For All Interface And CoOrdination Required With Stakeholders To Facilitate The Final Connection And Tie-In Works In All Necessary Tie-In Connection To Existing Potable Water Networks; Allow Connection For Package-1B Fire Fighting System, 200Mm Diameter | 2 | Nr | AED | 3649.8 | 7299.6
2021-04 | 4 | 4.0373 | United Arab Emirates | Dubai | Infrastructure | Tilal Al Ghaf | Phase 2 Boulevard Roads | MAF | Dutco | Award | 2021 |  | Miscellaneous Work | X900.3 | Miscellaneous Works; Connection; Contractor To Allow For All Interface And CoOrdination Required With Stakeholders To Facilitate The Final Connection And Tie-In Works In All Necessary Tie-In Connection To Existing Potable Water Networks; Allow Connection With Boulevard Road Fire Fighting System, 250Mm Diameter | 2 | Nr | AED | 4198.61 | 8397.22
2021-04 | 4 | 4.0373 | United Arab Emirates | Dubai | Infrastructure | Tilal Al Ghaf | Phase 2 Boulevard Roads | MAF | Dutco | Award | 2021 |  | Miscellaneous Work | X900.4 | Miscellaneous Works; Connection; Contractor To Allow For All Interface And CoOrdination Required With Stakeholders To Facilitate The Final Connection And Tie-In Works In All Necessary Tie-In Connection To Existing Potable Water Networks; Allow Future Connection For Phase-3 Fire Fighting System, 200Mm Diameter | 2 | Nr | AED | 4002.52 | 8005.04
2021-04 | 4 | 4.0373 | United Arab Emirates | Dubai | Infrastructure | Tilal Al Ghaf | Phase 2 Boulevard Roads | MAF | Dutco | Award | 2021 |  | Pipework - Pipes | I512.1 | Pipework - Pipes; Supply And Install Upvc Pipes In Trenches Including Excavation In Any Type Of Soil, Upholding Sides Of Excavation, Disposal Of Excess Excavated Materials To An Approved Location, Haulage, Dewatering, Backfilling With Suitable Approved Fill Material, Covering, Finishes, Jointing, Detectable Warning Tapes Testing And Commissioning, Complete All In Accordance With The Drawings And Specifications; Upvc Pipe; Depth Not Exceeding 1.5 M; 110Mm Diameter | 373 | m | AED | 282.6 | 105409.8
2021-04 | 4 | 4.0373 | United Arab Emirates | Dubai | Infrastructure | Tilal Al Ghaf | Phase 2 Boulevard Roads | MAF | Dutco | Award | 2021 |  | Pipework - Pipes | I512.2 | Pipework - Pipes; Supply And Install Upvc Pipes In Trenches Including Excavation In Any Type Of Soil, Upholding Sides Of Excavation, Disposal Of Excess Excavated Materials To An Approved Location, Haulage, Dewatering, Backfilling With Suitable Approved Fill Material, Covering, Finishes, Jointing, Detectable Warning Tapes Testing And Commissioning, Complete All In Accordance With The Drawings And Specifications; Upvc Pipe; Depth Not Exceeding 1.5 M; 110Mm Diameter (Irrigation Riser Pipe, 9Nr Riser Point) | 14 | m | AED | 381.36 | 5339.04
2021-04 | 4 | 4.0373 | United Arab Emirates | Dubai | Infrastructure | Tilal Al Ghaf | Phase 2 Boulevard Roads | MAF | Dutco | Award | 2021 |  | Pipework - Pipes | I512.3 | Pipework - Pipes; Supply And Install Upvc Pipes In Trenches Including Excavation In Any Type Of Soil, Upholding Sides Of Excavation, Disposal Of Excess Excavated Materials To An Approved Location, Haulage, Dewatering, Backfilling With Suitable Approved Fill Material, Covering, Finishes, Jointing, Detectable Warning Tapes Testing And Commissioning, Complete All In Accordance With The Drawings And Specifications; Upvc Pipe; Depth Not Exceeding 1.5 M; 160Mm Diameter | 32 | m | AED | 375.4 | 12012.8
2021-04 | 4 | 4.0373 | United Arab Emirates | Dubai | Infrastructure | Tilal Al Ghaf | Phase 2 Boulevard Roads | MAF | Dutco | Award | 2021 |  | Pipework - Pipes | I522 | Pipework - Pipes; Supply And Install Upvc Pipes In Trenches Including Excavation In Any Type Of Soil, Upholding Sides Of Excavation, Disposal Of Excess Excavated Materials To An Approved Location, Haulage, Dewatering, Backfilling With Suitable Approved Fill Material, Covering, Finishes, Jointing, Detectable Warning Tapes Testing And Commissioning, Complete All In Accordance With The Drawings And Specifications; Upvc Pipe; Depth Not Exceeding 1.5 M; 225Mm Diameter | 781 | m | AED | 438.51 | 342476.31
2021-04 | 4 | 4.0373 | United Arab Emirates | Dubai | Infrastructure | Tilal Al Ghaf | Phase 2 Boulevard Roads | MAF | Dutco | Award | 2021 |  | Pipework - Pipes | I532 | Pipework - Pipes; Supply And Install Upvc Pipes In Trenches Including Excavation In Any Type Of Soil, Upholding Sides Of Excavation, Disposal Of Excess Excavated Materials To An Approved Location, Haulage, Dewatering, Backfilling With Suitable Approved Fill Material, Covering, Finishes, Jointing, Detectable Warning Tapes Testing And Commissioning, Complete All In Accordance With The Drawings And Specifications; Upvc Pipe; Depth Not Exceeding 1.5 M; 315Mm Diameter | 10 | m | AED | 569.92 | 5699.2
2021-04 | 4 | 4.0373 | United Arab Emirates | Dubai | Infrastructure | Tilal Al Ghaf | Phase 2 Boulevard Roads | MAF | Dutco | Award | 2021 |  | Pipework - Fittings And Valves | J411.1 | Pipework - Fittings And Valves; Supply And Fix Fittings And Valves, Including Fixtures And All Other Necessary Accessories, Complete All In Accordance With The Drawings And Specifications; Bend - 45°; 110Mm Diameter | 20 | Nr | AED | 253.96 | 5079.2
2021-04 | 4 | 4.0373 | United Arab Emirates | Dubai | Infrastructure | Tilal Al Ghaf | Phase 2 Boulevard Roads | MAF | Dutco | Award | 2021 |  | Pipework - Fittings And Valves | J411.2 | Pipework - Fittings And Valves; Supply And Fix Fittings And Valves, Including Fixtures And All Other Necessary Accessories, Complete All In Accordance With The Drawings And Specifications; Bend - 90°; 110Mm Diameter | 2 | Nr | AED | 268.07 | 536.14
2021-04 | 4 | 4.0373 | United Arab Emirates | Dubai | Infrastructure | Tilal Al Ghaf | Phase 2 Boulevard Roads | MAF | Dutco | Award | 2021 |  | Pipework - Fittings And Valves | J413 | Pipework - Fittings And Valves; Supply And Fix Fittings And Valves, Including Fixtures And All Other Necessary Accessories, Complete All In Accordance With The Drawings And Specifications; Bend - 90°; 315Mm Diameter | 2 | Nr | AED | 1431.5 | 2863
2021-04 | 4 | 4.0373 | United Arab Emirates | Dubai | Infrastructure | Tilal Al Ghaf | Phase 2 Boulevard Roads | MAF | Dutco | Award | 2021 |  | Pipework - Fittings And Valves | J421 | Pipework - Fittings And Valves; Supply And Fix Fittings And Valves, Including Fixtures And All Other Necessary Accessories, Complete All In Accordance With The Drawings And Specifications; Equal Tee; 110X110X110Mm Diameter | 3 | Nr | AED | 197.52 | 592.56
2021-04 | 4 | 4.0374 | United Arab Emirates | Dubai | Infrastructure | Tilal Al Ghaf | Phase 2 Boulevard Roads | MAF | Dutco | Award | 2021 |  | Pipework - Fittings And Valves | J422.1 | Pipework - Fittings And Valves; Supply And Fix Fittings And Valves, Including Fixtures And All Other Necessary Accessories, Complete All In Accordance With The Drawings And Specifications; Unequal Tee; 225X225X110Mm Diameter | 7 | Nr | AED | 606.68 | 4246.76
2021-04 | 4 | 4.0374 | United Arab Emirates | Dubai | Infrastructure | Tilal Al Ghaf | Phase 2 Boulevard Roads | MAF | Dutco | Award | 2021 |  | Pipework - Fittings And Valves | J422.2 | Pipework - Fittings And Valves; Supply And Fix Fittings And Valves, Including Fixtures And All Other Necessary Accessories, Complete All In Accordance With The Drawings And Specifications; Unequal Tee; 225X225X160Mm Diameter | 1 | Nr | AED | 620.79 | 620.79
2021-04 | 4 | 4.0374 | United Arab Emirates | Dubai | Infrastructure | Tilal Al Ghaf | Phase 2 Boulevard Roads | MAF | Dutco | Award | 2021 |  | Pipework - Fittings And Valves | J423 | Pipework - Fittings And Valves; Supply And Fix Fittings And Valves, Including Fixtures And All Other Necessary Accessories, Complete All In Accordance With The Drawings And Specifications; Unequal Tee; 315X315X160Mm Diameter | 1 | Nr | AED | 1438.01 | 1438.01
2021-04 | 4 | 4.0374 | United Arab Emirates | Dubai | Infrastructure | Tilal Al Ghaf | Phase 2 Boulevard Roads | MAF | Dutco | Award | 2021 |  | Pipework - Fittings And Valves | J493.1 | Pipework - Fittings And Valves; Supply And Fix Fittings And Valves, Including Fixtures And All Other Necessary Accessories, Complete All In Accordance With The Drawings And Specifications; Reducer; 315X225Mm Diameter | 2 | Nr | AED | 1677.86 | 3355.72
2021-04 | 4 | 4.0374 | United Arab Emirates | Dubai | Infrastructure | Tilal Al Ghaf | Phase 2 Boulevard Roads | MAF | Dutco | Award | 2021 |  | Pipework - Fittings And Valves | J491.1 | Pipework - Fittings And Valves; Supply And Fix Fittings And Valves, Including Fixtures And All Other Necessary Accessories, Complete All In Accordance With The Drawings And Specifications; End Cap; 110Mm Diameter | 12 | Nr | AED | 112.87 | 1354.44
2021-04 | 4 | 4.0374 | United Arab Emirates | Dubai | Infrastructure | Tilal Al Ghaf | Phase 2 Boulevard Roads | MAF | Dutco | Award | 2021 |  | Pipework - Fittings And Valves | J491.2 | Pipework - Fittings And Valves; Supply And Fix Fittings And Valves, Including Fixtures And All Other Necessary Accessories, Complete All In Accordance With The Drawings And Specifications; End Cap; 160Mm Diameter | 1 | Nr | AED | 191.01 | 191.01
2021-04 | 4 | 4.0374 | United Arab Emirates | Dubai | Infrastructure | Tilal Al Ghaf | Phase 2 Boulevard Roads | MAF | Dutco | Award | 2021 |  | Pipework - Fittings And Valves | J493.2 | Pipework - Fittings And Valves; Supply And Fix Fittings And Valves, Including Fixtures And All Other Necessary Accessories, Complete All In Accordance With The Drawings And Specifications; End Cap; 315Mm Diameter | 2 | Nr | AED | 444.97 | 889.94
2021-04 | 4 | 4.0374 | United Arab Emirates | Dubai | Infrastructure | Tilal Al Ghaf | Phase 2 Boulevard Roads | MAF | Dutco | Award | 2021 |  | Pipework - Fittings And Valves | J811.1 | Pipework - Fittings And Valves ; Gate Valve; Supply And Install Gate Valves Including Flanged Adaptor, Double Spigot Pipe With Sealing Flange, Restrained Di Flanged Socket, Di Flanged Spigot Pipe, Stub Flange Assembly, Spindle Protection Tube, Spindle Extension, Valve Support, Marker Post, Indicator Plate Completes With All Accessories As Per The Specification, Bs 5163; Dn 110Mm Diameter | 6 | Nr | AED | 17533.94 | 105203.64
2021-04 | 4 | 4.0374 | United Arab Emirates | Dubai | Infrastructure | Tilal Al Ghaf | Phase 2 Boulevard Roads | MAF | Dutco | Award | 2021 |  | Pipework - Fittings And Valves | J811.2 | Pipework - Fittings And Valves ; Gate Valve; Supply And Install Gate Valves Including Flanged Adaptor, Double Spigot Pipe With Sealing Flange, Restrained Di Flanged Socket, Di Flanged Spigot Pipe, Stub Flange Assembly, Spindle Protection Tube, Spindle Extension, Valve Support, Marker Post, Indicator Plate Completes With All Accessories As Per The Specification, Bs 5163; Dn 160Mm Diameter | 1 | Nr | AED | 19577.54 | 19577.54
2021-04 | 4 | 4.0374 | United Arab Emirates | Dubai | Infrastructure | Tilal Al Ghaf | Phase 2 Boulevard Roads | MAF | Dutco | Award | 2021 |  | Pipework - Fittings And Valves | J812.1 | Pipework - Fittings And Valves ; Gate Valve; Supply And Install Gate Valves Including Flanged Adaptor, Double Spigot Pipe With Sealing Flange, Restrained Di Flanged Socket, Di Flanged Spigot Pipe, Stub Flange Assembly, Spindle Protection Tube, Spindle Extension, Valve Support, Marker Post, Indicator Plate Completes With All Accessories As Per The Specification, Bs 5163; Dn 225Mm Diameter | 2 | Nr | AED | 22397.12 | 44794.24
2021-04 | 4 | 4.0375 | United Arab Emirates | Dubai | Infrastructure | Tilal Al Ghaf | Phase 2 Boulevard Roads | MAF | Dutco | Award | 2021 |  | Pipework - Fittings And Valves | J861 | Pipework - Fittings And Valves; Air Release Valve; Supply And Install Air Valves Including Double Flanged Air Valve, Butterfly Valve, S.S Spindle Support, Valve Spindle, Spindle Cap, Spindle Support, Thrust Block, Pipe, Spindle Protection Tube, Spindle Extension, Valve Support, Marker Post, Indicator Plate Complete With All Accessories As Per The Specification. Bs 5163;Dn 110Mm Diameter | 2 | Nr | AED | 24934.53 | 49869.06
2021-04 | 4 | 4.0375 | United Arab Emirates | Dubai | Infrastructure | Tilal Al Ghaf | Phase 2 Boulevard Roads | MAF | Dutco | Award | 2021 |  | Pipework - Fittings And Valves | J862 | Pipework - Fittings And Valves; Air Release Valve; Supply And Install Air Valves Including Double Flanged Air Valve, Butterfly Valve, S.S Spindle Support, Valve Spindle, Spindle Cap, Spindle Support, Thrust Block, Pipe, Spindle Protection Tube, Spindle Extension, Valve Support, Marker Post, Indicator Plate Complete With All Accessories As Per The Specification. Bs 5163; Dn 225Mm Diameter | 2 | Nr | AED | 25921.05 | 51842.1
2021-04 | 4 | 4.0375 | United Arab Emirates | Dubai | Infrastructure | Tilal Al Ghaf | Phase 2 Boulevard Roads | MAF | Dutco | Award | 2021 |  | Pipework - Fittings And Valves | J891.1 | Pipework - Fittings And Valves; Washout Valve; Supply And Install Washout Valves Including Gunmetal Flanged, Double Flanged Bs 5163, Neoprene Rubber, Flanged Sluice, S.S Spindle Support, Valve Spindle, Spindle Cap, Thrust Block, Pipe, Spindle Protection Tube, Spindle Extension, Valve Support, Marker Post, Indicator Plate Complete With All Accessories As Per The Specification. Bs 5163; Dn 110Mm Diameter | 2 | Nr | AED | 26625.41 | 53250.82
2021-04 | 4 | 4.0375 | United Arab Emirates | Dubai | Infrastructure | Tilal Al Ghaf | Phase 2 Boulevard Roads | MAF | Dutco | Award | 2021 |  | Pipework - Fittings And Valves | J892 | Pipework - Fittings And Valves; Washout Valve; Supply And Install Washout Valves Including Gunmetal Flanged, Double Flanged Bs 5163, Neoprene Rubber, Flanged Sluice, S.S Spindle Support, Valve Spindle, Spindle Cap, Thrust Block, Pipe, Spindle Protection Tube, Spindle Extension, Valve Support, Marker Post, Indicator Plate Complete With All Accessories As Per The Specification. Bs 5163; Dn 225Mm Diameter | 27119.21 | Nr | AED | 27119.21 | 81357.63
2021-04 | 4 | 4.0375 | United Arab Emirates | Dubai | Infrastructure | Tilal Al Ghaf | Phase 2 Boulevard Roads | MAF | Dutco | Award | 2021 |  | Pipework - Fittings And Valves | J891.2 | Pipework - Fittings And Valves; Flow Meter; Supply And Install Flow Meter Including V.J Flanged Adapter Or Dismentanling Joint, Short Pipe Piece Flanged Complete With All Accessories As Per The Drawings And Specification; Dn 110Mm Diameter | 2 | Nr | AED | 28035.2 | 56070.4
2021-04 | 4 | 4.0375 | United Arab Emirates | Dubai | Infrastructure | Tilal Al Ghaf | Phase 2 Boulevard Roads | MAF | Dutco | Award | 2021 |  | Pipework - Fittings And Valves | J891.3 | Pipework - Fittings And Valves; Flow Meter; Supply And Install Flow Meter Including V.J Flanged Adapter Or Dismentanling Joint, Short Pipe Piece Flanged Complete With All Accessories As Per The Drawings And Specification; Dn 160Mm Diameter | 1 | Nr | AED | 28457.38 | 28457.38
2021-04 | 4 | 4.0375 | United Arab Emirates | Dubai | Infrastructure | Tilal Al Ghaf | Phase 2 Boulevard Roads | MAF | Dutco | Award | 2021 |  | Pipework - Manholes And Pipework Ancillaries | K233.1 | Pipework - Manholes And Pipework Ancillaries; Other Stated Chambers; Supply And Install In-Situ Reinforced Concrete Chamber, Including Excavations, Disposals, Backfilling, Dewatering, Concreting, Reinforcement, Blinding, Screed, Concrete Haunch, Bitumen Emulsion, Protected With Grp Lamination, Grp Liner, Ladders Waterproofing Identification Marker Posts, Cover And Frame, Aluminium Vent, Hooks, Grp Sealine Plate , Galvanized Steel Handle Etc., All Necessary Fittings, Accessories And Complete All In Accordance With The Drawings And Specifications.; Gate Valve Chambers; Dn 110 Mm Diameter | 6 | Nr | AED | 19445.3 | 116671.8
2021-04 | 4 | 4.0375 | United Arab Emirates | Dubai | Infrastructure | Tilal Al Ghaf | Phase 2 Boulevard Roads | MAF | Dutco | Award | 2021 |  | Pipework - Manholes And Pipework Ancillaries | K233.2 | Pipework - Manholes And Pipework Ancillaries; Other Stated Chambers; Supply And Install In-Situ Reinforced Concrete Chamber, Including Excavations, Disposals, Backfilling, Dewatering, Concreting, Reinforcement, Blinding, Screed, Concrete Haunch, Bitumen Emulsion, Protected With Grp Lamination, Grp Liner, Ladders Waterproofing Identification Marker Posts, Cover And Frame, Aluminium Vent, Hooks, Grp Sealine Plate , Galvanized Steel Handle Etc., All Necessary Fittings, Accessories And Complete All In Accordance With The Drawings And Specifications.; Gate Valve Chambers; Dn 160 Mm Diameter | 1 | Nr | AED | 19445.3 | 19445.3
2021-04 | 4 | 4.0375 | United Arab Emirates | Dubai | Infrastructure | Tilal Al Ghaf | Phase 2 Boulevard Roads | MAF | Dutco | Award | 2021 |  | Pipework - Manholes And Pipework Ancillaries | K233.3 | Pipework - Manholes And Pipework Ancillaries; Other Stated Chambers; Supply And Install In-Situ Reinforced Concrete Chamber, Including Excavations, Disposals, Backfilling, Dewatering, Concreting, Reinforcement, Blinding, Screed, Concrete Haunch, Bitumen Emulsion, Protected With Grp Lamination, Grp Liner, Ladders Waterproofing Identification Marker Posts, Cover And Frame, Aluminium Vent, Hooks, Grp Sealine Plate , Galvanized Steel Handle Etc., All Necessary Fittings, Accessories And Complete All In Accordance With The Drawings And Specifications.; Gate Valve Chambers; Dn 225 Mm Diameter | 2 | Nr | AED | 19445.3 | 38890.6
2021-04 | 4 | 4.0376 | United Arab Emirates | Dubai | Infrastructure | Tilal Al Ghaf | Phase 2 Boulevard Roads | MAF | Dutco | Award | 2021 |  | Pipework - Manholes And Pipework Ancillaries | K232.1 | Pipework - Manholes And Pipework Ancillaries; Other Stated Chambers; Supply And Install In-Situ Reinforced Concrete Chamber, Including Excavations, Disposals, Backfilling, Dewatering, Concreting, Reinforcement, Blinding, Screed, Concrete Haunch, Bitumen Emulsion, Protected With Grp Lamination, Grp Liner, Ladders Waterproofing Identification Marker Posts, Cover And Frame, Aluminium Vent, Hooks, Grp Sealine Plate , Galvanized Steel Handle Etc., All Necessary Fittings, Accessories And Complete All In Accordance With The Drawings And Specifications.; Air Release Valve Chambers; Dn 110 Mm Diameter | 2 | Nr | AED | 23047.3 | 46094.6
2021-04 | 4 | 4.0376 | United Arab Emirates | Dubai | Infrastructure | Tilal Al Ghaf | Phase 2 Boulevard Roads | MAF | Dutco | Award | 2021 |  | Pipework - Manholes And Pipework Ancillaries | K232.2 | Pipework - Manholes And Pipework Ancillaries; Other Stated Chambers; Supply And Install In-Situ Reinforced Concrete Chamber, Including Excavations, Disposals, Backfilling, Dewatering, Concreting, Reinforcement, Blinding, Screed, Concrete Haunch, Bitumen Emulsion, Protected With Grp Lamination, Grp Liner, Ladders Waterproofing Identification Marker Posts, Cover And Frame, Aluminium Vent, Hooks, Grp Sealine Plate , Galvanized Steel Handle Etc., All Necessary Fittings, Accessories And Complete All In Accordance With The Drawings And Specifications.; Air Release Valve Chambers; Dn 225 Mm Diameter | 2 | Nr | AED | 25574.94 | 51149.88
2021-04 | 4 | 4.0376 | United Arab Emirates | Dubai | Infrastructure | Tilal Al Ghaf | Phase 2 Boulevard Roads | MAF | Dutco | Award | 2021 |  | Pipework - Manholes And Pipework Ancillaries | K232.5 | Pipework - Manholes And Pipework Ancillaries; Other Stated Chambers; Supply And Install In-Situ Reinforced Concrete Chamber, Including Excavations, Disposals, Backfilling, Dewatering, Concreting, Reinforcement, Blinding, Screed, Concrete Haunch, Bitumen Emulsion, Protected With Grp Lamination, Grp Liner, Ladders Waterproofing Identification Marker Posts, Cover And Frame, Aluminium Vent, Hooks, Grp Sealine Plate , Galvanized Steel Handle Etc., All Necessary Fittings, Accessories And Complete All In Accordance With The Drawings And Specifications.; Washout Valve Chambers; Dn 110 Mm Diameter | 2 | Nr | AED | 27033.6 | 54067.2
2021-04 | 4 | 4.0376 | United Arab Emirates | Dubai | Infrastructure | Tilal Al Ghaf | Phase 2 Boulevard Roads | MAF | Dutco | Award | 2021 |  | Pipework - Manholes And Pipework Ancillaries | K232.4 | Pipework - Manholes And Pipework Ancillaries; Other Stated Chambers; Supply And Install In-Situ Reinforced Concrete Chamber, Including Excavations, Disposals, Backfilling, Dewatering, Concreting, Reinforcement, Blinding, Screed, Concrete Haunch, Bitumen Emulsion, Protected With Grp Lamination, Grp Liner, Ladders Waterproofing Identification Marker Posts, Cover And Frame, Aluminium Vent, Hooks, Grp Sealine Plate , Galvanized Steel Handle Etc., All Necessary Fittings, Accessories And Complete All In Accordance With The Drawings And Specifications.; Washout Valve Chambers; Dn 225 Mm Diameter | 3 | Nr | AED | 32204.26 | 96612.78
2021-04 | 4 | 4.0376 | United Arab Emirates | Dubai | Infrastructure | Tilal Al Ghaf | Phase 2 Boulevard Roads | MAF | Dutco | Award | 2021 |  | Pipework - Manholes And Pipework Ancillaries | K233.4 | Pipework - Manholes And Pipework Ancillaries; Other Stated Chambers; Supply And Install In-Situ Reinforced Concrete Chamber, Including Excavations, Disposals, Backfilling, Dewatering, Concreting, Reinforcement, Blinding, Screed, Concrete Haunch, Bitumen Emulsion, Protected With Grp Lamination, Grp Liner, Ladders Waterproofing Identification Marker Posts, Cover And Frame, Aluminium Vent, Hooks, Grp Sealine Plate , Galvanized Steel Handle Etc., All Necessary Fittings, Accessories And Complete All In Accordance With The Drawings And Specifications.; Flow Meter Chamber; Dn 110 Mm Diameter | 2 | Nr | AED | 22839.19 | 45678.38
2021-04 | 4 | 4.0376 | United Arab Emirates | Dubai | Infrastructure | Tilal Al Ghaf | Phase 2 Boulevard Roads | MAF | Dutco | Award | 2021 |  | Pipework - Manholes And Pipework Ancillaries | K233.5 | Pipework - Manholes And Pipework Ancillaries; Other Stated Chambers; Supply And Install In-Situ Reinforced Concrete Chamber, Including Excavations, Disposals, Backfilling, Dewatering, Concreting, Reinforcement, Blinding, Screed, Concrete Haunch, Bitumen Emulsion, Protected With Grp Lamination, Grp Liner, Ladders Waterproofing Identification Marker Posts, Cover And Frame, Aluminium Vent, Hooks, Grp Sealine Plate , Galvanized Steel Handle Etc., All Necessary Fittings, Accessories And Complete All In Accordance With The Drawings And Specifications.; Flow Meter Chamber; Dn 160 Mm Diameter | 1 | Nr | AED | 22839.19 | 22839.19
2021-04 | 4 | 4.0376 | United Arab Emirates | Dubai | Infrastructure | Tilal Al Ghaf | Phase 2 Boulevard Roads | MAF | Dutco | Award | 2021 |  | Pipework - Manholes And Pipework Ancillaries | K592.1 | Pipework - Manholes And Pipework Ancillaries; Road Crossing Ducts; Supply And Install Upvc Class "D" Road Crossing Sleeve Including Excavation, Compacted Fine Sand Or Selected Excavated Material Filling, Disposal Of Excavated Tip, Plastic Skids, Duct Markers Warning Tapes With Metalic Back Text, End Caps, Complete All In Accordance With Drawings And Specifications; To 110Mm Diameter Pipe | 70 | m | AED | 317.69 | 22238.3
2021-04 | 4 | 4.0376 | United Arab Emirates | Dubai | Infrastructure | Tilal Al Ghaf | Phase 2 Boulevard Roads | MAF | Dutco | Award | 2021 |  | Pipework - Manholes And Pipework Ancillaries | K592.2 | Pipework - Manholes And Pipework Ancillaries; Road Crossing Ducts; Supply And Install Upvc Class "D" Road Crossing Sleeve Including Excavation, Compacted Fine Sand Or Selected Excavated Material Filling, Disposal Of Excavated Tip, Plastic Skids, Duct Markers Warning Tapes With Metalic Back Text, End Caps, Complete All In Accordance With Drawings And Specifications; To 160Mm Diameter Pipe | 15 | m | AED | 356.72 | 5350.8
2021-04 | 4 | 4.0376 | United Arab Emirates | Dubai | Infrastructure | Tilal Al Ghaf | Phase 2 Boulevard Roads | MAF | Dutco | Award | 2021 |  | Pipework - Manholes And Pipework Ancillaries | K592.3 | Pipework - Manholes And Pipework Ancillaries; Future Ducts; Supply And Install Of Upvc Class "D" Future Ducts, Including Excavation, Backfilling, Disposal Of Excavated Material To Approved Tip, Duct Markers, Warning Tapes, End Caps, Approved Beds & Surround And All Other Necessary Accessories And Complete All In Accordance With The Drawings And Specifications; 1 Way X 300Mm + 2 Way X 150Mm | 95 | m | AED | 735.54 | 69876.3
2021-04 | 4 | 4.0376 | United Arab Emirates | Dubai | Infrastructure | Tilal Al Ghaf | Phase 2 Boulevard Roads | MAF | Dutco | Award | 2021 |  | Pipework - Manholes And Pipework Ancillaries | K611 | Pipework - Manholes And Pipework Ancillaries; Supply And Installation Of Upvc Pipe Inside Steel Sleeve Including, Concrete Surround Class 30/20/S, Blinding, Neoprene Rubber, Cement Grouting, Ms Flat, Arc Welding With Stiffeners, Roller, Excavation, Backfilling, Disposal, Commissioning And Warning Tape; Complete All In Accordance With The Drawings And Specifications.; 110Mm Diameter | 75 | m | AED | 1365.65 | 102423.75
2021-04 | 4 | 4.0377 | United Arab Emirates | Dubai | Infrastructure | Tilal Al Ghaf | Phase 2 Boulevard Roads | MAF | Dutco | Award | 2021 |  | Pipework - Supports And Protection | L511.1 | Pipe Work - Supports & Protection, Ancillaries To Laying And Excavation; Beds And Surrounds; Sand Beds And Surrounds To Irrigation Upvc Pipes, Including All Other Necessary Accessories And Complete All In Accordance With The Drawings And Specifications; 110Mm Diameter Pipe | 238 | m | AED | 40.01 | 9522.38
2021-04 | 4 | 4.0377 | United Arab Emirates | Dubai | Infrastructure | Tilal Al Ghaf | Phase 2 Boulevard Roads | MAF | Dutco | Award | 2021 |  | Pipework - Supports And Protection | L511.2 | Pipe Work - Supports & Protection, Ancillaries To Laying And Excavation; Beds And Surrounds; Sand Beds And Surrounds To Irrigation Upvc Pipes, Including All Other Necessary Accessories And Complete All In Accordance With The Drawings And Specifications; 160Mm Diameter Pipe | 17 | m | AED | 42.48 | 722.16
2021-04 | 4 | 4.0377 | United Arab Emirates | Dubai | Infrastructure | Tilal Al Ghaf | Phase 2 Boulevard Roads | MAF | Dutco | Award | 2021 |  | Pipework - Supports And Protection | L512 | Pipe Work - Supports & Protection, Ancillaries To Laying And Excavation; Beds And Surrounds; Sand Beds And Surrounds To Irrigation Upvc Pipes, Including All Other Necessary Accessories And Complete All In Accordance With The Drawings And Specifications; 225Mm Diameter Pipe | 781 | m | AED | 45.19 | 35293.39
2021-04 | 4 | 4.0377 | United Arab Emirates | Dubai | Infrastructure | Tilal Al Ghaf | Phase 2 Boulevard Roads | MAF | Dutco | Award | 2021 |  | Pipework - Supports And Protection | L513 | Pipe Work - Supports & Protection, Ancillaries To Laying And Excavation; Beds And Surrounds; Sand Beds And Surrounds To Irrigation Upvc Pipes, Including All Other Necessary Accessories And Complete All In Accordance With The Drawings And Specifications; | 10 | m | AED | 48.02 | 480.2
2021-04 | 4 | 4.0377 | United Arab Emirates | Dubai | Infrastructure | Tilal Al Ghaf | Phase 2 Boulevard Roads | MAF | Dutco | Award | 2021 |  | Pipework - Supports And Protection | L601.1 | Pipe Work - Supports & Protection, Ancillaries To Laying And Excavation; Wrapping & Lagging; Supply And Lay Geotextile Wrapping Around Beds And Surrounds To Pipes, Including All Necessary Fittings, Fixings, Accessories, And Complete All In Accordance With The Drawings And Specifications; 110Mm Diameter Pipe | 238 | m | AED | 6.99 | 1663.62
2021-04 | 4 | 4.0377 | United Arab Emirates | Dubai | Infrastructure | Tilal Al Ghaf | Phase 2 Boulevard Roads | MAF | Dutco | Award | 2021 |  | Pipework - Supports And Protection | L601.2 | Pipe Work - Supports & Protection, Ancillaries To Laying And Excavation; Wrapping & Lagging; Supply And Lay Geotextile Wrapping Around Beds And Surrounds To Pipes, Including All Necessary Fittings, Fixings, Accessories, And Complete All In Accordance With The Drawings And Specifications; 160Mm Diameter Pipe | 17 | m | AED | 7.25 | 123.25
2021-04 | 4 | 4.0377 | United Arab Emirates | Dubai | Infrastructure | Tilal Al Ghaf | Phase 2 Boulevard Roads | MAF | Dutco | Award | 2021 |  | Pipework - Supports And Protection | L602 | Pipe Work - Supports & Protection, Ancillaries To Laying And Excavation; Wrapping & Lagging; Supply And Lay Geotextile Wrapping Around Beds And Surrounds To Pipes, Including All Necessary Fittings, Fixings, Accessories, And Complete All In Accordance With The Drawings And Specifications; 225Mm Diameter Pipe | 781 | m | AED | 7.59 | 5927.79
2021-04 | 4 | 4.0377 | United Arab Emirates | Dubai | Infrastructure | Tilal Al Ghaf | Phase 2 Boulevard Roads | MAF | Dutco | Award | 2021 |  | Pipework - Supports And Protection | L603 | Pipe Work - Supports & Protection, Ancillaries To Laying And Excavation; Wrapping & Lagging; Supply And Lay Geotextile Wrapping Around Beds And Surrounds To Pipes, Including All Necessary Fittings, Fixings, Accessories, And Complete All In Accordance With The Drawings And Specifications; 315Mm Diameter Pipe | 10 | m | AED | 8.05 | 80.5
2021-04 | 4 | 4.0377 | United Arab Emirates | Dubai | Infrastructure | Tilal Al Ghaf | Phase 2 Boulevard Roads | MAF | Dutco | Award | 2021 |  | Pipework - Supports And Protection | L711.1 | Pipe Work - Supports & Protection, Ancillaries To Laying And Excavation; Supply And Install Class 30/20/S Concrete Thrust Blocks Cast Under Bed Soil Including Encasement And Complete All In Accordance With The Drawings And Specifications.; Volume, Not Exceeding 0.1 M3 | 6 | Nr | AED | 289.98 | 1739.88
2021-04 | 4 | 4.0377 | United Arab Emirates | Dubai | Infrastructure | Tilal Al Ghaf | Phase 2 Boulevard Roads | MAF | Dutco | Award | 2021 |  | Pipework - Supports And Protection | L711.2 | Pipe Work - Supports & Protection, Ancillaries To Laying And Excavation; Supply And Install Class 30/20/S Concrete Thrust Blocks Cast Under Bed Soil Including Encasement And Complete All In Accordance With The Drawings And Specifications.; Volume, 0.1-0.2 M3 | 23 | Nr | AED | 500.01 | 11500.23
2021-04 | 4 | 4.0377 | United Arab Emirates | Dubai | Infrastructure | Tilal Al Ghaf | Phase 2 Boulevard Roads | MAF | Dutco | Award | 2021 |  | Pipework - Supports And Protection | L711.3 | Pipe Work - Supports & Protection, Ancillaries To Laying And Excavation; Supply And Install Class 30/20/S Concrete Thrust Blocks Cast Under Bed Soil Including Encasement And Complete All In Accordance With The Drawings And Specifications.; Volume, 0.2-0.5 M3 | 10 | Nr | AED | 774.33 | 7743.3
2021-04 | 4 | 4.0378 | United Arab Emirates | Dubai | Infrastructure | Tilal Al Ghaf | Phase 2 Boulevard Roads | MAF | Dutco | Award | 2021 |  | Pipework - Supports And Protection | L711.4 | Pipe Work - Supports & Protection, Ancillaries To Laying And Excavation; Supply And Install Class 30/20/S Concrete Thrust Blocks Cast Under Bed Soil Including Encasement And Complete All In Accordance With The Drawings And Specifications.; Volume, 0.5-0.1 M3 | 5 | Nr | AED | 1370.52 | 6852.6
2021-04 | 4 | 4.0378 | United Arab Emirates | Dubai | Infrastructure | Tilal Al Ghaf | Phase 2 Boulevard Roads | MAF | Dutco | Award | 2021 |  | Miscellaneous Work | X900.1 | Miscellaneous Works; Connections; Contractor To Allow For All Interface And CoOrdination Required With Stakeholders To Facilitate The Final Connection And Tie-In Works In All Necessary Tie-In Connection To Existing Irrigation Networks Complete With Co-Ordination And Liaison With Local Authorities; Allow Connection With Boulevard Road Irrigation System, 315Mm Diameter | 4 | Nr | AED | 12798.31 | 51193.24
2021-04 | 4 | 4.0378 | United Arab Emirates | Dubai | Infrastructure | Tilal Al Ghaf | Phase 2 Boulevard Roads | MAF | Dutco | Award | 2021 |  | Miscellaneous Work | X900.2 | Miscellaneous Works; Connections; Contractor To Allow For All Interface And CoOrdination Required With Stakeholders To Facilitate The Final Connection And Tie-In Works In All Necessary Tie-In Connection To Existing Irrigation Networks Complete With Co-Ordination And Liaison With Local Authorities; Allow Connection With Package-1B Irrigation System, 110Mm Diameter | 2 | Nr | AED | 7312.41 | 14624.82
2021-04 | 4 | 4.0378 | United Arab Emirates | Dubai | Infrastructure | Tilal Al Ghaf | Phase 2 Boulevard Roads | MAF | Dutco | Award | 2021 |  | Miscellaneous Work | X900.3 | Miscellaneous Works; Connections; Contractor To Allow For All Interface And CoOrdination Required With Stakeholders To Facilitate The Final Connection And Tie-In Works In All Necessary Tie-In Connection To Existing Irrigation Networks Complete With Co-Ordination And Liaison With Local Authorities; Allow Future Connection For Phase-3 Irrigation System | 2 | Nr | AED | 12798.31 | 25596.62
2021-04 | 4 | 4.0378 | United Arab Emirates | Dubai | Infrastructure | Tilal Al Ghaf | Phase 2 Boulevard Roads | MAF | Dutco | Award | 2021 |  | Earthworks | E4** | Earthworks; Excavate Trenches For Spare Ducts Including Excavation In Any Type Of Soil, Dispose Of Surplus Material To An Approved Location Within Site Including Haulage And Backfill With Natural Soil Filling To The Normal Level And Compacted In Layers, After Cable Installation Including Warning Tapes, Cable Covering Tiles And Surrounds And Complete All In Accordance With The Drawings And Specifications; Various Width | 97 | m | AED | 93.35 | 9054.95
2021-04 | 4 | 4.0378 | United Arab Emirates | Dubai | Infrastructure | Tilal Al Ghaf | Phase 2 Boulevard Roads | MAF | Dutco | Award | 2021 |  | Pipework - Manholes And Pipework Ancillaries | K522.1 | Pipework - Manholes And Pipework Ancillaries; Ducts; Supply And Install 200Mm Diameter Upvc Road Crossing Ducts In Concrete Encasement Complete With Draw Cord, Endcaps, All Necessary Fittings And Accessories And Suitable Duct Markers, Warning Tape, Excavation In Any Type Of Soil, Dispose Of Surplus Material An Approved Location Within Site Including Haulage, Backfilling, Protection Of Services And Testing Of Same And Complete All In Accordance With The Drawings And Specifications; 2 X 200Mm Dia Upvc Duct | 97 | m | AED | 453.66 | 44005.02
2022-03 | 4 | 4.0378 | United Arab Emirates | Al Ain | Infrastructure | Um Ghafah | Cycle Track Infrastructure | DMT | WBG | Award | 2022 |  | Ground Investigation | B112 | Trial Pits; Locate, Excavate Trial Pits And Trench By Hand To Obtain Soil Samples For Geotechnical Investigations And To Ascertain/Verify Locations Of The Existing Services.; Number In Material Other Than Rock Maximum Depth 1-2M, Trial Trenches To Locate Existing Services, Maximum Length 3M. | 230 | Nr | AED | 1462.27 | 336322.1
2022-03 | 4 | 4.0378 | United Arab Emirates | Al Ain | Infrastructure | Um Ghafah | Cycle Track Infrastructure | DMT | WBG | Award | 2022 |  | Ground Investigation | B360 | Rotary Drilled Boreholes; Depth Backfill With Excavated Material | 700 | m | AED | 31.2 | 21840
2022-03 | 4 | 4.0378 | United Arab Emirates | Al Ain | Infrastructure | Um Ghafah | Cycle Track Infrastructure | DMT | WBG | Award | 2022 |  | Demolition And Site Clearance | D900.1 | Class D: Demolition And Site Clearance; Break-Out, Remove And Cart To Tip; Existing Concrete Block Paving/Asphalt Including Sub Base And Disposal | 50 | m² | AED | 37.81 | 1890.5
2022-03 | 4 | 4.0378 | United Arab Emirates | Al Ain | Infrastructure | Um Ghafah | Cycle Track Infrastructure | DMT | WBG | Award | 2022 |  | Demolition And Site Clearance | D900.2 | Class D: Demolition And Site Clearance; Break-Out, Remove And Cart To Tip; Existing Kerb (Any Type) Including Concrete Foundation, Hunching, Subbase And Disposal | 50 | m | AED | 38.76 | 1938
2022-03 | 4 | 4.0379 | United Arab Emirates | Al Ain | Infrastructure | Um Ghafah | Cycle Track Infrastructure | DMT | WBG | Award | 2022 |  | Demolition And Site Clearance | D100 | Class D: Demolition And Site Clearance; Break-Out, Remove And Cart To Tip; Allow For Clearing The Site From All Rubbish, Debris, Vegetation, Existing Structures And Obstruction If Any , As Per Existing Site Condition And Disposal | 70000 | m² | AED | 3.3934 | 237535.62
2022-03 | 4 | 4.0379 | United Arab Emirates | Al Ain | Infrastructure | Um Ghafah | Cycle Track Infrastructure | DMT | WBG | Award | 2022 |  | Earthworks | E522 | Class E: Earth Works; Excavation; Excavation Ancilaries; Preparation Of The Surfaces To Received Permanent Works For Embankment Formation Including Compaction | 72480.15 | m² | AED | 4.73 | 342831.1095
2022-03 | 4 | 4.0379 | United Arab Emirates | Al Ain | Infrastructure | Um Ghafah | Cycle Track Infrastructure | DMT | WBG | Award | 2022 |  | Earthworks | E624 | Filling; Imported Filling To Cycle Track /Road Embankments Material Other Than Top Soil Or Rock In Layers Including Compaction As Shown In The Drawing And As Per Specification (Provisional Quantity) And Use The Suitable Cut Materail From Adjacent Parks. | 9000 | m³ | AED | 49.16 | 442440
2022-03 | 4 | 4.0379 | United Arab Emirates | Al Ain | Infrastructure | Um Ghafah | Cycle Track Infrastructure | DMT | WBG | Award | 2022 |  | Earthworks |  | Additional Items To Be Inserted By The Tenderer.; The Tenderer Is Required To Detail Below Any Additional Items, Which He Deems Necessary To Complete The Work Based On The Design And The Same Is Not Included In The Above Bill Items. Should The Tenderer Fail To Provide Any Additional Items Herein, It Will Be Considered That His Price Include For All Items As Per Employer'S Requirements, Drawing, Specification And Described In The Tender Documents. Hence No Subsequent Claim For Any Additional Item Will Be Accepted.; Excavation | 11000 | m³ | AED | 7.57 | 83270
2022-03 | 4 | 4.0379 | United Arab Emirates | Al Ain | Infrastructure | Um Ghafah | Cycle Track Infrastructure | DMT | WBG | Award | 2022 |  | Earthworks |  | Additional Items To Be Inserted By The Tenderer.; The Tenderer Is Required To Detail Below Any Additional Items, Which He Deems Necessary To Complete The Work Based On The Design And The Same Is Not Included In The Above Bill Items. Should The Tenderer Fail To Provide Any Additional Items Herein, It Will Be Considered That His Price Include For All Items As Per Employer'S Requirements, Drawing, Specification And Described In The Tender Documents. Hence No Subsequent Claim For Any Additional Item Will Be Accepted.; Filling Using Improved Excavated Material To Cycle Track /Road Embankments Material Other Than Top Soil Or Rock In Layers Including Compaction As Shown In The Drawing And As Per Specification (Provisional Quantity) And Use The Suitable Cut Materail From Adjacent Parks. | 11000 | m³ | AED | 21.75 | 239250
2022-03 | 4 | 4.0379 | United Arab Emirates | Al Ain | Infrastructure | Um Ghafah | Cycle Track Infrastructure | DMT | WBG | Award | 2022 |  | Roads And Pavings | R791.1 | Class R : Pavings And Edges ; Kerbs, Channels & Edgings; Kerbs Complete Including Excavation, Filling, Concrete Foundation, Hunching, Compacted Subbase, Disposal Of Surplus Excavated Material, And All Other Requirements To Complete As Per The Specification And Drawings.; Precast Concrete Kerbs (Type C) Straight Or Curved. | 24371 | m | AED | 75.62 | 1842935.02
2022-03 | 4 | 4.0379 | United Arab Emirates | Al Ain | Infrastructure | Um Ghafah | Cycle Track Infrastructure | DMT | WBG | Award | 2022 |  | Roads And Pavings | R791.2 | Class R : Pavings And Edges ; Kerbs, Channels & Edgings; Kerbs Complete Including Excavation, Filling, Concrete Foundation, Hunching, Compacted Subbase, Disposal Of Surplus Excavated Material, And All Other Requirements To Complete As Per The Specification And Drawings.; Precast Concrete Kerbs (Type E) Straight Or Curved. | 3226 | m | AED | 75.62 | 243950.12
2022-03 | 4 | 4.0379 | United Arab Emirates | Al Ain | Infrastructure | Um Ghafah | Cycle Track Infrastructure | DMT | WBG | Award | 2022 |  | Roads And Pavings | R791.3 | Class R : Pavings And Edges ; Kerbs, Channels & Edgings; Kerbs Complete Including Excavation, Filling, Concrete Foundation, Hunching, Compacted Subbase, Disposal Of Surplus Excavated Material, And All Other Requirements To Complete As Per The Specification And Drawings.; Precast Concrete Kerbs (Type F) Straight Or Curved. | 1426 | m | AED | 98.31 | 140190.06
2022-03 | 4 | 4.0379 | United Arab Emirates | Al Ain | Infrastructure | Um Ghafah | Cycle Track Infrastructure | DMT | WBG | Award | 2022 |  | Roads And Pavings | R791.4 | Class R : Pavings And Edges ; Kerbs, Channels & Edgings; Kerbs Complete Including Excavation, Filling, Concrete Foundation, Hunching, Compacted Subbase, Disposal Of Surplus Excavated Material, And All Other Requirements To Complete As Per The Specification And Drawings.; Precast Concrete Kerbs (Type B) Straight Or Curved. | 710 | m | AED | 84.13 | 59732.3
2022-03 | 4 | 4.038 | United Arab Emirates | Al Ain | Infrastructure | Um Ghafah | Cycle Track Infrastructure | DMT | WBG | Award | 2022 |  | Roads And Pavings | R999.1 | Sidewalk Pavement; Shared Path Area (Cycle & Pedestrain) Including All Excavation, Filling & Disposal Of Surplus Excavated Materials, As Per Specification And Drawings.; Compaction (Formation Level To Be Compacted As Per Drawings And Specifications). | 8350 | m² | AED | 4.73 | 39495.5
2022-03 | 4 | 4.038 | United Arab Emirates | Al Ain | Infrastructure | Um Ghafah | Cycle Track Infrastructure | DMT | WBG | Award | 2022 |  | Roads And Pavings | R194.1 | Sidewalk Pavement; Shared Path Area (Cycle & Pedestrain) Including All Excavation, Filling & Disposal Of Surplus Excavated Materials, As Per Specification And Drawings.; Aggregate Sub-Base, Depth: 150Mm (Recycled) | 8350 | m² | AED | 21.27 | 177604.5
2022-03 | 4 | 4.038 | United Arab Emirates | Al Ain | Infrastructure | Um Ghafah | Cycle Track Infrastructure | DMT | WBG | Award | 2022 |  | Roads And Pavings | R793.1 | Sidewalk Pavement; Shared Path Area (Cycle & Pedestrain) Including All Excavation, Filling & Disposal Of Surplus Excavated Materials, As Per Specification And Drawings.; Precast Concrete Paving Blocks (Approved Colour, Pattern And Design) Thickness 60Mm On And Including 50Mm Thick Sand Bed, Sizes Varies, Joints, Cutting, Shape, Pattern, Geotextile, Colors Per Drawings And Specifications. | 8350 | m² | AED | 82.24 | 686704
2022-03 | 4 | 4.038 | United Arab Emirates | Al Ain | Infrastructure | Um Ghafah | Cycle Track Infrastructure | DMT | WBG | Award | 2022 |  | Roads And Pavings | R999.2 | Class R : Roads And Pavings; Footpath/ Jogging Track; Compaction (Formation Level To Be Compacted As Per Drawings And Specifications). | 4904 | m² | AED | 4.73 | 23195.92
2022-03 | 4 | 4.038 | United Arab Emirates | Al Ain | Infrastructure | Um Ghafah | Cycle Track Infrastructure | DMT | WBG | Award | 2022 |  | Roads And Pavings | R194.2 | Class R : Roads And Pavings; Footpath/ Jogging Track; Aggregate Sub-Base, Depth: 150Mm (Recycled) | 4904 | m² | AED | 21.27 | 104308.08
2022-03 | 4 | 4.038 | United Arab Emirates | Al Ain | Infrastructure | Um Ghafah | Cycle Track Infrastructure | DMT | WBG | Award | 2022 |  | Roads And Pavings | R793.2 | Class R : Roads And Pavings; Footpath/ Jogging Track; Precast Concrete Paving Blocks (Approved Colour, Pattern And Design) Thickness 60Mm On And Including 50Mm Thick Sand Bed, Sizes Varies, Joints, Cutting, Shape, Pattern, Geotextile, Colors Per Drawings And Specifications. | 4904 | m² | AED | 82.24 | 403304.96
2022-03 | 4 | 4.038 | United Arab Emirates | Al Ain | Infrastructure | Um Ghafah | Cycle Track Infrastructure | DMT | WBG | Award | 2022 |  | Roads And Pavings | R999.3 | Speed Table/ Raised Pedestrian Crossing (Asphalt/ Paver); Compaction (Formation Level To Be Compacted As Per Drawings And Specifications). | 2714 | m² | AED | 4.73 | 12837.22
2022-03 | 4 | 4.038 | United Arab Emirates | Al Ain | Infrastructure | Um Ghafah | Cycle Track Infrastructure | DMT | WBG | Award | 2022 |  | Roads And Pavings | R194.3 | Speed Table/ Raised Pedestrian Crossing (Asphalt/ Paver); Aggregate Sub-Base, Depth: 150Mm (Recycled) | 2714 | m² | AED | 34.03 | 92357.42
2022-03 | 4 | 4.038 | United Arab Emirates | Al Ain | Infrastructure | Um Ghafah | Cycle Track Infrastructure | DMT | WBG | Award | 2022 |  | Roads And Pavings | R793.3 | Speed Table/ Raised Pedestrian Crossing (Asphalt/ Paver); Asphalt/ Precast Concrete Paving Blocks (Approved Colour, Pattern And Design) Thickness 80Mm On And Including 50Mm Thick Sand Bed, Sizes Varies, Joints, Cutting, Shape, Pattern, Colors, Yellow Solid Triangle Pavement Marking, Pedestrian Crossing Marking-603 Per Drawings And Specifications. | 2714 | m² | AED | 146.52 | 397655.28
2022-03 | 4 | 4.038 | United Arab Emirates | Al Ain | Infrastructure | Um Ghafah | Cycle Track Infrastructure | DMT | WBG | Award | 2022 |  | Roads And Pavings |  | Speed Table/ Raised Pedestrian Crossing (Asphalt/ Paver); Asphalt Speed Hump; Including All Requirements To Complete As Per The Specification, Drawings And Authority Requirements. | 230 | m² | AED | 406.45 | 93483.5
2022-03 | 4 | 4.0381 | United Arab Emirates | Al Ain | Infrastructure | Um Ghafah | Cycle Track Infrastructure | DMT | WBG | Award | 2022 |  | Roads And Pavings | R790 | Tactile Paving ; Porcelain Tactile, Colour: Yellow, Finish: Non Slippery, Including Mortar Bed, Pattern And Size: As Per Drawings And Specifications Or Approved By The Engineer. | 330 | m² | AED | 464.11 | 153156.3
2022-03 | 4 | 4.0381 | United Arab Emirates | Al Ain | Infrastructure | Um Ghafah | Cycle Track Infrastructure | DMT | WBG | Award | 2022 |  | Roads And Pavings | R999.11 | Tactile Paving ; Compaction (Formation Level To Be Compacted As Per Drawings And Specifications). | 330 | m² | AED | 4.73 | 1560.9
2022-03 | 4 | 4.0381 | United Arab Emirates | Al Ain | Infrastructure | Um Ghafah | Cycle Track Infrastructure | DMT | WBG | Award | 2022 |  | Roads And Pavings | R194.11 | Tactile Paving ; Aggregate Sub-Base, Depth: 150Mm (Recycled) | 330 | m² | AED | 21.27 | 7019.1
2022-03 | 4 | 4.0381 | United Arab Emirates | Al Ain | Infrastructure | Um Ghafah | Cycle Track Infrastructure | DMT | WBG | Award | 2022 |  | In situ concrete | F142 | Tactile Paving ; Concrete Grade Slab 40/20; Including Earthworks, Formwork, Reinforcement, Waterproofing And Etc.. | 103 | m³ | AED | 798.72 | 82268.16
2022-03 | 4 | 4.0381 | United Arab Emirates | Al Ain | Infrastructure | Um Ghafah | Cycle Track Infrastructure | DMT | WBG | Award | 2022 |  | Roads And Pavings | R999.9 | Class R : Roads And Pavings; Cycle Track ; Cycle Track Asphalt Paving Including All Associated Civil Works, As Per Drawings And Specifications And Engineer'S Approval And Dmt/ Adm Standards.; Compaction (Formation Level To Be Compacted As Per Drawings And Specifications). | 44300 | m² | AED | 4.73 | 209539
2022-03 | 4 | 4.0381 | United Arab Emirates | Al Ain | Infrastructure | Um Ghafah | Cycle Track Infrastructure | DMT | WBG | Award | 2022 |  | Roads And Pavings | R194.9 | Class R : Roads And Pavings; Cycle Track ; Cycle Track Asphalt Paving Including All Associated Civil Works, As Per Drawings And Specifications And Engineer'S Approval And Dmt/ Adm Standards.; Aggregate Sub-Base, Depth: 150Mm (Recycled) | 44300 | m² | AED | 34.03 | 1507529
2022-03 | 4 | 4.0381 | United Arab Emirates | Al Ain | Infrastructure | Um Ghafah | Cycle Track Infrastructure | DMT | WBG | Award | 2022 |  | Roads And Pavings |  | Class R : Roads And Pavings; Cycle Track ; Cycle Track Asphalt Paving Including All Associated Civil Works, As Per Drawings And Specifications And Engineer'S Approval And Dmt/ Adm Standards.; Bituminous Macadam Wearing Course 50Mm Thick | 44300 | m² | AED | 50.1 | 2219430
2022-03 | 4 | 4.0381 | United Arab Emirates | Al Ain | Infrastructure | Um Ghafah | Cycle Track Infrastructure | DMT | WBG | Award | 2022 |  | Roads And Pavings |  | Class R : Roads And Pavings; Cycle Track ; Cycle Track Asphalt Paving Including All Associated Civil Works, As Per Drawings And Specifications And Engineer'S Approval And Dmt/ Adm Standards.; Prime Coat | 44300 | m² | AED | 3.79 | 167897
2022-03 | 4 | 4.0381 | United Arab Emirates | Al Ain | Infrastructure | Um Ghafah | Cycle Track Infrastructure | DMT | WBG | Award | 2022 |  | Roads And Pavings |  | Class R : Roads And Pavings; Cycle Track ; Cycle Track Asphalt Paving Including All Associated Civil Works, As Per Drawings And Specifications And Engineer'S Approval And Dmt/ Adm Standards.; Non-Slip Paint Acrylic Latex Green Colour Ral 6037 | 44300 | m² | AED | 56.72 | Rate Only
2022-03 | 4 | 4.0381 | United Arab Emirates | Al Ain | Infrastructure | Um Ghafah | Cycle Track Infrastructure | DMT | WBG | Award | 2022 |  | Roads And Pavings | R190.1 | Class R : Roads And Pavings; Cycle Track ; Cycle Track Asphalt Paving Including All Associated Civil Works, As Per Drawings And Specifications And Engineer'S Approval And Dmt/ Adm Standards.; Subgrade Selected Fill Material (Min. 30% Cbr), 150Mm Thick | 6645 | m³ | AED | 74.68 | 496248.6
2022-03 | 4 | 4.0381 | United Arab Emirates | Al Ain | Infrastructure | Um Ghafah | Cycle Track Infrastructure | DMT | WBG | Award | 2022 |  | Roads And Pavings | R190.2 | Class R : Roads And Pavings; Cycle Track ; Cycle Track Asphalt Paving Including All Associated Civil Works, As Per Drawings And Specifications And Engineer'S Approval And Dmt/ Adm Standards.; Subgrade Selected Fill Material (Min. 30% Cbr) At Shoulder And Verge (Each Layer Thickness As Per Drawings And Specifications) | 3450 | m³ | AED | 74.68 | 257646
2022-03 | 4 | 4.0382 | United Arab Emirates | Al Ain | Infrastructure | Um Ghafah | Cycle Track Infrastructure | DMT | WBG | Award | 2022 |  | Roads And Pavings |  | Traffic Marking- Cycle Track Marking; Continuous Lines & Intermittent Lines; White Reflectorized Pavement Stripe Paint For Marking For Cycle Track, 100Mm Wide (Non-Slip) Including Yellow Line 100Mm Thick | 12400 | m | AED | 5.68 | 70432
2022-03 | 4 | 4.0382 | United Arab Emirates | Al Ain | Infrastructure | Um Ghafah | Cycle Track Infrastructure | DMT | WBG | Award | 2022 |  | Roads And Pavings | R823.1 | Traffic Marking- Cycle Track Marking; Continuous Lines & Intermittent Lines; White Reflectorized Paint For Symbols And Traffic Arrows (Non-Slip) | 190 | Nr | AED | 99.25 | 18857.5
2022-03 | 4 | 4.0382 | United Arab Emirates | Al Ain | Infrastructure | Um Ghafah | Cycle Track Infrastructure | DMT | WBG | Award | 2022 |  | Roads And Pavings | R823.2 | Traffic Marking- Cycle Track Marking; Continuous Lines & Intermittent Lines; White Reflectorized Paint For Cycle Track Markings (Cycle Smbol With Double Chevron) Non-Slip | 190 | Nr | AED | 638.98 | 121406.2
2022-03 | 4 | 4.0382 | United Arab Emirates | Al Ain | Infrastructure | Um Ghafah | Cycle Track Infrastructure | DMT | WBG | Award | 2022 |  | Roads And Pavings | R823.3 | Traffic Marking- Cycle Track Marking; Continuous Lines & Intermittent Lines; White Chevron And Hatch Marking | 505 | m² | AED | 53.88 | 27209.4
2022-03 | 4 | 4.0382 | United Arab Emirates | Al Ain | Infrastructure | Um Ghafah | Cycle Track Infrastructure | DMT | WBG | Award | 2022 |  | Roads And Pavings | R823.1 | Class R : Roads And Pavings; Traffic Signs; Supply And Install Non-Illuminated Warning And Regulatory Sign Including Post And Foundation, Excavation And Backfilling, Disposal Of Excavated Material, Concrete And Reinforcement As Shown In The Drawings And Specifications; Single Sign Post; With 4Type Of Signs (435 + 302 +C1 + 303) | 77 | Nr | AED | 2523.76 | 194329.52
2022-03 | 4 | 4.0382 | United Arab Emirates | Al Ain | Infrastructure | Um Ghafah | Cycle Track Infrastructure | DMT | WBG | Award | 2022 |  | Roads And Pavings | R823.2 | Class R : Roads And Pavings; Traffic Signs; Supply And Install Non-Illuminated Warning And Regulatory Sign Including Post And Foundation, Excavation And Backfilling, Disposal Of Excavated Material, Concrete And Reinforcement As Shown In The Drawings And Specifications; Single Sign Post; With Single Sign (C3A Or C3B Or C2 Or 301 Or 435 Or 301) | 33 | Nr | AED | 1544.51 | 50968.83
2022-03 | 4 | 4.0382 | United Arab Emirates | Al Ain | Infrastructure | Um Ghafah | Cycle Track Infrastructure | DMT | WBG | Award | 2022 |  | Roads And Pavings | R823.3 | Class R : Roads And Pavings; Traffic Signs; Supply And Install Non-Illuminated Warning And Regulatory Sign Including Post And Foundation, Excavation And Backfilling, Disposal Of Excavated Material, Concrete And Reinforcement As Shown In The Drawings And Specifications; Single Sign Post; With 4Type Of Signs (Cul-De-Sac + C1+ 409) | 1 | Nr | AED | 1824.29 | 1824.29
2022-03 | 4 | 4.0382 | United Arab Emirates | Al Ain | Infrastructure | Um Ghafah | Cycle Track Infrastructure | DMT | WBG | Award | 2022 |  | Roads And Pavings | R823.4 | Class R : Roads And Pavings; Traffic Signs; Supply And Install Non-Illuminated Warning And Regulatory Sign Including Post And Foundation, Excavation And Backfilling, Disposal Of Excavated Material, Concrete And Reinforcement As Shown In The Drawings And Specifications; Single Sign Post; With Single Sign (Cul-De-Sac) | 1 | Nr | AED | 1663.6 | 1663.6
2022-03 | 4 | 4.0382 | United Arab Emirates | Al Ain | Infrastructure | Um Ghafah | Cycle Track Infrastructure | DMT | WBG | Award | 2022 |  | Roads And Pavings | R890.1 | Bollards; Supply And Installation Of Bollards (Electro Polished 3Mm 316L Ss Brushed Stain Finish As Per Adm/ Adqcc Specs) At Pedestrian Crossing; Including Excavation And Backfilling, Disposal Of Excavated Material, Concrete Foundation, Reinforcement And All Auxially Works Complete Etc., As Specified In Specification & Detailed On Dwg Or/As Instructed By The Engineer | 184 | Nr | AED | 2646.64 | 486981.76
2022-03 | 4 | 4.0382 | United Arab Emirates | Al Ain | Infrastructure | Um Ghafah | Cycle Track Infrastructure | DMT | WBG | Award | 2022 |  | Roads And Pavings | R890.2 | Cycle Track Precast Concrete Bollard Signage; Supply And Installation Of Precast Concrete Bollard Sign (250 X 180 X H-700Mm); Including Excavation And Backfilling, Disposal Of Excavated Material, Concrete Foundation, Reinforcement And All Auxially Works Complete Etc., As Specified In Specification & Detailed On Dwg Or/As Instructed By The Engineer | 61 | Nr | AED | 1276.06 | 77839.66
2022-03 | 4 | 4.0383 | United Arab Emirates | Al Ain | Infrastructure | Um Ghafah | Cycle Track Infrastructure | DMT | WBG | Award | 2022 |  | Roads And Pavings | R890.3 | Sign Mark; Supply And Installation Of Sign Mark At Cycle Track Precast Concrete Bollards; Including All Auxially Works Complete Etc., As Specified In Specification & Detailed On Dwg Or/As Instructed By The Engineer | 122 | Nr | AED | 472.62 | 57659.64
2022-03 | 4 | 4.0383 | United Arab Emirates | Al Ain | Infrastructure | Um Ghafah | Cycle Track Infrastructure | DMT | WBG | Award | 2022 |  | Roads And Pavings |  | Guard Rail; Supply And Construct Full Guard Rail As Specified In The Drawings, And Adqcc Specifications For Length Of The Cycle Track Where There Is Level Difference Exceed 0.60M Between The Proposed Pavement And The Ground Level (Provisional Quantity) | 300 | m | AED | 311.93 | 93579
2022-03 | 4 | 4.0383 | United Arab Emirates | Al Ain | Infrastructure | Um Ghafah | Cycle Track Infrastructure | DMT | WBG | Award | 2022 |  | Pipework - Supports And Protection | L511 | Class L : Pipework - Supports And Protection,; Ancillaries To Laying And Excavation; Excavate And Backfilling Trenches For Single/Multiple Lighting Cables Including Compaction As Per Authority Specifications And Standards | 10229 | m | AED | 26.47 | 270761.63
2022-03 | 4 | 4.0383 | United Arab Emirates | Al Ain | Infrastructure | Um Ghafah | Cycle Track Infrastructure | DMT | WBG | Award | 2022 |  | Miscellaneous Work | X900.1 | Class X : Miscellaneous Work; Lighting Fixtures; Supply And Install Lighting Fixtures And Luminaries Complete Including Brackets, Lamps, Cut-Outs, Flexible Cable And Termination, Excavation, Fill, Concrete Base And Foundation, Anchoring, Grouting To Base Plate And All The Necessary Fittings For The Proper Installation And Commissioning As Specified On Drawings And Specifications.; Pole Light And Pole Foundation, Cycle Track Luminaire In Modern Form For Led Light Sources. Mounting On 4.0M Pillar With Mounting Bracket. Body: Galvanised Steel, Light Source: Led, 20W. Lumen Luminaire: 4500Lm. Colour Temperature: 4000K. Ip66. | 94 | Nr | AED | 5198.75 | 488682.5
2022-03 | 4 | 4.0383 | United Arab Emirates | Al Ain | Infrastructure | Um Ghafah | Cycle Track Infrastructure | DMT | WBG | Award | 2022 |  | Miscellaneous Work | X900.2 | Class X : Miscellaneous Work; Lighting Fixtures; Supply And Install Lighting Fixtures And Luminaries Complete Including Brackets, Lamps, Cut-Outs, Flexible Cable And Termination, Excavation, Fill, Concrete Base And Foundation, Anchoring, Grouting To Base Plate And All The Necessary Fittings For The Proper Installation And Commissioning As Specified On Drawings And Specifications.; Pole Light, And Pole Foundation, Cycle Track Luminaire In Modern Form For Led Light Sources. Mounting On 6.0M Pillar With Mounting Bracket. Body: Galvanised Steel. Light Source: Led, 35W. Lumen Luminaire: 4500Lm. Colour Temperature: 4000K. Ip66. | 211 | Nr | AED | 6143.98 | 1296379.78
2022-03 | 4 | 4.0383 | United Arab Emirates | Al Ain | Infrastructure | Um Ghafah | Cycle Track Infrastructure | DMT | WBG | Award | 2022 |  | Miscellaneous Work | X900.3 | Class X : Miscellaneous Work; Lighting Fixtures; Supply And Install Lighting Fixtures And Luminaries Complete Including Brackets, Lamps, Cut-Outs, Flexible Cable And Termination, Excavation, Fill, Concrete Base And Foundation, Anchoring, Grouting To Base Plate And All The Necessary Fittings For The Proper Installation And Commissioning As Specified On Drawings And Specifications.; Flood Light, Surface Mounted With Wide Distribution Under Shaded: Light Source: Led, 27W | 61 | Nr | AED | 1937.72 | 118200.92
2022-03 | 4 | 4.0383 | United Arab Emirates | Al Ain | Infrastructure | Um Ghafah | Cycle Track Infrastructure | DMT | WBG | Award | 2022 |  | Miscellaneous Work | X900.3 | Class X : Miscellaneous Work; Low Voltage Switch Boards; Supply And Install Control Cabinet With Accessories Including Concrete Foundations Excavation, Backfilling, Concrete Formwork, Anchor Bolts, Complete As Shown On Drawings And As Per Specifications | 4 | Nr | AED | 40807.35 | 163229.4
2022-03 | 4 | 4.0383 | United Arab Emirates | Al Ain | Infrastructure | Um Ghafah | Cycle Track Infrastructure | DMT | WBG | Award | 2022 |  | Miscellaneous Work | X900.5 | Class X : Miscellaneous Work; Low Voltage Switch Boards; Supply And Install Meter Cabinet With Accessories Including Concrete Foundations Excavation, Backfilling, Concrete Formwork, Anchor Bolts, Complete As Shown On Drawings And As Per Specifications | 4 | Nr | AED | 5355.66 | 21422.64
2022-03 | 4 | 4.0383 | United Arab Emirates | Al Ain | Infrastructure | Um Ghafah | Cycle Track Infrastructure | DMT | WBG | Award | 2022 |  | Miscellaneous Work | X900.6 | Earthing; Supply And Install Earthing To Feeder Pillar And Poles Including Earth Electrodes, Earth Pits And Cables | 8 | Nr | AED | 1559.63 | 12477.04
2022-03 | 4 | 4.0384 | United Arab Emirates | Al Ain | Infrastructure | Um Ghafah | Cycle Track Infrastructure | DMT | WBG | Award | 2022 |  | Miscellaneous Work | X900.7 | Cables For Lighting ; Supply And Install The Following Cables In Ducts Including Excavation And Backfilling Of Trenches And Route Marker Cable Covering Tiles, Route Marker Tape Warning Tapes, Termination And Comissioning Complete As Shown On Drawings And As Per Specifications; Lighting Power Cable (4C, 10Mm2 Xlpe/Swa/Pvc) | 6926 | m | AED | 56.72 | 392842.72
2022-03 | 4 | 4.0384 | United Arab Emirates | Al Ain | Infrastructure | Um Ghafah | Cycle Track Infrastructure | DMT | WBG | Award | 2022 |  | Miscellaneous Work | X900.8 | Cables For Lighting ; Supply And Install The Following Cables In Ducts Including Excavation And Backfilling Of Trenches And Route Marker Cable Covering Tiles, Route Marker Tape Warning Tapes, Termination And Comissioning Complete As Shown On Drawings And As Per Specifications; Lighting Power Cable (4C, 16Mm2 Xlpe/Swa/Pvc) | 2326 | m | AED | 86.97 | 202292.22
2022-03 | 4 | 4.0384 | United Arab Emirates | Al Ain | Infrastructure | Um Ghafah | Cycle Track Infrastructure | DMT | WBG | Award | 2022 |  | Miscellaneous Work | X900.9 | Cables For Lighting ; Supply And Install The Following Cables In Ducts Including Excavation And Backfilling Of Trenches And Route Marker Cable Covering Tiles, Route Marker Tape Warning Tapes, Termination And Comissioning Complete As Shown On Drawings And As Per Specifications; Power Cable From Service Turret To Lighting Control Panel (4C, 70Mm2 Cu Xlpe/Swa/Pvc) | 977 | m | AED | 189.05 | 184701.85
2022-03 | 4 | 4.0384 | United Arab Emirates | Al Ain | Infrastructure | Um Ghafah | Cycle Track Infrastructure | DMT | WBG | Award | 2022 |  | Miscellaneous Work | X900.11 | Cables For Lighting ; Supply And Install The Following Cables In Ducts Including Excavation And Backfilling Of Trenches And Route Marker Cable Covering Tiles, Route Marker Tape Warning Tapes, Termination And Comissioning Complete As Shown On Drawings And As Per Specifications; Supply And Install Kwh Meter | 4 | Nr | AED | 2552.12 | 10208.48
2022-03 | 4 | 4.0384 | United Arab Emirates | Al Ain | Infrastructure | Um Ghafah | Cycle Track Infrastructure | DMT | WBG | Award | 2022 |  | Miscellaneous Work | X900.12 | Cables For Lighting ; Supply And Install The Following Cables In Ducts Including Excavation And Backfilling Of Trenches And Route Marker Cable Covering Tiles, Route Marker Tape Warning Tapes, Termination And Comissioning Complete As Shown On Drawings And As Per Specifications; Upvc Protection Duct Pipe With Concrete Encasement As Per Authority Specifications And Standards | 240 | m | AED | 106.82 | 25636.8
2022-03 | 4 | 4.0384 | United Arab Emirates | Al Ain | Infrastructure | Um Ghafah | Cycle Track Infrastructure | DMT | WBG | Award | 2022 |  | Lighting |  | Mcc; 4X75 Mm Dia. Upvc Protection Duct Crossing With Sand Filling And All Necessary Work As Per Drawings, Authority Specifications And Standards | 330 | m | AED | 373.37 | 123212.1
2022-03 | 4 | 4.0384 | United Arab Emirates | Al Ain | Infrastructure | Um Ghafah | Cycle Track Infrastructure | DMT | WBG | Award | 2022 |  | Lighting |  | Additional Items To Be Inserted By The Tenderer.; The Tenderer Is Required To Detail Below Any Additional Items, Which He Deems Necessary To Compelte The Work Based On The Design And The Same Is Not Included In The Above Bill Items. Should The Tenderer Fail To Provide Any Additional Items Herein, It Will Be Considered That His Price Include For All Items As Per Empolyer'S Requirements, Drawing, Specification And Described In The Tender Documents. Hence No Subsequent Claim For Any Additional Item Will Be Accepted.; Extension Of Existing Upvc Duct 2Way 200Mm Dia | 50 | m | AED | 420.63 | 21031.5
2022-03 | 4 | 4.0384 | United Arab Emirates | Al Ain | Infrastructure | Um Ghafah | Cycle Track Infrastructure | DMT | WBG | Award | 2022 |  | Lighting |  | Power Protection Duct; Supply And Installation Of Upvc Duct For Protection Of Crossing Existing Power Cable; 2 Way 150Mm Dia Duct | 477 | m | AED | 330.83 | 157805.91
2022-03 | 4 | 4.0384 | United Arab Emirates | Al Ain | Infrastructure | Um Ghafah | Cycle Track Infrastructure | DMT | WBG | Award | 2022 |  | Lighting |  | Power Protection Duct; Supply And Installation Of Upvc Duct For Protection Of Crossing Existing Power Cable; 4 Way 150Mm Dia Duct | 342 | m | AED | 661.66 | 226287.72
2022-03 | 4 | 4.0384 | United Arab Emirates | Al Ain | Infrastructure | Um Ghafah | Cycle Track Infrastructure | DMT | WBG | Award | 2022 |  | Lighting |  | Power Protection Duct; Supply And Installation Of Upvc Duct For Protection Of Crossing Existing Power Cable; 5 Way 150Mm Dia Duct | 4 | m | AED | 827.08 | 3308.32
2022-03 | 4 | 4.0385 | United Arab Emirates | Al Ain | Infrastructure | Um Ghafah | Cycle Track Infrastructure | DMT | WBG | Award | 2022 |  | Lighting |  | Power Protection Duct; Supply And Installation Of Upvc Duct For Protection Of Crossing Existing Power Cable; 6 Way 150Mm Dia Duct | 40 | m | AED | 992.49 | 39699.6
2022-03 | 4 | 4.0385 | United Arab Emirates | Al Ain | Infrastructure | Um Ghafah | Cycle Track Infrastructure | DMT | WBG | Award | 2022 |  | Lighting |  | Power Protection Duct; Supply And Installation Of Upvc Duct For Protection Of Crossing Existing Power Cable; 8 Way 150Mm Dia Duct | 60 | m | AED | 1323.32 | 79399.2
2022-03 | 4 | 4.0385 | United Arab Emirates | Al Ain | Infrastructure | Um Ghafah | Cycle Track Infrastructure | DMT | WBG | Award | 2022 |  | Lighting |  | Power Protection Duct; Supply And Installation Of Upvc Duct For Protection Of Crossing Existing Power Cable; 10 Way 150Mm Dia Duct | 35 | m | AED | 1654.15 | 57895.25
2022-03 | 4 | 4.0385 | United Arab Emirates | Al Ain | Infrastructure | Um Ghafah | Cycle Track Infrastructure | DMT | WBG | Award | 2022 |  | Lighting |  | Power Protection Duct; Supply And Installation Of Upvc Duct For Protection Of Crossing Existing Power Cable; 12 Way 150Mm Dia Duct | 54 | m | AED | 1984.98 | 107188.92
2022-03 | 4 | 4.0385 | United Arab Emirates | Al Ain | Infrastructure | Um Ghafah | Cycle Track Infrastructure | DMT | WBG | Award | 2022 |  | Lighting |  | Power Protection Duct; Supply And Installation Of Upvc Duct For Protection Of Crossing Existing Power Cable; 16 Way 150Mm Dia Duct | 72 | m | AED | 2646.64 | 190558.08
2022-03 | 4 | 4.0385 | United Arab Emirates | Al Ain | Infrastructure | Um Ghafah | Cycle Track Infrastructure | DMT | WBG | Award | 2022 |  | Lighting |  | Power Protection Duct; Supply And Installation Of Upvc Duct For Protection Of Crossing Existing Power Cable; 18 Way 150Mm Dia Duct | 42.0054 | m | AED | 2977.47 | 125069.7005
2022-03 | 4 | 4.0385 | United Arab Emirates | Al Ain | Infrastructure | Um Ghafah | Cycle Track Infrastructure | DMT | WBG | Award | 2022 |  | Lighting |  | Future Duct With Concrete Surround; 2 Way 150Mm Dia Upvc Duct | 56 | m | AED | 330.83 | 18526.48
2022-03 | 4 | 4.0385 | United Arab Emirates | Al Ain | Infrastructure | Um Ghafah | Cycle Track Infrastructure | DMT | WBG | Award | 2022 |  | Lighting |  | Future Duct With Suitable Excavated Material; 2 Way 150Mm Dia Upvc Duct | 56 | m | AED | 236.31 | 13233.36
2022-03 | 4 | 4.0385 | United Arab Emirates | Al Ain | Infrastructure | Um Ghafah | Cycle Track Infrastructure | DMT | WBG | Award | 2022 |  | Pipework - Pipes | I712.2 | Supply And Install Hdpe (Sdr 17, Pn10) Pipes Complete Including Fittings, Adaptors, Flanges, Couplings As Per Drawings And Adqcc Specifications.; 32Mm Dia Pipe | 665 | m | AED | 47.27 | 31434.55
2022-03 | 4 | 4.0385 | United Arab Emirates | Al Ain | Infrastructure | Um Ghafah | Cycle Track Infrastructure | DMT | WBG | Award | 2022 |  | Pipework - Pipes | I712.3 | Supply And Install Hdpe (Sdr 17, Pn10) Pipes Complete Including Fittings, Adaptors, Flanges, Couplings As Per Drawings And Adqcc Specifications.; 50Mm Dia Pipe | 20 | m | AED | 66.17 | 1323.4
2022-03 | 4 | 4.0385 | United Arab Emirates | Al Ain | Infrastructure | Um Ghafah | Cycle Track Infrastructure | DMT | WBG | Award | 2022 |  | Pipework - Pipes | I712.4 | Supply And Install Hdpe (Sdr 17, Pn10) Pipes Complete Including Fittings, Adaptors, Flanges, Couplings As Per Drawings And Adqcc Specifications.; 63Mm Dia Pipe | 155 | m | AED | 78.46 | 12161.3
2022-03 | 4 | 4.0386 | United Arab Emirates | Al Ain | Infrastructure | Um Ghafah | Cycle Track Infrastructure | DMT | WBG | Award | 2022 |  | Pipework - Manholes And Pipework Ancillaries | K232.3 | Manholes And Pipework Ancillaries; Valves And Valve Chamber; Construction Of Isolation Valve Chamber At 110Mm Dia. Pipeline, Including Precast Cover Slab, Pipework, Fittings, Valves, Aluminium Ladder, Information And Indication Plate, Etc. Complete As Specified And Shown On Drawings; Depth; 1 - 1.5M; Quick Coupling Valve Chamber Including Pipeline, All Necessary Fittings As Specified And Shown On Drawings | 6 | Nr | AED | 916.88 | 5501.28
2022-03 | 4 | 4.0386 | United Arab Emirates | Al Ain | Infrastructure | Um Ghafah | Cycle Track Infrastructure | DMT | WBG | Award | 2022 |  | Pipework - Manholes And Pipework Ancillaries | K232.4 | Manholes And Pipework Ancillaries; Valves And Valve Chamber; Construction Of Isolation Valve Chamber At 110Mm Dia. Pipeline, Including Precast Cover Slab, Pipework, Fittings, Valves, Aluminium Ladder, Information And Indication Plate, Etc. Complete As Specified And Shown On Drawings; Depth; 1 - 1.5M; Tie In Point Chamber Including Valve, Fittings And All Necessary Accessories Complete All In Accordance With Drawings And Specification | 5 | Nr | AED | 32137.73 | 160688.65
2022-03 | 4 | 4.0386 | United Arab Emirates | Al Ain | Infrastructure | Um Ghafah | Cycle Track Infrastructure | DMT | WBG | Award | 2022 |  | Pipework - Pipes | I911.1 | Supply And Lay The Following L.L.D.P.E (Low Density Polyethylene) Pipes Including All Necessary Compression Fittings, Inbuilt Emitters Etc Complete, All As Per Specification And Detail Drawings.; 16Mm Dia L.L.D.P.E Pipe | 2805 | m | AED | 9.46 | 26535.3
2022-03 | 4 | 4.0386 | United Arab Emirates | Al Ain | Infrastructure | Um Ghafah | Cycle Track Infrastructure | DMT | WBG | Award | 2022 |  | Pipework - Pipes | I911.2 | Supply And Lay The Following L.L.D.P.E (Low Density Polyethylene) Pipes Including All Necessary Compression Fittings, Inbuilt Emitters Etc Complete, All As Per Specification And Detail Drawings.; Pressure Compensating Drip Lines With Emitters Including All Fittings, Tubing And Stakes Etc. All As Specifications | 210 | m | AED | 9.46 | 1986.6
2022-03 | 4 | 4.0386 | United Arab Emirates | Al Ain | Infrastructure | Um Ghafah | Cycle Track Infrastructure | DMT | WBG | Award | 2022 |  | Miscellaneous Work | X900.1 | Supply And Lay The Following L.L.D.P.E (Low Density Polyethylene) Pipes Including All Necessary Compression Fittings, Inbuilt Emitters Etc Complete, All As Per Specification And Detail Drawings.; Supply, Install Of Root Watering System (Rws) Including All Fittings And Stakes Etc. All As Specifications | 130 | Nr | AED | 181.49 | 23593.7
2022-03 | 4 | 4.0386 | United Arab Emirates | Al Ain | Infrastructure | Um Ghafah | Cycle Track Infrastructure | DMT | WBG | Award | 2022 |  | Pipework - Fittings And Valves | J891 | Class J : Pipework - Fittings And Valves; Supply And Install The Following Valves Including Necessary Fittings, Fixed As Specified And Detailed.; Flash Valve; 32Mm Dia Flush Valve For Shrubs | 10 | Nr | AED | 212.68 | 2126.8
2022-03 | 4 | 4.0386 | United Arab Emirates | Al Ain | Infrastructure | Um Ghafah | Cycle Track Infrastructure | DMT | WBG | Award | 2022 |  | Pipework - Fittings And Valves | J892.1 | Solenoid Valves; 50Mm (2 Inch) Dia Solenoid Valves With Y Filter For Trees, Shrubs And Ground Cover | 15 | Nr | AED | 3443.47 | 51652.05
2022-03 | 4 | 4.0386 | United Arab Emirates | Al Ain | Infrastructure | Um Ghafah | Cycle Track Infrastructure | DMT | WBG | Award | 2022 |  | Pipework - Fittings And Valves | J999.1 | Supply And Install The Following Riser Points For Drip And Sprinkler Connection Points With All Necessary Pipe Fittings Including Tees, Elbows. Etc As Specified And Detailed On The Drawings.; Drip Riser For Trees | 42 | Nr | AED | 42.54 | 1786.68
2022-03 | 4 | 4.0386 | United Arab Emirates | Al Ain | Infrastructure | Um Ghafah | Cycle Track Infrastructure | DMT | WBG | Award | 2022 |  | Pipework - Fittings And Valves | J999.2 | Supply And Install The Following Riser Points For Drip And Sprinkler Connection Points With All Necessary Pipe Fittings Including Tees, Elbows. Etc As Specified And Detailed On The Drawings.; Drip Riser For Shrubs And Ground Covers | 32 | Nr | AED | 42.54 | 1361.28
2022-03 | 4 | 4.0386 | United Arab Emirates | Al Ain | Infrastructure | Um Ghafah | Cycle Track Infrastructure | DMT | WBG | Award | 2022 |  | Pipework - Fittings And Valves | J999.3 | Lockable And Labelled Buried Valve Boxes With All Pipe Fittings And Pull Boxes As Specified And Shown On Drawings; Supply And Installation Of Pull Box Including Valve Chamber All In Accordance With Drawings And Specification (Located In Hardscape Area) | 10 | Nr | AED | 283.57 | 2835.7
2022-03 | 4 | 4.0387 | United Arab Emirates | Al Ain | Infrastructure | Um Ghafah | Cycle Track Infrastructure | DMT | WBG | Award | 2022 |  | Pipework - Manholes And Pipework Ancillaries | K662 | Class L : Pipework - Manholes And ; Pipework Ancillaries; Upvc Pipe Sleeves; Supply And Installation Of Upvc Pipe Sleeves Laid In Trench For Villa Crossing Including Excavation, Back Filling, Commissioning And Warning Tape, Sleevs Marker, Etc. Including Pipe Bedding And Cover With Imported Material All As Detailed In The Dmt/Qcc Technical Specification And As Shown On Drawings And Including Disposal Of Excess Excavated Material To An Approved Municipal Disposal Site. Depth Not Exceeding 1M.; 110Mm Dia Upvc Sleeve | 50 | m | AED | 138.95 | 6947.5
2022-03 | 4 | 4.0387 | United Arab Emirates | Al Ain | Infrastructure | Um Ghafah | Cycle Track Infrastructure | DMT | WBG | Award | 2022 |  | Miscellaneous Work | X900.3 | Class X: Miscellaneous Works; Electrical Works For Irrigation; Supply Lay Conduits For Field Cables From Irrigation Central Control Unit To Satellite Controllers And From Satellite Controllers To All Stations Including Excavation, Backfilling, Fittings, Bends, Tees, Etc Complete.; Supply Lay Of 8Mm Cable From Pc To Irrigation Controller (2C10Mm2 Cn/Swa/Xlpe/Pvc+Ic10Mm2) | 150 | m | AED | 47.27 | 7090.5
2022-03 | 4 | 4.0387 | United Arab Emirates | Al Ain | Infrastructure | Um Ghafah | Cycle Track Infrastructure | DMT | WBG | Award | 2022 |  | Miscellaneous Work | X900.4 | Class X: Miscellaneous Works; Electrical Works For Irrigation; Supply Lay Conduits For Field Cables From Irrigation Central Control Unit To Satellite Controllers And From Satellite Controllers To All Stations Including Excavation, Backfilling, Fittings, Bends, Tees, Etc Complete.; Irrigation Decoder | 15 | Nr | AED | 567.14 | 8507.1
2022-03 | 4 | 4.0387 | United Arab Emirates | Al Ain | Infrastructure | Um Ghafah | Cycle Track Infrastructure | DMT | WBG | Award | 2022 |  | Miscellaneous Work | X900.5 | Class X : Miscellaneous Works; Cabling And Associated Works; Supply, Lay All Electrical Conduits, Cables For Field Cables From Irrigation Central Control Unit To Satellite Controllers And From Satellite Controllers To All Stations Including Excavation, Backfilling, Fittings, Bends, Tees, Pipeworks / Electrical Ducts For Conduits Use At All Road Crossing, Accessories And All Necessary Associated Works Etc Complete As Per Standards And Specifications.; 32Mm Dia Upvc Class 6 For Irrigation Conduit Cables. | 150 | m | AED | 38.76 | 5814
2022-03 | 4 | 4.0387 | United Arab Emirates | Al Ain | Infrastructure | Um Ghafah | Cycle Track Infrastructure | DMT | WBG | Award | 2022 |  | Miscellaneous Work | X900.6 | Class X : Miscellaneous Works; Cabling And Associated Works; Supply, Lay All Electrical Conduits, Cables For Field Cables From Irrigation Central Control Unit To Satellite Controllers And From Satellite Controllers To All Stations Including Excavation, Backfilling, Fittings, Bends, Tees, Pipeworks / Electrical Ducts For Conduits Use At All Road Crossing, Accessories And All Necessary Associated Works Etc Complete As Per Standards And Specifications.; Supply And Lay Irrigation Decoder Control Two Cables In Conduit With All Necessary Accessories Etc. Complete As Specified. | 150 | m | AED | 19.85 | 2977.5
2022-03 | 4 | 4.0387 | United Arab Emirates | Al Ain | Infrastructure | Um Ghafah | Cycle Track Infrastructure | DMT | WBG | Award | 2022 |  | Irrigation |  | Additional Items To Be Inserted By The Tenderer.; The Tenderer Is Required To Detail Below Any Additional Items, Which He Deems Necessary To Complete The Work Based On The Design And The Same Is Not Included In The Above Bill Items. Should The Tenderer Fail To Provide Any Additional Items Herein, It Will Be Considered That His Price Include For All Items As Per Employer'S Requirements, Drawing, Specification And Described In The Tender Documents. Hence No Subsequent Claim For Any Additional Item Will Be Accepted.; 110Mm Dia Irrigation Upvc Duct Protection For Road Crossing | 10 | m | AED | 636.14 | 6361.4
2022-03 | 4 | 4.0387 | United Arab Emirates | Al Ain | Infrastructure | Um Ghafah | Cycle Track Infrastructure | DMT | WBG | Award | 2022 |  | Irrigation |  | Additional Items To Be Inserted By The Tenderer.; The Tenderer Is Required To Detail Below Any Additional Items, Which He Deems Necessary To Complete The Work Based On The Design And The Same Is Not Included In The Above Bill Items. Should The Tenderer Fail To Provide Any Additional Items Herein, It Will Be Considered That His Price Include For All Items As Per Employer'S Requirements, Drawing, Specification And Described In The Tender Documents. Hence No Subsequent Claim For Any Additional Item Will Be Accepted.; Extension Of Existing Upvc Duct 2Way 200Mm Dia | 50 | m | AED | 420.63 | 21031.5
2022-03 | 4 | 4.0387 | United Arab Emirates | Al Ain | Infrastructure | Um Ghafah | Cycle Track Infrastructure | DMT | WBG | Award | 2022 |  | Irrigation |  | Future Duct With Concrete Surround; 2 Way 200Mm Dia Upvc Duct | 56 | m | AED | 425.36 | 23820.16
2022-03 | 4 | 4.0387 | United Arab Emirates | Al Ain | Infrastructure | Um Ghafah | Cycle Track Infrastructure | DMT | WBG | Award | 2022 |  | Irrigation |  | Future Duct With Suitable Excavated Material; 2 Way 200Mm Dia Upvc Duct | 56 | m | AED | 330.83 | 18526.48
2022-03 | 4 | 4.0388 | United Arab Emirates | Al Ain | Infrastructure | Um Ghafah | Cycle Track Infrastructure | DMT | WBG | Award | 2022 |  | Pipework - Manholes And Pipework Ancillaries | K232.1 | Works To Be Done In Accordance With Adm Requirements And Standards; Existing Chambers Reinstatement And Adjustment; Manhole Cover Demolition, Relocations And Adjustments. Supply & Install Ductile Iron Cover And Frame Level With Surrounding Area, Including Adhesive And Jointing Sand To Suit Cover. Price To Include Noc'S & Coordination With Agencies For The Installation Of D400 Cover And To Be Recessed If Needed. ; Adjust Manhole Cover And Frame, Adjust Level Of Concrete Surround To Suit Final Design Arrangement, Supply And Install Manhole Cover And Frame. As Specified And As Per Drawings. | 59 | Nr | AED | 2552.12 | 150575.08
2022-03 | 4 | 4.0388 | United Arab Emirates | Al Ain | Infrastructure | Um Ghafah | Cycle Track Infrastructure | DMT | WBG | Award | 2022 |  | Pipework - Manholes And Pipework Ancillaries | K232.1 | Works To Be Done In Accordance With Adm Requirements And Standards; Existing Chambers Reinstatement And Adjustment; Manhole Cover Demolition, Relocations And Adjustments. Supply & Install Ductile Iron Cover And Frame Level With Surrounding Area, Including Adhesive And Jointing Sand To Suit Cover. Price To Include Noc'S & Coordination With Agencies For The Installation Of D400 Cover And To Be Recessed If Needed. ; Adjust Existing Gully Cover And Frame, Adjust Level Of Cover Slab'S Concrete Surround To Suit Final Design Arrangement, Supply And Install Manhole Cover And Frame. As Specified And As Per Drawings. | 104 | Nr | AED | 1795.94 | 186777.76
2022-03 | 4 | 4.0388 | United Arab Emirates | Al Ain | Infrastructure | Um Ghafah | Cycle Track Infrastructure | DMT | WBG | Award | 2022 |  | Miscellaneous Work | X900 | V Diches; The Contractor To Submit Structural Calculations For The Ditch As Per Site Condition To The Engineer For Approval In Shop Drawing Stage.; "Supply And Construction Of V-Ditch With 1:1 Side Slopes As Concrete Section With Minimum 100 Mm Thickness With Necessary Reinforcement Along With Suitable 150 Mm Thick Compacted Bedding Material, Geotextile, Waterproofing And All Necessary Wotk To Complete And All As Per Adqcc Standard. (Provisional Quantity) " | 425 | m | AED | 935.78 | 397706.5
2022-03 | 4 | 4.0388 | United Arab Emirates | Al Ain | Infrastructure | Um Ghafah | Cycle Track Infrastructure | DMT | WBG | Award | 2022 |  | Stormwater |  | Additional Items To Be Inserted By The Tenderer.; The Tenderer Is Required To Detail Below Any Additional Items, Which He Deems Necessary To Complete The Work Based On The Design And The Same Is Not Included In The Above Bill Items. Should The Tenderer Fail To Provide Any Additional Items Herein, It Will Be Considered That His Price Include For All Items As Per Employer'S Requirements, Drawing, Specification And Described In The Tender Documents. Hence No Subsequent Claim For Any Additional Item Will Be Accepted.; 50Mm Dia Galvanized Steel Pipe For Speed Table | 574 | m | AED | 23.64 | 13569.36
2022-03 | 4 | 4.0388 | United Arab Emirates | Al Ain | Infrastructure | Um Ghafah | Cycle Track Infrastructure | DMT | WBG | Award | 2022 |  | Stormwater |  | Additional Items To Be Inserted By The Tenderer.; The Tenderer Is Required To Detail Below Any Additional Items, Which He Deems Necessary To Complete The Work Based On The Design And The Same Is Not Included In The Above Bill Items. Should The Tenderer Fail To Provide Any Additional Items Herein, It Will Be Considered That His Price Include For All Items As Per Employer'S Requirements, Drawing, Specification And Described In The Tender Documents. Hence No Subsequent Claim For Any Additional Item Will Be Accepted.; Extension Of Existing Upvc Duct 2Way 200Mm Dia | 50 | m | AED | 420.63 | 21031.5
2022-03 | 4 | 4.0388 | United Arab Emirates | Al Ain | Infrastructure | Um Ghafah | Cycle Track Infrastructure | DMT | WBG | Award | 2022 |  | Stormwater |  | Future Duct With Concrete Surround; 700Mm Dia Grp Pipe | 8 | m | AED | 2835.69 | 22685.52
2022-03 | 4 | 4.0388 | United Arab Emirates | Al Ain | Infrastructure | Um Ghafah | Cycle Track Infrastructure | DMT | WBG | Award | 2022 |  | Stormwater |  | Future Duct With Suitable Excavated Material; 700Mm Dia Grp Pipe | 8 | m | AED | 2504.86 | 20038.88
2022-03 | 4 | 4.0388 | United Arab Emirates | Al Ain | Infrastructure | Um Ghafah | Cycle Track Infrastructure | DMT | WBG | Award | 2022 |  | Earthworks | E424.1 | Earthworks; Excavation For Planting Area ; General Excavation To Planting Areas, Tree Pits, Including Rock Or Artificial Hard Material And Stockpile, Or Remove To Tip; Etc. Complete As Per Specification; For Trees, Size 1500Mm X 1500Mm X 1500Mm | 141.75 | m³ | AED | 35.92 | 5091.66
2022-03 | 4 | 4.0388 | United Arab Emirates | Al Ain | Infrastructure | Um Ghafah | Cycle Track Infrastructure | DMT | WBG | Award | 2022 |  | Earthworks | E424.2 | Earthworks; Excavation For Planting Area ; General Excavation To Planting Areas, Tree Pits, Including Rock Or Artificial Hard Material And Stockpile, Or Remove To Tip; Etc. Complete As Per Specification; For Shrubs | 108 | m³ | AED | 31.2 | 3369.6
2022-03 | 4 | 4.0388 | United Arab Emirates | Al Ain | Infrastructure | Um Ghafah | Cycle Track Infrastructure | DMT | WBG | Award | 2022 |  | Earthworks | E424.3 | Earthworks; Excavation For Planting Area ; General Excavation To Planting Areas, Tree Pits, Including Rock Or Artificial Hard Material And Stockpile, Or Remove To Tip; Etc. Complete As Per Specification; For Ground Covers | 182 | m³ | AED | 31.2 | 5678.4
2022-03 | 4 | 4.0389 | United Arab Emirates | Al Ain | Infrastructure | Um Ghafah | Cycle Track Infrastructure | DMT | WBG | Award | 2022 |  | Earthworks | E639.1 | Sweet Soil Fill For Planting Area ; For The Ground Level Planting Area Provide With Back Filling With Sweet Soil & Fertilizer, Water Retention Agent, Drainage Layer, Geotextile Membrane Etc., All Complete In Accordance With Drawings, Specifications And To Engineer'S Approval:; For Trees | 141.75 | m³ | AED | 82.24 | 11657.52
2022-03 | 4 | 4.0389 | United Arab Emirates | Al Ain | Infrastructure | Um Ghafah | Cycle Track Infrastructure | DMT | WBG | Award | 2022 |  | Earthworks | E639.2 | Sweet Soil Fill For Planting Area ; For The Ground Level Planting Area Provide With Back Filling With Sweet Soil & Fertilizer, Water Retention Agent, Drainage Layer, Geotextile Membrane Etc., All Complete In Accordance With Drawings, Specifications And To Engineer'S Approval:; For Shrubs | 108 | m³ | AED | 82.24 | 8881.92
2022-03 | 4 | 4.0389 | United Arab Emirates | Al Ain | Infrastructure | Um Ghafah | Cycle Track Infrastructure | DMT | WBG | Award | 2022 |  | Earthworks | E639.3 | Sweet Soil Fill For Planting Area ; For The Ground Level Planting Area Provide With Back Filling With Sweet Soil & Fertilizer, Water Retention Agent, Drainage Layer, Geotextile Membrane Etc., All Complete In Accordance With Drawings, Specifications And To Engineer'S Approval:; For Ground Covers | 182 | m³ | AED | 82.24 | 14967.68
2022-03 | 4 | 4.0389 | United Arab Emirates | Al Ain | Infrastructure | Um Ghafah | Cycle Track Infrastructure | DMT | WBG | Award | 2022 |  | Earthworks | E860.2 | Supply And Planting Of The Following Trees, Shrubs, Ground Covers, Succulents Including Fertilizing, Trimming And Preparation Of Surfaces, As Per Specification And Drawings As Directed By The Engineer, In Place Complete, Height / Clear Stem Of The Plants, All Complete In Accordance With Drawings, Specifications And To Engineer'S Approval.; Trees; Prosopis Cineraria (2.5-3.0 Mtrs. Overall Height) Min. Clear Trunk Height 1.5-2.0M; Tree Stem/Trunk Diameter 40Mm-70Mm, Pot Size 100 Liter | 42 | Nr | AED | 917.82 | 38548.44
2022-03 | 4 | 4.0389 | United Arab Emirates | Al Ain | Infrastructure | Um Ghafah | Cycle Track Infrastructure | DMT | WBG | Award | 2022 |  | Earthworks | E850.2 | Shrubs (4Nr/M2); Leucophyllyum Frustescens 400Mm To 500Mm High (4 Nos/M²) | 864 | Nr | AED | 21.75 | 18792
2022-03 | 4 | 4.0389 | United Arab Emirates | Al Ain | Infrastructure | Um Ghafah | Cycle Track Infrastructure | DMT | WBG | Award | 2022 |  | Earthworks | E890.1 | Groundcovers (6-8Nr/M2); Pennisetum Setaceum 100Mm To 200Mm High (6 Nos/M²) | 524 | Nr | AED | 8.51 | 4459.24
2022-03 | 4 | 4.0389 | United Arab Emirates | Al Ain | Infrastructure | Um Ghafah | Cycle Track Infrastructure | DMT | WBG | Award | 2022 |  | Earthworks | E890.2 | Groundcovers (6-8Nr/M2); Pennisetum Setaceum Rubrum 100Mm To 200Mm High (6 Nos/M²) | 3096 | Nr | AED | 8.51 | 26346.96
2022-03 | 4 | 4.0389 | United Arab Emirates | Al Ain | Infrastructure | Um Ghafah | Cycle Track Infrastructure | DMT | WBG | Award | 2022 |  | Roads And Pavings | R999.3 | Hard Landscape; Type-1 Paving (Precast Concrete/ Cast In-Situ Stamp Concrete); Compaction (Formation Level To Be Compacted As Per Drawings And Specifications). | 450 | m² | AED | 10.4 | 4680
2022-03 | 4 | 4.0389 | United Arab Emirates | Al Ain | Infrastructure | Um Ghafah | Cycle Track Infrastructure | DMT | WBG | Award | 2022 |  | Roads And Pavings | R194.3 | Hard Landscape; Type-1 Paving (Precast Concrete/ Cast In-Situ Stamp Concrete); Aggregate Sub-Base, Depth: 150Mm (Recycled) | 450 | m² | AED | 21.27 | 9571.5
2022-03 | 4 | 4.0389 | United Arab Emirates | Al Ain | Infrastructure | Um Ghafah | Cycle Track Infrastructure | DMT | WBG | Award | 2022 |  | Roads And Pavings | R793.3 | Hard Landscape; Type-1 Paving (Precast Concrete/ Cast In-Situ Stamp Concrete); Supply And Installation Of 120 Mm Thk Cast In-Situ Concrete Surface Paving (Approved Pattern And Design); Including, Geotextile, 1000 Gauge Polythene Sheet, Control Joints, Expansion Joint, Self-Levelling Concrete, Power-Trowelling, Reinforcement Steel Mesh (1 Layer 6Mm Steel Mesh), Surface Cleaning, Sealant, Topcoat And Etc.. To Complete As Per Engineer Detail, Drawing And Specification. | 450 | m² | AED | 201.34 | 90603
2022-03 | 4 | 4.0389 | United Arab Emirates | Al Ain | Infrastructure | Um Ghafah | Cycle Track Infrastructure | DMT | WBG | Award | 2022 |  | Roads And Pavings | R999.3 | Type-2 Paving (Precast Concrete/ Cast In-Situ Stamp Concrete); Compaction (Formation Level To Be Compacted As Per Drawings And Specifications). | 895 | m² | AED | 10.4 | 9308
2022-03 | 4 | 4.039 | United Arab Emirates | Al Ain | Infrastructure | Um Ghafah | Cycle Track Infrastructure | DMT | WBG | Award | 2022 |  | Roads And Pavings | R194.3 | Type-2 Paving (Precast Concrete/ Cast In-Situ Stamp Concrete); Aggregate Sub-Base, Depth: 150Mm (Recycled) | 895 | m² | AED | 21.27 | 19036.65
2022-03 | 4 | 4.039 | United Arab Emirates | Al Ain | Infrastructure | Um Ghafah | Cycle Track Infrastructure | DMT | WBG | Award | 2022 |  | Roads And Pavings | R793.3 | Type-2 Paving (Precast Concrete/ Cast In-Situ Stamp Concrete); Supply And Installation Of 120 Mm Thk Cast In-Situ Concrete Surface Paving (Approved Pattern And Design); Including, Geotextile, 1000 Gauge Polythene Sheet, Control Joints, Expansion Joint, Self-Levelling Concrete, Power-Trowelling, Reinforcement Steel Mesh (1 Layer 6Mm Steel Mesh), Surface Cleaning, Sealant, Topcoat And Etc.. To Complete As Per Engineer Detail, Drawing And Specification. | 895 | m² | AED | 201.34 | 180199.3
2022-03 | 4 | 4.039 | United Arab Emirates | Al Ain | Infrastructure | Um Ghafah | Cycle Track Infrastructure | DMT | WBG | Award | 2022 |  | Roads And Pavings | R999.3 | Type-3 Paving (Precast Concrete/ Cast In-Situ Stamp Concrete); Compaction (Formation Level To Be Compacted As Per Drawings And Specifications). | 331 | m² | AED | 10.4 | 3442.4
2022-03 | 4 | 4.039 | United Arab Emirates | Al Ain | Infrastructure | Um Ghafah | Cycle Track Infrastructure | DMT | WBG | Award | 2022 |  | Roads And Pavings | R194.3 | Type-3 Paving (Precast Concrete/ Cast In-Situ Stamp Concrete); Aggregate Sub-Base, Depth: 150Mm (Recycled) | 331 | m² | AED | 21.27 | 7040.37
2022-03 | 4 | 4.039 | United Arab Emirates | Al Ain | Infrastructure | Um Ghafah | Cycle Track Infrastructure | DMT | WBG | Award | 2022 |  | Roads And Pavings | R793.3 | Type-3 Paving (Precast Concrete/ Cast In-Situ Stamp Concrete); Supply And Installation Of 120 Mm Thk Cast In-Situ Concrete Surface Paving (Approved Pattern And Design); Including, Geotextile, 1000 Gauge Polythene Sheet, Control Joints, Expansion Joint, Self-Levelling Concrete, Power-Trowelling, Reinforcement Steel Mesh (1 Layer 6Mm Steel Mesh), Surface Cleaning, Sealant, Topcoat And Etc.. To Complete As Per Engineer Detail, Drawing And Specification. | 331 | m² | AED | 201.34 | 66643.54
2022-03 | 4 | 4.039 | United Arab Emirates | Al Ain | Infrastructure | Um Ghafah | Cycle Track Infrastructure | DMT | WBG | Award | 2022 |  | Roads And Pavings | R791.1 | Type-3 Paving (Precast Concrete/ Cast In-Situ Stamp Concrete); Precast Concrete Kerbs (Type C) Straight Or Curved. | 393 | m | AED | 120.99 | 47549.07
2022-03 | 4 | 4.039 | United Arab Emirates | Al Ain | Infrastructure | Um Ghafah | Cycle Track Infrastructure | DMT | WBG | Award | 2022 |  | Miscellaneous Metalwork |  | Miscellaneous Works; Aluminium Edge; Supply And Installation Of Aluminium Edge And All Necessary Fixtures And Accessories; To Complete All In Accordance With Drawings And Specification. | 526 | m | AED | 78.46 | 41269.96
2022-03 | 4 | 4.039 | United Arab Emirates | Al Ain | Infrastructure | Um Ghafah | Cycle Track Infrastructure | DMT | WBG | Award | 2022 |  | Roads And Pavings | R890.4 | Litter Bin (Rb1); Supply And Installation Of Litter Bin (Size: 1015Mm L X 315Mm W X 1000Mm Ht) As Per Adm/ Adqcc Specs) ; Including Excavation, Backfilling, Disposal Of Excavated Material, Concrete Foundation, Reinforcement And All Auxially Works Complete Etc., As Specified In Specification & Detailed On Dwg Or/As Instructed By The Engineer | 7 | Nr | AED | 8214.97 | 57504.79
2022-03 | 4 | 4.039 | United Arab Emirates | Al Ain | Infrastructure | Um Ghafah | Cycle Track Infrastructure | DMT | WBG | Award | 2022 |  | Roads And Pavings | R890.5 | Cycle Rack (Cr-1); Supply And Installation Of Cycle Track (Size:790 L X 750 H X 50Mm Dia) Galvanized Steel- Powder Coated; Including Excavation And Backfilling, Disposal Of Excavated Material, Concrete Foundation, Reinforcement And All Auxially Works Complete Etc., As Specified In Specification & Detailed On Dwg Or/As Instructed By The Engineer | 6 | Nr | AED | 1772.31 | 10633.86
2022-03 | 4 | 4.039 | United Arab Emirates | Al Ain | Infrastructure | Um Ghafah | Cycle Track Infrastructure | DMT | WBG | Award | 2022 |  | Roads And Pavings | R890.6 | Bench Type 1 (Bn-1); Supply And Installation Of Bench (Size: 2400L X 600 W X 450Mm Ht); High Quality Concrete, Acid Etched And Waterproofed; Including All Auxially Works Complete Etc., As Specified In Specification, Detailed On Dwg Or/As Instructed By The Engineer | 19 | Nr | AED | 7514.56 | 142776.64
2022-03 | 4 | 4.0391 | United Arab Emirates | Al Ain | Infrastructure | Um Ghafah | Cycle Track Infrastructure | DMT | WBG | Award | 2022 |  | Roads And Pavings | R890.7 | Bench Type 2 (Bn-2); Supply And Installation Of Bench (Size: 600L X 600 W X 450Mm Ht); High Quality Concrete, Acid Etched And Waterproofed; Including All Auxially Works Complete Etc., As Specified In Specification, Detailed On Dwg Or/As Instructed By The Engineer | 27 | Nr | AED | 2211.84 | 59719.68
2022-03 | 4 | 4.0391 | United Arab Emirates | Al Ain | Infrastructure | Um Ghafah | Cycle Track Infrastructure | DMT | WBG | Award | 2022 |  | Precast Concrete | H599.1 | Works To Be Done In Accordance With Transco Requirements And Standards; Water Works; Precast Concrete Protection Slab; Precast Reinforced Concrete Protection Slabs Placed Over Existing Water Pipeline That Will Be Under The Proposed Cycly Track As Per The Site Condition As Detailed On Dwg Including Excavation, Backfilling, Filling, Bitumen Paint And Warning Tape Etc. Complete As Per Specification.; Slab Thickness : 200Mm To 250Mm - For Existing 500-600Mm Dia Pipe | 31 | m | AED | 1051.1 | 32584.1
2022-03 | 4 | 4.0391 | United Arab Emirates | Al Ain | Infrastructure | Um Ghafah | Cycle Track Infrastructure | DMT | WBG | Award | 2022 |  | Precast Concrete | H599.2 | Works To Be Done In Accordance With Transco Requirements And Standards; Water Works; Precast Concrete Protection Slab; Precast Reinforced Concrete Protection Slabs Placed Over Existing Water Pipeline That Will Be Under The Proposed Cycly Track As Per The Site Condition As Detailed On Dwg Including Excavation, Backfilling, Filling, Bitumen Paint And Warning Tape Etc. Complete As Per Specification.; Slab Thickness : 200Mm For Existing 300-500Mm Dia Pipe | 12 | m | AED | 914.04 | 10968.48
2022-03 | 4 | 4.0391 | United Arab Emirates | Al Ain | Infrastructure | Um Ghafah | Cycle Track Infrastructure | DMT | WBG | Award | 2022 |  | Precast Concrete | H599.3 | Works To Be Done In Accordance With Transco Requirements And Standards; Water Works; Precast Concrete Protection Slab; Precast Reinforced Concrete Protection Slabs Placed Over Existing Water Pipeline That Will Be Under The Proposed Cycly Track As Per The Site Condition As Detailed On Dwg Including Excavation, Backfilling, Filling, Bitumen Paint And Warning Tape Etc. Complete As Per Specification.; Slab Thickness :150Mm - For Existing 200-300Mm Dia Pipe | 230 | m | AED | 727.83 | 167400.9
2022-03 | 4 | 4.0391 | United Arab Emirates | Al Ain | Infrastructure | Um Ghafah | Cycle Track Infrastructure | DMT | WBG | Award | 2022 |  | Precast Concrete | H599.4 | Works To Be Done In Accordance With Transco Requirements And Standards; Water Works; Precast Concrete Protection Slab; Precast Reinforced Concrete Protection Slabs Placed Over Existing Water Pipeline That Will Be Under The Proposed Cycly Track As Per The Site Condition As Detailed On Dwg Including Excavation, Backfilling, Filling, Bitumen Paint And Warning Tape Etc. Complete As Per Specification.; Slab Thickness : 120Mm- For Existing 100-200Mm Dia Pipe | 52 | m | AED | 636.14 | 33079.28
2022-03 | 4 | 4.0391 | United Arab Emirates | Al Ain | Infrastructure | Um Ghafah | Cycle Track Infrastructure | DMT | WBG | Award | 2022 |  | Pipework - Manholes And Pipework Ancillaries | K232.1 | Existing Water Champers Reinstatement And Adjustment; Manhole Cover Demolition, Relocations And Adjustments. Supply & Install Ductile Iron Cover And Frame Including Adhesive And Jointing Sand To Suit Cover. Price To Include Noc'S & Coordination With Agencies For The Installation Cover. ; Carefully Breakout Water Chamber Cover And Frame, Adjust Level Of Concrete Surround To Suit Final Design Arrangement, Supply And Install Cover And Frame Up To And Including 600Mm. As Specified. (Provisional Quantity) | 14 | Nr | AED | 2561.57 | 35861.98
2022-03 | 4 | 4.0391 | United Arab Emirates | Al Ain | Infrastructure | Um Ghafah | Cycle Track Infrastructure | DMT | WBG | Award | 2022 |  | Pipework - Manholes And Pipework Ancillaries | K232.2 | Carefully Breakout Water Chamber Cover And Frame, Adjust Level Of Concrete Surround To Suit Final Design Arrangement, Supply And Install Cover And Frame/Chamber Larger Than 900Mm As Specified. (Provisional Quantity) | 14 | Nr | AED | 2986.92 | 41816.88
2022-03 | 4 | 4.0391 | United Arab Emirates | Al Ain | Infrastructure | Um Ghafah | Cycle Track Infrastructure | DMT | WBG | Award | 2022 |  | Pipework - Manholes And Pipework Ancillaries | K232.3 | Verify Existing Pipe Diameter Which Needs Protection; Verify The Existing Pipe Diameter, And Depth As Marked In The Darwings And To Protect As Per Pipeline Size With Protection Slab As Per Adwea / Aadc Standard. (Provisional Quantity); | 40 | m | AED | 945.23 | 37809.2
2022-03 | 4 | 4.0391 | United Arab Emirates | Al Ain | Infrastructure | Um Ghafah | Cycle Track Infrastructure | DMT | WBG | Award | 2022 |  | Pipework - Pipes |  | Extension Of Existing Upvc Duct 2Way 200Mm Dia | 50 | m | AED | 420.63 | 21031.5
2022-03 | 4 | 4.0392 | United Arab Emirates | Al Ain | Infrastructure | Um Ghafah | Cycle Track Infrastructure | DMT | WBG | Award | 2022 |  | Pipework - Pipes |  | Future Duct With Concrete Surround; 700Mm Dia Grp Pipe | 8 | m | AED | 2835.69 | 22685.52
2022-03 | 4 | 4.0392 | United Arab Emirates | Al Ain | Infrastructure | Um Ghafah | Cycle Track Infrastructure | DMT | WBG | Award | 2022 |  | Pipework - Pipes |  | Future Duct With Suitable Excavated Material; 700Mm Dia Grp Pipe | 8 | m | AED | 2504.86 | 20038.88
2022-03 | 4 | 4.0392 | United Arab Emirates | Al Ain | Infrastructure | Um Ghafah | Cycle Track Infrastructure | DMT | WBG | Award | 2022 |  | Precast Concrete | H599.1 | Works To Be Done In Accordance With Adssc Requirements And Standards; Sewerage Works; Precast Concrete Protection Slab; Precast Reinforced Concrete Protection Slabs Placed Over Existing Sewer Main As Detailed On Dwg Including Excavation, Backfilling, Bitumen Paint And Warning Tape Etc. Complete As Per Specification.; Slab Thickness : 150Mm ( For Existing Utilities) | 255 | m | AED | 784.54 | 200057.7
2022-03 | 4 | 4.0392 | United Arab Emirates | Al Ain | Infrastructure | Um Ghafah | Cycle Track Infrastructure | DMT | WBG | Award | 2022 |  | Pipework - Manholes And Pipework Ancillaries | K232.1 | Existing Chambers Reinstatement And Adjustment; Manhole Cover Demolition, Relocations And Adjustments. Supply & Install Ductile Iron Cover And Frame Level With Surrounding Area, Including Adhesive And Jointing Sand To Suit Cover. Price To Include Noc'S & Coordination With Agencies For The Installation Of D400 Cover And To Be Recessed If Needed. ; Carefully Breakout & Return To Approved Designated Area Existing Inspection Chamber Cover And Frame, Adjust Level Of Concrete Surround To Suit Final Design Arrangement, Supply And Install Manhole Cover And Frame Up To And Including 600X600Mm / 600Mm Dia. As Specified. | 10 | Nr | AED | 3733.65 | 37336.5
2022-03 | 4 | 4.0392 | United Arab Emirates | Al Ain | Infrastructure | Um Ghafah | Cycle Track Infrastructure | DMT | WBG | Award | 2022 |  | Pipework - Manholes And Pipework Ancillaries | K232.2 | Existing Chambers Reinstatement And Adjustment; Manhole Cover Demolition, Relocations And Adjustments. Supply & Install Ductile Iron Cover And Frame Level With Surrounding Area, Including Adhesive And Jointing Sand To Suit Cover. Price To Include Noc'S & Coordination With Agencies For The Installation Of D400 Cover And To Be Recessed If Needed. ; Carefully Breakout & Return To Approved Designated Area Existing Manhole Cover And Frame, Adjust Level Of Concrete Surround To Suit Final Design Arrangement, Supply And Install Manhole Cover And Frame/Chamber Dia As Specified. | 3 | Nr | AED | 4348.05 | 13044.15
2022-03 | 4 | 4.0392 | United Arab Emirates | Al Ain | Infrastructure | Um Ghafah | Cycle Track Infrastructure | DMT | WBG | Award | 2022 |  | Pipework - Manholes And Pipework Ancillaries | K232.3 | Verify Existing Champers, Reinstatement And Adjustment; Verify The Existing Manholes/Chambers Based On The Current Site Condition By The Contractor And Reinstate/ Adjust Level Of Concrete And Cover To Match The Finished Level. (Provisional Quantity) | 5 | Nr | AED | 2174.03 | 10870.15
2022-03 | 4 | 4.0392 | United Arab Emirates | Al Ain | Infrastructure | Um Ghafah | Cycle Track Infrastructure | DMT | WBG | Award | 2022 |  | Sewer And Main Water Renovation And Anciliary Works |  | Additional Items To Be Inserted By The Tenderer.; The Tenderer Is Required To Detail Below Any Additional Items, Which He Deems Necessary To Complete The Work Based On The Design And The Same Is Not Included In The Above Bill Items. Should The Tenderer Fail To Provide Any Additional Items Herein, It Will Be Considered That His Price Include For All Items As Per Employer'S Requirements, Drawing, Specification And Described In The Tender Documents. Hence No Subsequent Claim For Any Additional Item Will Be Accepted.; Extension Of Existing Upvc Duct 2Way 200Mm Dia | 50 | m | AED | 420.63 | 21031.5
2022-03 | 4 | 4.0392 | United Arab Emirates | Al Ain | Infrastructure | Um Ghafah | Cycle Track Infrastructure | DMT | WBG | Award | 2022 |  | Sewer And Main Water Renovation And Anciliary Works |  | Future Duct With Concrete Surround; 700Mm Dia Grp Pipe | 8 | m | AED | 2835.69 | 22685.52
2022-03 | 4 | 4.0392 | United Arab Emirates | Al Ain | Infrastructure | Um Ghafah | Cycle Track Infrastructure | DMT | WBG | Award | 2022 |  | Sewer And Main Water Renovation And Anciliary Works |  | Future Duct With Suitable Excavated Material; 700Mm Dia Grp Pipe | 8 | m | AED | 2504.86 | 20038.88
2023-02 | 4 | 4.0392 | United Arab Emirates | Abu Dhabi | Infrastructure | Khaleel Al Arabi St | Junction Improvements - Enabling Works | DMT | AECC | Award | 2023 |  | Ground Investigation | B111 | Locate, Excavate Trial Pits/Trenches By Hand Tools To Ascertain/Verify Locations Of Existing Services ; Trial Pits/Inspection Pits; Number In Material Other Than Rock, Maximum Depth Not Exceeding 1 M; Minimum Plan Area At The Bottom Of The Excavation 3M2 | 1 | Nr | AED | 240.64 | Rate only
2023-02 | 4 | 4.0393 | United Arab Emirates | Abu Dhabi | Infrastructure | Khaleel Al Arabi St | Junction Improvements - Enabling Works | DMT | AECC | Award | 2023 |  | Ground Investigation | B112.1 | Locate, Excavate Trial Pits/Trenches By Hand Tools To Ascertain/Verify Locations Of Existing Services ; Trial Pits/Inspection Pits; Number In Material Other Than Rock, Maximum Depth 1 - 1.5 M; Minimum Plan Area At The Bottom Of The Excavation 3M2 | 1 | Nr | AED | 320.53 | Rate only
2023-02 | 4 | 4.0393 | United Arab Emirates | Abu Dhabi | Infrastructure | Khaleel Al Arabi St | Junction Improvements - Enabling Works | DMT | AECC | Award | 2023 |  | Ground Investigation | B112.2 | Locate, Excavate Trial Pits/Trenches By Hand Tools To Ascertain/Verify Locations Of Existing Services ; Trial Pits/Inspection Pits; Number In Material Other Than Rock, Maximum Depth 1.5 - 2.0 M; Minimum Plan Area At The Bottom Of The Excavation 3M2 | 1 | Nr | AED | 360.47 | Rate only
2023-02 | 4 | 4.0393 | United Arab Emirates | Abu Dhabi | Infrastructure | Khaleel Al Arabi St | Junction Improvements - Enabling Works | DMT | AECC | Award | 2023 |  | Ground Investigation | B113 | Locate, Excavate Trial Pits/Trenches By Hand Tools To Ascertain/Verify Locations Of Existing Services ; Trial Pits/Inspection Pits; Number In Material Other Than Rock, Maximum Depth 2 - 3 M; Minimum Plan Area At The Bottom Of The Excavation 3M2 | 1 | Nr | AED | 480.47 | Rate only
2023-02 | 4 | 4.0393 | United Arab Emirates | Abu Dhabi | Infrastructure | Khaleel Al Arabi St | Junction Improvements - Enabling Works | DMT | AECC | Award | 2023 |  | Ground Investigation | B111.1 | Trial Trenches; Trial Trenches To Assertain/ Verify/ Locate Existing Services : Maximum Length 3M, Excavation By Hand; Number In Material Other Than Rock; Depth Not Exceeding 1.0M. | 15 | Nr | AED | 313.47 | 4702.05
2023-02 | 4 | 4.0393 | United Arab Emirates | Abu Dhabi | Infrastructure | Khaleel Al Arabi St | Junction Improvements - Enabling Works | DMT | AECC | Award | 2023 |  | Ground Investigation | B112.1 | Trial Trenches; Trial Trenches To Assertain/ Verify/ Locate Existing Services : Maximum Length 3M, Excavation By Hand; Number In Material Other Than Rock; Max. Depth 1-2M. | 10 | Nr | AED | 313.47 | 3134.7
2023-02 | 4 | 4.0393 | United Arab Emirates | Abu Dhabi | Infrastructure | Khaleel Al Arabi St | Junction Improvements - Enabling Works | DMT | AECC | Award | 2023 |  | Ground Investigation | B113.1 | Trial Trenches; Trial Trenches To Assertain/ Verify/ Locate Existing Services : Maximum Length 3M, Excavation By Hand; Number In Material Other Than Rock; Max. Depth 2-3 M. | 10 | Nr | AED | 313.47 | 3134.7
2023-02 | 4 | 4.0393 | United Arab Emirates | Abu Dhabi | Infrastructure | Khaleel Al Arabi St | Junction Improvements - Enabling Works | DMT | AECC | Award | 2023 |  | Ground Investigation | B114 | Trial Trenches; Trial Trenches To Assertain/ Verify/ Locate Existing Services : Maximum Length 3M, Excavation By Hand; Number In Material Other Than Rock; Max. Depth 3-4 M. | 5 | Nr | AED | 313.47 | 1567.35
2023-02 | 4 | 4.0393 | United Arab Emirates | Abu Dhabi | Infrastructure | Khaleel Al Arabi St | Junction Improvements - Enabling Works | DMT | AECC | Award | 2023 |  | Ground Investigation | B130.1 | Depth In Meter; Depth In Material Other Than Rock. | 90 | m | AED | 440.53 | 39647.7
2023-02 | 4 | 4.0393 | United Arab Emirates | Abu Dhabi | Infrastructure | Khaleel Al Arabi St | Junction Improvements - Enabling Works | DMT | AECC | Award | 2023 |  | Ground Investigation | B150.1 | Depth In Meter; Depth Supported. | 55 | m | AED | 510.46 | 28075.3
2023-02 | 4 | 4.0393 | United Arab Emirates | Abu Dhabi | Infrastructure | Khaleel Al Arabi St | Junction Improvements - Enabling Works | DMT | AECC | Award | 2023 |  | Ground Investigation | B160.1 | Depth In Meter; Depth Backfilled With Excavated Material For Reinstatement. | 90 | m | AED | 229.6 | 20664
2023-02 | 4 | 4.0393 | United Arab Emirates | Abu Dhabi | Infrastructure | Khaleel Al Arabi St | Junction Improvements - Enabling Works | DMT | AECC | Award | 2023 |  | Ground Investigation | B111.2 | Trial Trenches To Assertain/ Verify/ Locate Existing Services : Maximum Length 3-6M, Excavation By Hand; Number In Material Other Than Rock; Depth Not Exceeding 1.0M. | 15 | Nr | AED | 470.21 | 7053.15
2023-02 | 4 | 4.0394 | United Arab Emirates | Abu Dhabi | Infrastructure | Khaleel Al Arabi St | Junction Improvements - Enabling Works | DMT | AECC | Award | 2023 |  | Ground Investigation | B112.2 | Trial Trenches To Assertain/ Verify/ Locate Existing Services : Maximum Length 3-6M, Excavation By Hand; Number In Material Other Than Rock; Max. Depth 1-2M. | 10 | Nr | AED | 470.21 | 4702.1
2023-02 | 4 | 4.0394 | United Arab Emirates | Abu Dhabi | Infrastructure | Khaleel Al Arabi St | Junction Improvements - Enabling Works | DMT | AECC | Award | 2023 |  | Ground Investigation | B113.2 | Trial Trenches To Assertain/ Verify/ Locate Existing Services : Maximum Length 3-6M, Excavation By Hand; Number In Material Other Than Rock; Max. Depth 2-3M | 5 | Nr | AED | 470.21 | 2351.05
2023-02 | 4 | 4.0394 | United Arab Emirates | Abu Dhabi | Infrastructure | Khaleel Al Arabi St | Junction Improvements - Enabling Works | DMT | AECC | Award | 2023 |  | Ground Investigation | B114.2 | Trial Trenches To Assertain/ Verify/ Locate Existing Services : Maximum Length 3-6M, Excavation By Hand; Number In Material Other Than Rock; Max. Depth 3-5M. | 5 | Nr | AED | 470.21 | 2351.05
2023-02 | 4 | 4.0394 | United Arab Emirates | Abu Dhabi | Infrastructure | Khaleel Al Arabi St | Junction Improvements - Enabling Works | DMT | AECC | Award | 2023 |  | Ground Investigation | B130.2 | Depth In Meter; Depth In Material Other Than Rock. | 75 | m | AED | 660.8 | 49560
2023-02 | 4 | 4.0394 | United Arab Emirates | Abu Dhabi | Infrastructure | Khaleel Al Arabi St | Junction Improvements - Enabling Works | DMT | AECC | Award | 2023 |  | Ground Investigation | B150.2 | Depth In Meter; Depth Supported. | 40 | m | AED | 680.62 | 27224.8
2023-02 | 4 | 4.0394 | United Arab Emirates | Abu Dhabi | Infrastructure | Khaleel Al Arabi St | Junction Improvements - Enabling Works | DMT | AECC | Award | 2023 |  | Ground Investigation | B160.2 | Depth In Meter; Depth Backfilled With Excavated Material For Reinstatement. | 75 | m | AED | 344.4 | 25830
2023-02 | 4 | 4.0394 | United Arab Emirates | Abu Dhabi | Infrastructure | Khaleel Al Arabi St | Junction Improvements - Enabling Works | DMT | AECC | Award | 2023 |  | Ground Investigation | B111.1 | Trial Trenches To Assertain/ Verify/ Locate Existing Services : Maximum Length 6-12M, Excavation By Hand; Number In Material Other Than Rock; Depth Not Exceeding 1.0M. | 10 | Nr | AED | 940.41 | 9404.1
2023-02 | 4 | 4.0394 | United Arab Emirates | Abu Dhabi | Infrastructure | Khaleel Al Arabi St | Junction Improvements - Enabling Works | DMT | AECC | Award | 2023 |  | Ground Investigation | B112.1 | Trial Trenches To Assertain/ Verify/ Locate Existing Services : Maximum Length 6-12M, Excavation By Hand; Number In Material Other Than Rock; Max. Depth 1-2M. | 10 | Nr | AED | 940.41 | 9404.1
2023-02 | 4 | 4.0394 | United Arab Emirates | Abu Dhabi | Infrastructure | Khaleel Al Arabi St | Junction Improvements - Enabling Works | DMT | AECC | Award | 2023 |  | Ground Investigation | B113.1 | Trial Trenches To Assertain/ Verify/ Locate Existing Services : Maximum Length 6-12M, Excavation By Hand; Number In Material Other Than Rock; Max. Depth 2-3M. | 10 | Nr | AED | 940.41 | 9404.1
2023-02 | 4 | 4.0395 | United Arab Emirates | Abu Dhabi | Infrastructure | Khaleel Al Arabi St | Junction Improvements - Enabling Works | DMT | AECC | Award | 2023 |  | Ground Investigation | B114.1 | Trial Trenches To Assertain/ Verify/ Locate Existing Services : Maximum Length 6-12M, Excavation By Hand; Number In Material Other Than Rock; Max. Depth 3-5M. | 10 | Nr | AED | 940.41 | 9404.1
2023-02 | 4 | 4.0395 | United Arab Emirates | Abu Dhabi | Infrastructure | Khaleel Al Arabi St | Junction Improvements - Enabling Works | DMT | AECC | Award | 2023 |  | Ground Investigation | B130.1 | Depth In Meter; Depth In Material Other Than Rock. | 110 | m | AED | 1321.6 | 145376
2023-02 | 4 | 4.0395 | United Arab Emirates | Abu Dhabi | Infrastructure | Khaleel Al Arabi St | Junction Improvements - Enabling Works | DMT | AECC | Award | 2023 |  | Ground Investigation | B150.1 | Depth In Meter; Depth Supported. | 80 | m | AED | 1191.08 | 95286.4
2023-02 | 4 | 4.0395 | United Arab Emirates | Abu Dhabi | Infrastructure | Khaleel Al Arabi St | Junction Improvements - Enabling Works | DMT | AECC | Award | 2023 |  | Ground Investigation | B160.1 | Depth In Meter; Depth Backfilled With Excavated Material For Reinstatement. | 110 | m | AED | 688.81 | 75769.1
2023-02 | 4 | 4.0395 | United Arab Emirates | Abu Dhabi | Infrastructure | Khaleel Al Arabi St | Junction Improvements - Enabling Works | DMT | AECC | Award | 2023 |  | Ground Investigation | B111.2 | Trial Trenches To Assertain/ Verify/ Locate Existing Services : Maximum Length 12-18M, Excavation By Hand; Number In Material Other Than Rock; Depth Not Exceeding 1.0M. | 10 | Nr | AED | 1567.35 | 15673.5
2023-02 | 4 | 4.0395 | United Arab Emirates | Abu Dhabi | Infrastructure | Khaleel Al Arabi St | Junction Improvements - Enabling Works | DMT | AECC | Award | 2023 |  | Ground Investigation | B112.2 | Trial Trenches To Assertain/ Verify/ Locate Existing Services : Maximum Length 12-18M, Excavation By Hand; Number In Material Other Than Rock; Max. Depth 1-2M. | 10 | Nr | AED | 1567.35 | 15673.5
2023-02 | 4 | 4.0395 | United Arab Emirates | Abu Dhabi | Infrastructure | Khaleel Al Arabi St | Junction Improvements - Enabling Works | DMT | AECC | Award | 2023 |  | Ground Investigation | B112.3 | Trial Trenches To Assertain/ Verify/ Locate Existing Services : Maximum Length 12-18M, Excavation By Hand; Number In Material Other Than Rock; Max. Depth 2-3M. | 10 | Nr | AED | 1567.35 | 15673.5
2023-02 | 4 | 4.0395 | United Arab Emirates | Abu Dhabi | Infrastructure | Khaleel Al Arabi St | Junction Improvements - Enabling Works | DMT | AECC | Award | 2023 |  | Ground Investigation | B112.4 | Trial Trenches To Assertain/ Verify/ Locate Existing Services : Maximum Length 12-18M, Excavation By Hand; Number In Material Other Than Rock; Max. Depth 3-5M. | 10 | Nr | AED | 1567.35 | 15673.5
2023-02 | 4 | 4.0395 | United Arab Emirates | Abu Dhabi | Infrastructure | Khaleel Al Arabi St | Junction Improvements - Enabling Works | DMT | AECC | Award | 2023 |  | Ground Investigation | B130.2 | Depth In Meter; Depth In Material Other Than Rock. | 110 | m | AED | 2202.66 | 242292.6
2023-02 | 4 | 4.0395 | United Arab Emirates | Abu Dhabi | Infrastructure | Khaleel Al Arabi St | Junction Improvements - Enabling Works | DMT | AECC | Award | 2023 |  | Ground Investigation | B150.2 | Depth In Meter; Depth Supported. | 80 | m | AED | 1871.7 | 149736
2023-02 | 4 | 4.0396 | United Arab Emirates | Abu Dhabi | Infrastructure | Khaleel Al Arabi St | Junction Improvements - Enabling Works | DMT | AECC | Award | 2023 |  | Ground Investigation | B160.2 | Depth In Meter; Depth Backfilled With Excavated Material For Reinstatement. | 110 | m | AED | 1148.01 | 126281.1
2023-02 | 4 | 4.0396 | United Arab Emirates | Abu Dhabi | Infrastructure | Khaleel Al Arabi St | Junction Improvements - Enabling Works | DMT | AECC | Award | 2023 |  | Ground Investigation | B111.1 | Trial Trenches To Assertain/ Verify/ Locate Existing Services : Maximum Length 18-24M, Excavation By Hand; Number In Material Other Than Rock; Depth Not Exceeding 1.0M. | 5 | Nr | AED | 2194.29 | 10971.45
2023-02 | 4 | 4.0396 | United Arab Emirates | Abu Dhabi | Infrastructure | Khaleel Al Arabi St | Junction Improvements - Enabling Works | DMT | AECC | Award | 2023 |  | Ground Investigation | B112.1 | Trial Trenches To Assertain/ Verify/ Locate Existing Services : Maximum Length 18-24M, Excavation By Hand; Number In Material Other Than Rock; Max. Depth 1-2M. | 5 | Nr | AED | 2194.29 | 10971.45
2023-02 | 4 | 4.0396 | United Arab Emirates | Abu Dhabi | Infrastructure | Khaleel Al Arabi St | Junction Improvements - Enabling Works | DMT | AECC | Award | 2023 |  | Ground Investigation | B113.1 | Trial Trenches To Assertain/ Verify/ Locate Existing Services : Maximum Length 18-24M, Excavation By Hand; Number In Material Other Than Rock; Max. Depth 2-3M. | 5 | Nr | AED | 2194.29 | 10971.45
2023-02 | 4 | 4.0396 | United Arab Emirates | Abu Dhabi | Infrastructure | Khaleel Al Arabi St | Junction Improvements - Enabling Works | DMT | AECC | Award | 2023 |  | Ground Investigation | B114.1 | Trial Trenches To Assertain/ Verify/ Locate Existing Services : Maximum Length 18-24M, Excavation By Hand; Number In Material Other Than Rock; Max. Depth 3-5M. | 5 | Nr | AED | 2194.29 | 10971.45
2023-02 | 4 | 4.0396 | United Arab Emirates | Abu Dhabi | Infrastructure | Khaleel Al Arabi St | Junction Improvements - Enabling Works | DMT | AECC | Award | 2023 |  | Ground Investigation | B130.1 | Depth In Meter; Depth In Material Other Than Rock. | 55 | m | AED | 3083.73 | 169605.15
2023-02 | 4 | 4.0396 | United Arab Emirates | Abu Dhabi | Infrastructure | Khaleel Al Arabi St | Junction Improvements - Enabling Works | DMT | AECC | Award | 2023 |  | Ground Investigation | B150.1 | Depth In Meter; Depth Supported. | 40 | m | AED | 2552.32 | 102092.8
2023-02 | 4 | 4.0396 | United Arab Emirates | Abu Dhabi | Infrastructure | Khaleel Al Arabi St | Junction Improvements - Enabling Works | DMT | AECC | Award | 2023 |  | Ground Investigation | B160.1 | Depth In Meter; Depth Backfilled With Excavated Material For Reinstatement. | 55 | m | AED | 1607.21 | 88396.55
2023-02 | 4 | 4.0396 | United Arab Emirates | Abu Dhabi | Infrastructure | Khaleel Al Arabi St | Junction Improvements - Enabling Works | DMT | AECC | Award | 2023 |  | Ground Investigation | B111.2 | Trial Trenches To Assertain/ Verify/ Locate Existing Services : Maximum Length 24-30M, Excavation By Hand; Number In Material Other Than Rock; Depth Not Exceeding 1.0M. | 1 | Nr | AED | 2821.23 | Rate only
2023-02 | 4 | 4.0396 | United Arab Emirates | Abu Dhabi | Infrastructure | Khaleel Al Arabi St | Junction Improvements - Enabling Works | DMT | AECC | Award | 2023 |  | Ground Investigation | B112.2 | Trial Trenches To Assertain/ Verify/ Locate Existing Services : Maximum Length 24-30M, Excavation By Hand; Number In Material Other Than Rock; Max. Depth 1-2M. | 1 | Nr | AED | 2821.23 | Rate only
2023-02 | 4 | 4.0396 | United Arab Emirates | Abu Dhabi | Infrastructure | Khaleel Al Arabi St | Junction Improvements - Enabling Works | DMT | AECC | Award | 2023 |  | Ground Investigation | B113.2 | Trial Trenches To Assertain/ Verify/ Locate Existing Services : Maximum Length 24-30M, Excavation By Hand; Number In Material Other Than Rock; Max. Depth 2-3M. | 1 | Nr | AED | 2821.23 | Rate only
2023-02 | 4 | 4.0397 | United Arab Emirates | Abu Dhabi | Infrastructure | Khaleel Al Arabi St | Junction Improvements - Enabling Works | DMT | AECC | Award | 2023 |  | Ground Investigation | B114.2 | Trial Trenches To Assertain/ Verify/ Locate Existing Services : Maximum Length 24-30M, Excavation By Hand; Number In Material Other Than Rock; Max. Depth 3-5M. | 1 | Nr | AED | 2821.23 | Rate only
2023-02 | 4 | 4.0397 | United Arab Emirates | Abu Dhabi | Infrastructure | Khaleel Al Arabi St | Junction Improvements - Enabling Works | DMT | AECC | Award | 2023 |  | Ground Investigation | B130.2 | Depth In Meter; Depth In Material Other Than Rock. | 1 | m | AED | 3964.8 | Rate only
2023-02 | 4 | 4.0397 | United Arab Emirates | Abu Dhabi | Infrastructure | Khaleel Al Arabi St | Junction Improvements - Enabling Works | DMT | AECC | Award | 2023 |  | Ground Investigation | B150.2 | Depth In Meter; Depth Supported. | 1 | m | AED | 3232.94 | Rate only
2023-02 | 4 | 4.0397 | United Arab Emirates | Abu Dhabi | Infrastructure | Khaleel Al Arabi St | Junction Improvements - Enabling Works | DMT | AECC | Award | 2023 |  | Ground Investigation | B160.2 | Depth In Meter; Depth Backfilled With Excavated Material For Reinstatement. | 1 | m | AED | 2066.41 | Rate only
2023-02 | 4 | 4.0397 | United Arab Emirates | Abu Dhabi | Infrastructure | Khaleel Al Arabi St | Junction Improvements - Enabling Works | DMT | AECC | Award | 2023 |  | Ground Investigation | B310 | Rotary Drilled Boreholes; Nominal Diameter At Base 150Mm; Number Of Boreholes; Sub-Surface Site Investigation For Overhead Road Sign Structures And Bridge Foundations | 27 | Nr | AED | 360.95 | 9745.65
2023-02 | 4 | 4.0397 | United Arab Emirates | Abu Dhabi | Infrastructure | Khaleel Al Arabi St | Junction Improvements - Enabling Works | DMT | AECC | Award | 2023 |  | Ground Investigation | B342 | Rotary Drilled Boreholes; Nominal Diameter At Base 150Mm; Depth With Core Recovery In Holes Of Maximum Depth 10M | 30 | m | AED | 144.38 | 4331.4
2023-02 | 4 | 4.0397 | United Arab Emirates | Abu Dhabi | Infrastructure | Khaleel Al Arabi St | Junction Improvements - Enabling Works | DMT | AECC | Award | 2023 |  | Ground Investigation | B343.1 | Rotary Drilled Boreholes; Nominal Diameter At Base 150Mm; Depth With Core Recovery In Holes Of Maximum Depth 15M | 1 | m | AED | 158.81 | Rate only
2023-02 | 4 | 4.0397 | United Arab Emirates | Abu Dhabi | Infrastructure | Khaleel Al Arabi St | Junction Improvements - Enabling Works | DMT | AECC | Award | 2023 |  | Ground Investigation | B343.2 | Rotary Drilled Boreholes; Nominal Diameter At Base 150Mm; Depth With Core Recovery In Holes Of Maximum Depth 20M | 180 | m | AED | 173.26 | 31186.8
2023-02 | 4 | 4.0397 | United Arab Emirates | Abu Dhabi | Infrastructure | Khaleel Al Arabi St | Junction Improvements - Enabling Works | DMT | AECC | Award | 2023 |  | Ground Investigation | B344.1 | Rotary Drilled Boreholes; Nominal Diameter At Base 150Mm; Depth With Core Recovery In Holes Of Maximum Depth 25M | 1 | m | AED | 187.69 | Rate only
2023-02 | 4 | 4.0397 | United Arab Emirates | Abu Dhabi | Infrastructure | Khaleel Al Arabi St | Junction Improvements - Enabling Works | DMT | AECC | Award | 2023 |  | Ground Investigation | B344.2 | Rotary Drilled Boreholes; Nominal Diameter At Base 150Mm; Depth With Core Recovery In Holes Of Maximum Depth 30M | 450 | m | AED | 187.69 | 84460.5
2023-02 | 4 | 4.0398 | United Arab Emirates | Abu Dhabi | Infrastructure | Khaleel Al Arabi St | Junction Improvements - Enabling Works | DMT | AECC | Award | 2023 |  | Ground Investigation | B345 | Rotary Drilled Boreholes; Nominal Diameter At Base 150Mm; Depth With Core Recovery In Holes Of Maximum Depth 40M | 1 | m | AED | 202.13 | Rate only
2023-02 | 4 | 4.0398 | United Arab Emirates | Abu Dhabi | Infrastructure | Khaleel Al Arabi St | Junction Improvements - Enabling Works | DMT | AECC | Award | 2023 |  | Ground Investigation | B360 | Rotary Drilled Boreholes; Nominal Diameter At Base 150Mm; Depth Backfilled With Excavated Material | 660 | m | AED | 14.44 | 9530.4
2023-02 | 4 | 4.0398 | United Arab Emirates | Abu Dhabi | Infrastructure | Khaleel Al Arabi St | Junction Improvements - Enabling Works | DMT | AECC | Award | 2023 |  | Ground Investigation | B412 | Samples; Disturbed Sample Of Soft Material From The Surface; Minimum 40Kg | 30 | Nr | AED | 216.57 | 6497.1
2023-02 | 4 | 4.0398 | United Arab Emirates | Abu Dhabi | Infrastructure | Khaleel Al Arabi St | Junction Improvements - Enabling Works | DMT | AECC | Award | 2023 |  | Ground Investigation | B421 | Samples; Open Tube Samples From Boreholes | 15 | Nr | AED | 433.14 | 6497.1
2023-02 | 4 | 4.0398 | United Arab Emirates | Abu Dhabi | Infrastructure | Khaleel Al Arabi St | Junction Improvements - Enabling Works | DMT | AECC | Award | 2023 |  | Ground Investigation | B511 | Site Tests And Observations; Falling Head Permeability Test In Boreholes | 30 | Nr | AED | 1443.8 | 43314
2023-02 | 4 | 4.0398 | United Arab Emirates | Abu Dhabi | Infrastructure | Khaleel Al Arabi St | Junction Improvements - Enabling Works | DMT | AECC | Award | 2023 |  | Ground Investigation | B512 | Site Tests And Observations; Site Test For Ground Water Level; As Directed By The Engineer | 30 | Nr | AED | 144.38 | 4331.4
2023-02 | 4 | 4.0398 | United Arab Emirates | Abu Dhabi | Infrastructure | Khaleel Al Arabi St | Junction Improvements - Enabling Works | DMT | AECC | Award | 2023 |  | Ground Investigation | B524 | Site Tests And Observations; Static Cone Sounding | 1 | Nr | AED | 2165.7 | 2165.7
2023-02 | 4 | 4.0398 | United Arab Emirates | Abu Dhabi | Infrastructure | Khaleel Al Arabi St | Junction Improvements - Enabling Works | DMT | AECC | Award | 2023 |  | Ground Investigation | B525 | Site Tests And Observations; Mdd Test Bs 1377 Pt 4 Test 3.5 Or 3.6-1990. | 30 | Nr | AED | 101.07 | 3032.1
2023-02 | 4 | 4.0398 | United Arab Emirates | Abu Dhabi | Infrastructure | Khaleel Al Arabi St | Junction Improvements - Enabling Works | DMT | AECC | Award | 2023 |  | Ground Investigation | B649 | Resistivity Analysis; Soil Electrical Resistivity Using Four Point Wenner Method | 15 | Nr | AED | 433.14 | 6497.1
2023-02 | 4 | 4.0399 | United Arab Emirates | Abu Dhabi | Infrastructure | Khaleel Al Arabi St | Junction Improvements - Enabling Works | DMT | AECC | Award | 2023 |  | Ground Investigation | B711 | Laboratory Tests; Moisture Content | 30 | Nr | AED | 14.44 | 433.2
2023-02 | 4 | 4.0399 | United Arab Emirates | Abu Dhabi | Infrastructure | Khaleel Al Arabi St | Junction Improvements - Enabling Works | DMT | AECC | Award | 2023 |  | Ground Investigation | B712 | Laboratory Tests; Atterberg Limit Test | 30 | Nr | AED | 43.31 | 1299.3
2023-02 | 4 | 4.0399 | United Arab Emirates | Abu Dhabi | Infrastructure | Khaleel Al Arabi St | Junction Improvements - Enabling Works | DMT | AECC | Award | 2023 |  | Ground Investigation | B714 | Laboratory Tests; Particle Size Analysis By Sieve | 30 | Nr | AED | 43.31 | 1299.3
2023-02 | 4 | 4.0399 | United Arab Emirates | Abu Dhabi | Infrastructure | Khaleel Al Arabi St | Junction Improvements - Enabling Works | DMT | AECC | Award | 2023 |  | Ground Investigation | B771 | Laboratory Tests; Unconfined Compressive Strength Of Core Sample 1-2M Height | 90 | Nr | AED | 28.88 | 2599.2
2023-02 | 4 | 4.0399 | United Arab Emirates | Abu Dhabi | Infrastructure | Khaleel Al Arabi St | Junction Improvements - Enabling Works | DMT | AECC | Award | 2023 |  | Ground Investigation | B775 | Laboratory Tests; Point Load Test | 60 | Nr | AED | 14.44 | 866.4
2023-02 | 4 | 4.0399 | United Arab Emirates | Abu Dhabi | Infrastructure | Khaleel Al Arabi St | Junction Improvements - Enabling Works | DMT | AECC | Award | 2023 |  | Ground Investigation | B768 | Laboratory Tests; California Bearing Ratio Test In Trial Pits | 20 | Nr | AED | 216.57 | 4331.4
2023-02 | 4 | 4.0399 | United Arab Emirates | Abu Dhabi | Infrastructure | Khaleel Al Arabi St | Junction Improvements - Enabling Works | DMT | AECC | Award | 2023 |  | Ground Investigation | B721 | Laboratory Tests; Organic Matter Test | 20 | Nr | AED | 36.09 | 721.8
2023-02 | 4 | 4.0399 | United Arab Emirates | Abu Dhabi | Infrastructure | Khaleel Al Arabi St | Junction Improvements - Enabling Works | DMT | AECC | Award | 2023 |  | Ground Investigation | B729.1 | Laboratory Tests; Total Soluble Salt (Tss) Tests In Soil | 40 | Nr | AED | 86.63 | 3465.2
2023-02 | 4 | 4.0399 | United Arab Emirates | Abu Dhabi | Infrastructure | Khaleel Al Arabi St | Junction Improvements - Enabling Works | DMT | AECC | Award | 2023 |  | Ground Investigation | B729.2 | Laboratory Tests; Total Dissolved Salts (Tds) | 40 | Nr | AED | 86.63 | 3465.2
2023-02 | 4 | 4.0399 | United Arab Emirates | Abu Dhabi | Infrastructure | Khaleel Al Arabi St | Junction Improvements - Enabling Works | DMT | AECC | Award | 2023 |  | Ground Investigation | B769 | Laboratory Tests; Direct Shear Test | 5 | Nr | AED | 360.95 | 1804.75
2023-02 | 4 | 4.04 | United Arab Emirates | Abu Dhabi | Infrastructure | Khaleel Al Arabi St | Junction Improvements - Enabling Works | DMT | AECC | Award | 2023 |  | Ground Investigation | B741 | Laboratory Tests; Oedometer (1-D Consolidation) Test On Cohesive Samples | 5 | Nr | AED | 1155.04 | 5775.2
2023-02 | 4 | 4.04 | United Arab Emirates | Abu Dhabi | Infrastructure | Khaleel Al Arabi St | Junction Improvements - Enabling Works | DMT | AECC | Award | 2023 |  | Miscellaneous Work | X900 | Geophysical Survey; Geophysical Survey Of The Lines Along The Area At Every 5M Width Using Multichannel Analysis Of Surface Waves (Masw) Technique. Geophone Spacing Shall Be 2.0M And The Target Depth Of Investigation Shall Be 30M. | 1 | m | AED | 28.87 | Rate Only
2023-02 | 4 | 4.04 | United Arab Emirates | Abu Dhabi | Infrastructure | Khaleel Al Arabi St | Junction Improvements - Enabling Works | DMT | AECC | Award | 2023 |  | Ground Investigation | B900.1 | Ground Improvement; Carry Out Ground Improvement Using The Chosen Methods Including Reporting Pre And Post Treatment. Methodology And Design Of Improvement/Treatment Works To Be Undertaken By Contractor Based On Comprehensive Geotechnical Investigation Outcome And Approved By Engineer. Contractor Shall Extend The Improvement/Treatment Zone As Required To Ensure Achievement Of The Specified Criteria Throughout The Depth Of Superficial Materials; Rapid Impact Compaction (Ric) | 1 | m² | AED | 24.73 | Rate only
2023-02 | 4 | 4.04 | United Arab Emirates | Abu Dhabi | Infrastructure | Khaleel Al Arabi St | Junction Improvements - Enabling Works | DMT | AECC | Award | 2023 |  | Ground Investigation | B900.2 | Ground Improvement; Carry Out Ground Improvement Using The Chosen Methods Including Reporting Pre And Post Treatment. Methodology And Design Of Improvement/Treatment Works To Be Undertaken By Contractor Based On Comprehensive Geotechnical Investigation Outcome And Approved By Engineer. Contractor Shall Extend The Improvement/Treatment Zone As Required To Ensure Achievement Of The Specified Criteria Throughout The Depth Of Superficial Materials; Dynamic Replacement | 1 | m³ | AED | 21.27 | Rate only
2023-02 | 4 | 4.04 | United Arab Emirates | Abu Dhabi | Infrastructure | Khaleel Al Arabi St | Junction Improvements - Enabling Works | DMT | AECC | Award | 2023 |  | Demolition And Site Clearance | D100 | Site Clearance; General Clearance | 70000 | m² | AED | 1.0846 | 75924.45
2023-02 | 4 | 4.04 | United Arab Emirates | Abu Dhabi | Infrastructure | Khaleel Al Arabi St | Junction Improvements - Enabling Works | DMT | AECC | Award | 2023 |  | Demolition And Site Clearance | D210.1 | Site Clearance; Removal Of Trees Girth 600 - 1200 Mm And Disposal To Approved Tip | 1 | Nr | AED | 1751.17 | Rate only
2023-02 | 4 | 4.04 | United Arab Emirates | Abu Dhabi | Infrastructure | Khaleel Al Arabi St | Junction Improvements - Enabling Works | DMT | AECC | Award | 2023 |  | Demolition And Site Clearance | D220.1 | Site Clearance; Removal Of Trees; Girth > 1200Mm And Disposal To Approved Tip | 1 | Nr | AED | 2222.64 | Rate only
2023-02 | 4 | 4.04 | United Arab Emirates | Abu Dhabi | Infrastructure | Khaleel Al Arabi St | Junction Improvements - Enabling Works | DMT | AECC | Award | 2023 |  | Demolition And Site Clearance | D210.2 | Site Clearance; Removal Of Palms Trees Girth 600 - 1200 Mm And Disposal To Approved Tip | 1 | Nr | AED | 1481.76 | Rate only
2023-02 | 4 | 4.04 | United Arab Emirates | Abu Dhabi | Infrastructure | Khaleel Al Arabi St | Junction Improvements - Enabling Works | DMT | AECC | Award | 2023 |  | Demolition And Site Clearance | D220.2 | Site Clearance; Removal Of Palms Trees; Girth > 1200Mm And Disposal To Approved Tip | 1 | Nr | AED | 1683.82 | Rate only
2023-02 | 4 | 4.04 | United Arab Emirates | Abu Dhabi | Infrastructure | Khaleel Al Arabi St | Junction Improvements - Enabling Works | DMT | AECC | Award | 2023 |  | Demolition And Site Clearance | D290.1 | Carefully Excavate, Remove Existing Trees And Deliver To Adm Designated Location Area For Planting Including, Trimming,Watering Prior To Root Ball Preparation, Excavation To Make Root Ball, Shifting To The New Location, Disposal Of Excavated Materials And Making Good Of The Area; All In Accordance With The Specification; Trees; Girth: < 600Mm. | 162 | Nr | AED | 1377.5 | 223155
2023-02 | 4 | 4.04 | United Arab Emirates | Abu Dhabi | Infrastructure | Khaleel Al Arabi St | Junction Improvements - Enabling Works | DMT | AECC | Award | 2023 |  | Demolition And Site Clearance | D290.2 | Carefully Excavate, Remove Existing Trees And Deliver To Adm Designated Location Area For Planting Including, Trimming,Watering Prior To Root Ball Preparation, Excavation To Make Root Ball, Shifting To The New Location, Disposal Of Excavated Materials And Making Good Of The Area; All In Accordance With The Specification; Palms; Girth: < 600Mm. | 0.51003 | Nr | AED | 1453.5 | Rate only
2023-02 | 4 | 4.0401 | United Arab Emirates | Abu Dhabi | Infrastructure | Khaleel Al Arabi St | Junction Improvements - Enabling Works | DMT | AECC | Award | 2023 |  | Demolition And Site Clearance | D290.3 | Carefully Remove Of Existing Ghaff Trees And Deliver To Adm Designated Location Area For Planting Including Trimming,Watering Prior To Root Ball Preparation, Excavation To Make Root Ball, Shifting To The New Location, Disposal Of Excavated Materials And Making Good Of The Area; Trees; Girth: < 600Mm. | 1 | Nr | AED | 2222.64 | Rate only
2023-02 | 4 | 4.0401 | United Arab Emirates | Abu Dhabi | Infrastructure | Khaleel Al Arabi St | Junction Improvements - Enabling Works | DMT | AECC | Award | 2023 |  | Demolition And Site Clearance | D290.4 | Carefully Remove Of Existing Ghaff Trees And Deliver To Adm Designated Location Area For Planting Including Trimming,Watering Prior To Root Ball Preparation, Excavation To Make Root Ball, Shifting To The New Location, Disposal Of Excavated Materials And Making Good Of The Area; Trees; Girth 600 - 1200Mm. | 1 | Nr | AED | 2532.47 | Rate only
2023-02 | 4 | 4.0401 | United Arab Emirates | Abu Dhabi | Infrastructure | Khaleel Al Arabi St | Junction Improvements - Enabling Works | DMT | AECC | Award | 2023 |  | Demolition And Site Clearance | D290.5 | Carefully Remove Of Existing Ghaff Trees And Deliver To Adm Designated Location Area For Planting Including Trimming,Watering Prior To Root Ball Preparation, Excavation To Make Root Ball, Shifting To The New Location, Disposal Of Excavated Materials And Making Good Of The Area; Trees; Girth > 1200Mm. | 1 | Nr | AED | 2451.64 | Rate only
2023-02 | 4 | 4.0401 | United Arab Emirates | Abu Dhabi | Infrastructure | Khaleel Al Arabi St | Junction Improvements - Enabling Works | DMT | AECC | Award | 2023 |  | Demolition And Site Clearance | D900.1 | Carefully Excavate, Remove Existing Trees And Handover To Adm Stores Including Disposal Of Excavated Materials And Making Good Of The Area; All In Accordance With The Specification And Authority Requirement; Trees; Girth 600 - 1200Mm. | 50 | Nr | AED | 2263.06 | 113153
2023-02 | 4 | 4.0401 | United Arab Emirates | Abu Dhabi | Infrastructure | Khaleel Al Arabi St | Junction Improvements - Enabling Works | DMT | AECC | Award | 2023 |  | Demolition And Site Clearance | D900.2 | Carefully Excavate, Remove Existing Trees And Handover To Adm Stores Including Disposal Of Excavated Materials And Making Good Of The Area; All In Accordance With The Specification And Authority Requirement; Trees; Girth > 1200Mm. | 7 | Nr | AED | 2451.64 | 17161.48
2023-02 | 4 | 4.0401 | United Arab Emirates | Abu Dhabi | Infrastructure | Khaleel Al Arabi St | Junction Improvements - Enabling Works | DMT | AECC | Award | 2023 |  | Demolition And Site Clearance | D900.3 | Carefully Excavate, Remove Existing Trees And Handover To Adm Stores Including Disposal Of Excavated Materials And Making Good Of The Area; All In Accordance With The Specification And Authority Requirement; Palms; Girth 600 - 1200Mm. | 200 | Nr | AED | 1805.06 | 361012
2023-02 | 4 | 4.0401 | United Arab Emirates | Abu Dhabi | Infrastructure | Khaleel Al Arabi St | Junction Improvements - Enabling Works | DMT | AECC | Award | 2023 |  | Demolition And Site Clearance | D900.4 | Carefully Excavate, Remove Existing Trees And Handover To Adm Stores Including Disposal Of Excavated Materials And Making Good Of The Area; All In Accordance With The Specification And Authority Requirement; Palms; Girth > 1200Mm. | 77 | Nr | AED | 2101.41 | 161808.57
2023-02 | 4 | 4.0401 | United Arab Emirates | Abu Dhabi | Infrastructure | Khaleel Al Arabi St | Junction Improvements - Enabling Works | DMT | AECC | Award | 2023 |  | Demolition And Site Clearance | D290.1 | Replantation Of Existing Trees Within The Project Radious; Root Ball As Specified; Including Excavation, Root Control Barrier, Planting Soil And Sweet Soil And All Necessary Planting Accessories, Etc Complete; All In Accordance With The Specifications; Within Project Radius (0-25 Km Radius); Trees; Girth: < 600Mm. | 120 | Nr | AED | 1064 | 127680
2023-02 | 4 | 4.0401 | United Arab Emirates | Abu Dhabi | Infrastructure | Khaleel Al Arabi St | Junction Improvements - Enabling Works | DMT | AECC | Award | 2023 |  | Demolition And Site Clearance | D290.2 | Replantation Of Existing Trees Within The Project Radious; Root Ball As Specified; Including Excavation, Root Control Barrier, Planting Soil And Sweet Soil And All Necessary Planting Accessories, Etc Complete; All In Accordance With The Specifications; Within Project Radius (0-25 Km Radius); Palms; Girth: < 600Mm. | 1 | Nr | AED | 1254 | Rate only
2023-02 | 4 | 4.0401 | United Arab Emirates | Abu Dhabi | Infrastructure | Khaleel Al Arabi St | Junction Improvements - Enabling Works | DMT | AECC | Award | 2023 |  | Demolition And Site Clearance | D290.3 | Within Project Radius (25-50 Km Radius); Trees; Girth: < 600Mm. | 30 | Nr | AED | 1254 | 37620
2023-02 | 4 | 4.0402 | United Arab Emirates | Abu Dhabi | Infrastructure | Khaleel Al Arabi St | Junction Improvements - Enabling Works | DMT | AECC | Award | 2023 |  | Demolition And Site Clearance | D290.4 | Within Project Radius (25-50 Km Radius); Palms; Girth: < 600Mm. | 1 | Nr | AED | 1358.5 | Rate only
2023-02 | 4 | 4.0402 | United Arab Emirates | Abu Dhabi | Infrastructure | Khaleel Al Arabi St | Junction Improvements - Enabling Works | DMT | AECC | Award | 2023 |  | Demolition And Site Clearance | D290.5 | Within Project Radius (50-100 Km Radius); Trees; Girth: < 600Mm. | 12 | Nr | AED | 1387 | 16644
2023-02 | 4 | 4.0402 | United Arab Emirates | Abu Dhabi | Infrastructure | Khaleel Al Arabi St | Junction Improvements - Enabling Works | DMT | AECC | Award | 2023 |  | Demolition And Site Clearance | D290.6 | Within Project Radius (50-100 Km Radius); Palms; Girth: < 600Mm. | 1 | Nr | AED | 1501 | Rate only
2023-02 | 4 | 4.0402 | United Arab Emirates | Abu Dhabi | Infrastructure | Khaleel Al Arabi St | Junction Improvements - Enabling Works | DMT | AECC | Award | 2023 |  | Miscellaneous Work | X900.3 | Temporary Water Supply; Watering For Trees For One Month (30 Days). | 162 | Nr | AED | 247 | 40014
2023-02 | 4 | 4.0402 | United Arab Emirates | Abu Dhabi | Infrastructure | Khaleel Al Arabi St | Junction Improvements - Enabling Works | DMT | AECC | Award | 2023 |  | Demolition And Site Clearance | D900.1 | Demolition Works; Removal Of Existing Asphalt Pavement And Kerbs; Carefully Remove Existing Asphalt Pavements Up To And Including Subgrade; Removed Asphalt Pavement Shall Be Broken Up And Stockpiled For Re-Use In Aggregate Base Course Layers; Complete As Directed By The Engineer And In Accordance With The Specifications; Existing 50Mm Asphalt To Be Removed And Re-Asphalted (New Asphalt Is Measured Separately); | 7925 | m² | AED | 14.01 | 111029.25
2023-02 | 4 | 4.0402 | United Arab Emirates | Abu Dhabi | Infrastructure | Khaleel Al Arabi St | Junction Improvements - Enabling Works | DMT | AECC | Award | 2023 |  | Demolition And Site Clearance | D900.2 | Carefully Remove Existing Base Course Layers; Complete As Directed By The Engineer And In Accordance With The Specifications; Existing Based Course; Depth Up To 230Mm Maximum | 7925 | m² | AED | 5.71 | 45251.75
2023-02 | 4 | 4.0402 | United Arab Emirates | Abu Dhabi | Infrastructure | Khaleel Al Arabi St | Junction Improvements - Enabling Works | DMT | AECC | Award | 2023 |  | Demolition And Site Clearance | D900.3 | Carefully Remove Existing Base Course Layers; Complete As Directed By The Engineer And In Accordance With The Specifications; Existing Capliary Layer; Depth Up To 250Mm Maximum | 7925 | m² | AED | 8.27 | 65539.75
2023-02 | 4 | 4.0402 | United Arab Emirates | Abu Dhabi | Infrastructure | Khaleel Al Arabi St | Junction Improvements - Enabling Works | DMT | AECC | Award | 2023 |  | Demolition And Site Clearance | D900.4 | Break-Out And Remove Existing Kerbs Without Damaging The Pavement To Be Retained; Including Foundation; Dispose Off Site; As Directed By The Engineer And In Accordance With The Specifications; All Types Of Kerbs | 3750 | m | AED | 8.4 | 31500
2023-02 | 4 | 4.0402 | United Arab Emirates | Abu Dhabi | Infrastructure | Khaleel Al Arabi St | Junction Improvements - Enabling Works | DMT | AECC | Award | 2023 |  | Demolition And Site Clearance | D900.5 | Removal Of Existing Footpath; Carefully Remove Existing 60Mm Thick Block Paving Tile Including Underlayers, Tiles Set Aside For Reuse, Sand Bed And Subbase Cart To Tip. | 200 | m² | AED | 11.2 | 2240
2023-02 | 4 | 4.0403 | United Arab Emirates | Abu Dhabi | Infrastructure | Khaleel Al Arabi St | Junction Improvements - Enabling Works | DMT | AECC | Award | 2023 |  | Demolition And Site Clearance | D900.6 | Removal Of Existing Footpath; Carefully Remove Existing 60Mm Thick Block Paving Tiles, Including Under Layers, Tiles Palette And Deliver To Autority Stores, Sand Bed And Subbase Cart To Tip. | 175 | m² | AED | 14 | 2450
2023-02 | 4 | 4.0403 | United Arab Emirates | Abu Dhabi | Infrastructure | Khaleel Al Arabi St | Junction Improvements - Enabling Works | DMT | AECC | Award | 2023 |  | Demolition And Site Clearance | D900.7 | Removal Of Existing Road Signs; Carefully Remove Existing Warning And Regulatory Signs And Posts Including Cleaning And Delivery To Authority Stores. | 15 | Nr | AED | 524.6 | 7869
2023-02 | 4 | 4.0403 | United Arab Emirates | Abu Dhabi | Infrastructure | Khaleel Al Arabi St | Junction Improvements - Enabling Works | DMT | AECC | Award | 2023 |  | Demolition And Site Clearance | D900.1 | Removal Of Existing Concrete Barriers; Breakout And Remove Existing Concrete Barrier And Haul To Approved Dump Site; All Types Of Concrete Barriers. | 1330 | m | AED | 163.62 | 217614.6
2023-02 | 4 | 4.0403 | United Arab Emirates | Abu Dhabi | Infrastructure | Khaleel Al Arabi St | Junction Improvements - Enabling Works | DMT | AECC | Award | 2023 |  | Demolition And Site Clearance | D900.2 | Carefully Remove Existing Fence, Including Posts, Plates Etc. And Deliver To Authority/Client Stores, Including Removal Of Foundation And Cart To Tip To Approved Dump Site And Backfill Of Voids.; All Types Of Fence. | 35 | m | AED | 133.37 | 4667.95
2023-02 | 4 | 4.0403 | United Arab Emirates | Abu Dhabi | Infrastructure | Khaleel Al Arabi St | Junction Improvements - Enabling Works | DMT | AECC | Award | 2023 |  | Demolition And Site Clearance | D900.3 | Carefully Remove Existing Rope Rail, Including Posts, Plates Etc. And Deliver To Authority/Client Stores, Including Removal Of Foundation And Cart To Tip To Approved Dump Site And Backfill Of Voids.; Removal Of Existing Rope Rail. | 1 | m | AED | 88.92 | Rate only
2023-02 | 4 | 4.0403 | United Arab Emirates | Abu Dhabi | Infrastructure | Khaleel Al Arabi St | Junction Improvements - Enabling Works | DMT | AECC | Award | 2023 |  | Demolition And Site Clearance | D900.4 | Carefully Dismantle And Remove Existing Guide Sign Structures And Sign Panels And Deliver To Client/Authority Store Including Removal Of Foundation, Cart To Tip To The Approved Dump Site, And Backfill Of Voids; Cantilever Type. | 1 | Nr | AED | 16806.01 | Rate only
2023-02 | 4 | 4.0403 | United Arab Emirates | Abu Dhabi | Infrastructure | Khaleel Al Arabi St | Junction Improvements - Enabling Works | DMT | AECC | Award | 2023 |  | Demolition And Site Clearance | D900.5 | Carefully Dismantle And Remove Existing Guide Sign Structures And Sign Panels And Deliver To Client/Authority Store Including Removal Of Foundation, Cart To Tip To The Approved Dump Site, And Backfill Of Voids; Gantry Type. | 1 | Nr | AED | 22774.72 | 22774.72
2023-02 | 4 | 4.0403 | United Arab Emirates | Abu Dhabi | Infrastructure | Khaleel Al Arabi St | Junction Improvements - Enabling Works | DMT | AECC | Award | 2023 |  | Demolition And Site Clearance | D900.6 | Carefully Dismantle And Remove Existing Guide Sign Structures And Sign Panels And Deliver To Client/Authority Store Including Removal Of Foundation, Cart To Tip To The Approved Dump Site, And Backfill Of Voids; Removal Of Existing Mcc Camera Gantry. | 1 | Nr | AED | 25095.89 | 25095.89
2023-02 | 4 | 4.0403 | United Arab Emirates | Abu Dhabi | Infrastructure | Khaleel Al Arabi St | Junction Improvements - Enabling Works | DMT | AECC | Award | 2023 |  | Demolition And Site Clearance | D900.7 | Removal Of Existing Camera Pole; Carefully Remove Existing Camera Pole And Hand Over To Client/Authority Store | 1 | Nr | AED | 35448.86 | Rate only
2023-02 | 4 | 4.0403 | United Arab Emirates | Abu Dhabi | Infrastructure | Khaleel Al Arabi St | Junction Improvements - Enabling Works | DMT | AECC | Award | 2023 |  | Pipework - Pipes | I333 | Supply, Lay And Joint Self-Restrained Di Pipeline In Trench; Nominal Bore: 300-600 Mm; 400Mm Dia, Depth 1.5M - 2.0M. | 15 | m | AED | 3335 | 50025
2023-02 | 4 | 4.0404 | United Arab Emirates | Abu Dhabi | Infrastructure | Khaleel Al Arabi St | Junction Improvements - Enabling Works | DMT | AECC | Award | 2023 |  | Pipework - Pipes | I344 | Nominal Bore: 600-900 Mm; 800Mm Dia, Depth 2.0M - 2.5M. | 6 | m | AED | 4140 | 24840
2023-02 | 4 | 4.0404 | United Arab Emirates | Abu Dhabi | Infrastructure | Khaleel Al Arabi St | Junction Improvements - Enabling Works | DMT | AECC | Award | 2023 |  | Pipework - Pipes | I331 | Supply, Lay And Joint Di Self-Restrained Di Pipeline Not In Trench Through Ducts; Nominal Bore: 300-600 Mm; 300Mm Dia Pipes. | 130 | m | AED | 2530 | 328900
2023-02 | 4 | 4.0404 | United Arab Emirates | Abu Dhabi | Infrastructure | Khaleel Al Arabi St | Junction Improvements - Enabling Works | DMT | AECC | Award | 2023 |  | Pipework - Pipes | I341 | Nominal Bore: 600-900 Mm; 700Mm Dia Pipes. | 40 | m | AED | 3565 | 142600
2023-02 | 4 | 4.0404 | United Arab Emirates | Abu Dhabi | Infrastructure | Khaleel Al Arabi St | Junction Improvements - Enabling Works | DMT | AECC | Award | 2023 |  | Pipework - Manholes And Pipework Ancillaries | K513.1 | Extention Of Existing Grp Ducts; Extend Existing Spare Ducts Including Supply, Lay And Joint With Existing Duct, In Trench Including Endcaps, Draw Ropes And Duct Markers (Concrete Surround Measured Seperately); 600Mm Dia Duct; Depth 1.5 - 2.0M. | 25 | m | AED | 650.77 | 16269.25
2023-02 | 4 | 4.0404 | United Arab Emirates | Abu Dhabi | Infrastructure | Khaleel Al Arabi St | Junction Improvements - Enabling Works | DMT | AECC | Award | 2023 |  | Pipework - Manholes And Pipework Ancillaries | K514.1 | Extention Of Existing Grp Ducts; Extend Existing Spare Ducts Including Supply, Lay And Joint With Existing Duct, In Trench Including Endcaps, Draw Ropes And Duct Markers (Concrete Surround Measured Seperately); 600Mm Dia Duct; Depth 2.0 - 2.5M. | 15 | m | AED | 740.08 | 11101.2
2023-02 | 4 | 4.0404 | United Arab Emirates | Abu Dhabi | Infrastructure | Khaleel Al Arabi St | Junction Improvements - Enabling Works | DMT | AECC | Award | 2023 |  | Pipework - Manholes And Pipework Ancillaries | K514.2 | 1200Mm Dia Duct; Depth 2.0 - 2.5M. | 1 | m | AED | 1707.75 | Rate Only
2023-02 | 4 | 4.0404 | United Arab Emirates | Abu Dhabi | Infrastructure | Khaleel Al Arabi St | Junction Improvements - Enabling Works | DMT | AECC | Award | 2023 |  | Pipework - Manholes And Pipework Ancillaries | K513.2 | Spilt Ducts; Supply, Lay And Joint Grp Spilt Ducts / Sleeves In Trenches Beneath Carriageway Including Excavation, Backfilling With Suitable Selected Excavated Material, End Caps, Spacers, Warning Tape, Duct Marker And Disposal Of Surplus Excavated Material To Spoil Heaps On Designated Area To Be Determined By The Engineer.; Concrete Encased Grp Split Duct For Existing Pipes (Concrete Measured Separately); Split Duct For 1X400Mm Dia Existing Water Line; Depth 1.5 - 2.0M. | 15 | m | AED | 1448.23 | 21723.45
2023-02 | 4 | 4.0404 | United Arab Emirates | Abu Dhabi | Infrastructure | Khaleel Al Arabi St | Junction Improvements - Enabling Works | DMT | AECC | Award | 2023 |  | Pipework - Manholes And Pipework Ancillaries | K523.2 | Spilt Ducts; Supply, Lay And Joint Grp Spilt Ducts / Sleeves In Trenches Beneath Carriageway Including Excavation, Backfilling With Suitable Selected Excavated Material, End Caps, Spacers, Warning Tape, Duct Marker And Disposal Of Surplus Excavated Material To Spoil Heaps On Designated Area To Be Determined By The Engineer.; Concrete Encased Grp Split Duct For Existing Pipes (Concrete Measured Separately); Split Duct For 2X400Mm Dia Existing Water Line; Depth 1.5 - 2.0M. | 15 | m | AED | 2775.93 | 41638.95
2023-02 | 4 | 4.0404 | United Arab Emirates | Abu Dhabi | Infrastructure | Khaleel Al Arabi St | Junction Improvements - Enabling Works | DMT | AECC | Award | 2023 |  | Pipework - Manholes And Pipework Ancillaries | K514.2 | Spilt Ducts; Supply, Lay And Joint Grp Spilt Ducts / Sleeves In Trenches Beneath Carriageway Including Excavation, Backfilling With Suitable Selected Excavated Material, End Caps, Spacers, Warning Tape, Duct Marker And Disposal Of Surplus Excavated Material To Spoil Heaps On Designated Area To Be Determined By The Engineer.; Concrete Encased Grp Split Duct For Existing Pipes (Concrete Measured Separately); Split Duct For 2X400Mm Dia Existing Water Line; Depth 2.0 - 2.5M. | 5 | m | AED | 3156.24 | 15781.2
2023-02 | 4 | 4.0404 | United Arab Emirates | Abu Dhabi | Infrastructure | Khaleel Al Arabi St | Junction Improvements - Enabling Works | DMT | AECC | Award | 2023 |  | Pipework - Manholes And Pipework Ancillaries | K514.2 | Spilt Ducts; Supply, Lay And Joint Grp Spilt Ducts / Sleeves In Trenches Beneath Carriageway Including Excavation, Backfilling With Suitable Selected Excavated Material, End Caps, Spacers, Warning Tape, Duct Marker And Disposal Of Surplus Excavated Material To Spoil Heaps On Designated Area To Be Determined By The Engineer.; Concrete Encased Grp Split Duct For Existing Pipes (Concrete Measured Separately); Split Duct For 800Mm Dia Existing Water Line; Depth 2.0 - 2.5M. | 1 | m | AED | 2827.17 | Rate Only
2023-02 | 4 | 4.0404 | United Arab Emirates | Abu Dhabi | Infrastructure | Khaleel Al Arabi St | Junction Improvements - Enabling Works | DMT | AECC | Award | 2023 |  | Pipework - Manholes And Pipework Ancillaries | K515.2 | Spilt Ducts; Supply, Lay And Joint Grp Spilt Ducts / Sleeves In Trenches Beneath Carriageway Including Excavation, Backfilling With Suitable Selected Excavated Material, End Caps, Spacers, Warning Tape, Duct Marker And Disposal Of Surplus Excavated Material To Spoil Heaps On Designated Area To Be Determined By The Engineer.; Concrete Encased Grp Split Duct For Existing Pipes (Concrete Measured Separately); Split Duct For 800Mm Dia Existing Water Line; Depth 2.5 - 3.0M. | 1 | m | AED | 2985.03 | Rate Only
2023-02 | 4 | 4.0405 | United Arab Emirates | Abu Dhabi | Infrastructure | Khaleel Al Arabi St | Junction Improvements - Enabling Works | DMT | AECC | Award | 2023 |  | Pipework - Supports And Protection | L542 | Beds And Surround; Granular Imported Material Beds And Surround To Pipe Including In Accordance With Drawings And Specification.; For 400Mm Dia Di Pipes | 15 | m | AED | 27.6 | 414
2023-02 | 4 | 4.0405 | United Arab Emirates | Abu Dhabi | Infrastructure | Khaleel Al Arabi St | Junction Improvements - Enabling Works | DMT | AECC | Award | 2023 |  | Pipework - Supports And Protection | L542 | Beds And Surround; Granular Imported Material Beds And Surround To Pipe Including In Accordance With Drawings And Specification.; For 800Mm Dia Di Pipes | 6 | m | AED | 41.4 | 248.4
2023-02 | 4 | 4.0405 | United Arab Emirates | Abu Dhabi | Infrastructure | Khaleel Al Arabi St | Junction Improvements - Enabling Works | DMT | AECC | Award | 2023 |  | Pipework - Supports And Protection | L542 | Beds And Surround; Granular Imported Material Beds And Surround To Pipe Including In Accordance With Drawings And Specification.; For 600Mm Dia Grp Extended Ducts | 5 | m | AED | 36.77 | 183.85
2023-02 | 4 | 4.0405 | United Arab Emirates | Abu Dhabi | Infrastructure | Khaleel Al Arabi St | Junction Improvements - Enabling Works | DMT | AECC | Award | 2023 |  | Pipework - Supports And Protection | L542 | Beds And Surround; Granular Imported Material Beds And Surround To Pipe Including In Accordance With Drawings And Specification.; For 1200Mm Dia Grp Extended Ducts | 1 | m | AED | 64.4 | Rate Only
2023-02 | 4 | 4.0405 | United Arab Emirates | Abu Dhabi | Infrastructure | Khaleel Al Arabi St | Junction Improvements - Enabling Works | DMT | AECC | Award | 2023 |  | Pipework - Supports And Protection | L552.1 | Reinforced Concrete Surround To Ducts Including Formwork In Accordance With Drawings And Specification; For 600Mm Dia Grp Extended Ducts | 35 | m | AED | 1033.9 | 36186.5
2023-02 | 4 | 4.0405 | United Arab Emirates | Abu Dhabi | Infrastructure | Khaleel Al Arabi St | Junction Improvements - Enabling Works | DMT | AECC | Award | 2023 |  | Pipework - Supports And Protection | L552.2 | Reinforced Concrete Surround To Ducts Including Formwork In Accordance With Drawings And Specification; For 1200Mm Dia Grp Extended Ducts | 1 | m | AED | 2073.45 | Rate Only
2023-02 | 4 | 4.0405 | United Arab Emirates | Abu Dhabi | Infrastructure | Khaleel Al Arabi St | Junction Improvements - Enabling Works | DMT | AECC | Award | 2023 |  | Pipework - Supports And Protection | L552.5 | Reinforced Concrete Surround To Ducts Including Formwork In Accordance With Drawings And Specification; For Split Ducts Provided To 1X400Mm Dia Pipe | 15 | m | AED | 1396.14 | 20942.1
2023-02 | 4 | 4.0405 | United Arab Emirates | Abu Dhabi | Infrastructure | Khaleel Al Arabi St | Junction Improvements - Enabling Works | DMT | AECC | Award | 2023 |  | Pipework - Supports And Protection | L552.6 | Reinforced Concrete Surround To Ducts Including Formwork In Accordance With Drawings And Specification; For Split Ducts Provided To 2X400Mm Dia Pipe | 20 | m | AED | 2451.71 | 49034.2
2023-02 | 4 | 4.0405 | United Arab Emirates | Abu Dhabi | Infrastructure | Khaleel Al Arabi St | Junction Improvements - Enabling Works | DMT | AECC | Award | 2023 |  | Pipework - Supports And Protection | L552.7 | Reinforced Concrete Surround To Ducts Including Formwork In Accordance With Drawings And Specification; For Split Ducts Provided 800Mm Dia Pipe | 1 | m | AED | 2008.1 | Rate Only
2023-02 | 4 | 4.0405 | United Arab Emirates | Abu Dhabi | Infrastructure | Khaleel Al Arabi St | Junction Improvements - Enabling Works | DMT | AECC | Award | 2023 |  | Pipework - Supports And Protection | L604.1 | Beds And Surround; Wrapping And Lagging; Geotextile Filter Fabric Membrane As Per Specifications, To Granular Bed And Surround (Granular Bed And Surround Measured Separately); For 400Mm Dia Di Pipes | 15 | m | AED | 49.45 | 741.75
2023-02 | 4 | 4.0406 | United Arab Emirates | Abu Dhabi | Infrastructure | Khaleel Al Arabi St | Junction Improvements - Enabling Works | DMT | AECC | Award | 2023 |  | Pipework - Supports And Protection | L604.2 | Beds And Surround; Wrapping And Lagging; Geotextile Filter Fabric Membrane As Per Specifications, To Granular Bed And Surround (Granular Bed And Surround Measured Separately); For 800Mm Dia Di Pipes | 6 | m | AED | 71.3 | 427.8
2023-02 | 4 | 4.0406 | United Arab Emirates | Abu Dhabi | Infrastructure | Khaleel Al Arabi St | Junction Improvements - Enabling Works | DMT | AECC | Award | 2023 |  | Pipework - Supports And Protection | L604.3 | Beds And Surround; Wrapping And Lagging; Geotextile Filter Fabric Membrane As Per Specifications, To Granular Bed And Surround (Granular Bed And Surround Measured Separately); For 600Mm Dia Grp Extended Ducts | 5 | m | AED | 77.83 | 389.15
2023-02 | 4 | 4.0406 | United Arab Emirates | Abu Dhabi | Infrastructure | Khaleel Al Arabi St | Junction Improvements - Enabling Works | DMT | AECC | Award | 2023 |  | Pipework - Supports And Protection | L604.4 | Beds And Surround; Wrapping And Lagging; Geotextile Filter Fabric Membrane As Per Specifications, To Granular Bed And Surround (Granular Bed And Surround Measured Separately); For 1200Mm Dia Grp Extended Ducts | 1 | m | AED | 135.7 | Rate Only
2023-02 | 4 | 4.0406 | United Arab Emirates | Abu Dhabi | Infrastructure | Khaleel Al Arabi St | Junction Improvements - Enabling Works | DMT | AECC | Award | 2023 |  | Earthworks |  | Contractor'S Cost Adjustment : Contractor May Price Here Any New Items Or Additional/Adjustment Quantity For An Existing Boq Item, Which Are Shown In The Drawings Or Any Other Tender/Contract Documents But Overlooked Or Not Specifically Mentioned Herein And Is Necessary For The Satisfactory Completion Of The Works/This Section. Should The Tenderers Fail To Insert Any Items Here, It Will Be Deemed That The Price For The Tender Includes All Items, Either Shown On The Drawings And Described In The Specification, Or Deemed Necessary By The Tenderer To Develop The Drawings And Specification And To Implement The Works To Represent The Entire Scope Of The Project.; Connection/Disconnection Of Existing 400Mm Pipeline,For Changing Standard D.I Pipe To Restrained Pipe(Inside Split Duct) | 2 | Nr | AED | 43807.95 | 87615.9
2023-02 | 4 | 4.0406 | United Arab Emirates | Abu Dhabi | Infrastructure | Khaleel Al Arabi St | Junction Improvements - Enabling Works | DMT | AECC | Award | 2023 |  | Earthworks |  | Contractor'S Cost Adjustment : Contractor May Price Here Any New Items Or Additional/Adjustment Quantity For An Existing Boq Item, Which Are Shown In The Drawings Or Any Other Tender/Contract Documents But Overlooked Or Not Specifically Mentioned Herein And Is Necessary For The Satisfactory Completion Of The Works/This Section. Should The Tenderers Fail To Insert Any Items Here, It Will Be Deemed That The Price For The Tender Includes All Items, Either Shown On The Drawings And Described In The Specification, Or Deemed Necessary By The Tenderer To Develop The Drawings And Specification And To Implement The Works To Represent The Entire Scope Of The Project.; Connection/Disconnection Of Existing 800Mm Pipeline,For Changing Standard D.I Pipe To Restrained Pipe(Inside Split Duct) | 2 | Nr | AED | 70897.72 | 141795.44
2023-02 | 4 | 4.0406 | United Arab Emirates | Abu Dhabi | Infrastructure | Khaleel Al Arabi St | Junction Improvements - Enabling Works | DMT | AECC | Award | 2023 |  | Earthworks |  | Supply Of 400Mm D.I Restrained Pipes Including Restrained Accessories | 45 | m | AED | 1895.18 | 85283.1
2023-02 | 4 | 4.0406 | United Arab Emirates | Abu Dhabi | Infrastructure | Khaleel Al Arabi St | Junction Improvements - Enabling Works | DMT | AECC | Award | 2023 |  | Earthworks |  | Supply Of 800Mm D.I Restrained Pipes Including Restrained Accessories | 40 | m | AED | 4227.7 | 169108
2023-02 | 4 | 4.0406 | United Arab Emirates | Abu Dhabi | Infrastructure | Khaleel Al Arabi St | Junction Improvements - Enabling Works | DMT | AECC | Award | 2023 |  | Demolition And Site Clearance | D610.1 | Removal Of Existing Irrigation Pipe; Carefully Remove Existing Irrigation Pipes And Fittings And Dispose To Tip As Required Including Disconnection, Excavation, Breaking Out Of Pipe Protection, Thrust Blocks, Backfilling And Remove To Tip And Reinstatement Of Existing Surface.; 63Mm Dia Upvc Pipe | 15 | m | AED | 17.1 | 256.5
2023-02 | 4 | 4.0406 | United Arab Emirates | Abu Dhabi | Infrastructure | Khaleel Al Arabi St | Junction Improvements - Enabling Works | DMT | AECC | Award | 2023 |  | Demolition And Site Clearance | D610.2 | Removal Of Existing Irrigation Pipe; Carefully Remove Existing Irrigation Pipes And Fittings And Dispose To Tip As Required Including Disconnection, Excavation, Breaking Out Of Pipe Protection, Thrust Blocks, Backfilling And Remove To Tip And Reinstatement Of Existing Surface.; 110Mm Dia Upvc Pipe | 740 | m | AED | 26.6 | 19684
2023-02 | 4 | 4.0407 | United Arab Emirates | Abu Dhabi | Infrastructure | Khaleel Al Arabi St | Junction Improvements - Enabling Works | DMT | AECC | Award | 2023 |  | Demolition And Site Clearance | D610.3 | Removal Of Existing Irrigation Pipe; Carefully Remove Existing Irrigation Pipes And Fittings And Dispose To Tip As Required Including Disconnection, Excavation, Breaking Out Of Pipe Protection, Thrust Blocks, Backfilling And Remove To Tip And Reinstatement Of Existing Surface.; 160Mm Dia Upvc Pipe | 1350 | m | AED | 30.4 | 41040
2023-02 | 4 | 4.0407 | United Arab Emirates | Abu Dhabi | Infrastructure | Khaleel Al Arabi St | Junction Improvements - Enabling Works | DMT | AECC | Award | 2023 |  | Demolition And Site Clearance | D610.4 | Removal Of Existing Irrigation Pipe; Carefully Remove Existing Irrigation Pipes And Fittings And Dispose To Tip As Required Including Disconnection, Excavation, Breaking Out Of Pipe Protection, Thrust Blocks, Backfilling And Remove To Tip And Reinstatement Of Existing Surface.; 150Mm Dia Upvc Pipe | 450 | m | AED | 30.4 | 13680
2023-02 | 4 | 4.0407 | United Arab Emirates | Abu Dhabi | Infrastructure | Khaleel Al Arabi St | Junction Improvements - Enabling Works | DMT | AECC | Award | 2023 |  | Demolition And Site Clearance | D610.5 | Removal Of Existing Irrigation Pipe; Carefully Remove Existing Irrigation Pipes And Fittings And Dispose To Tip As Required Including Disconnection, Excavation, Breaking Out Of Pipe Protection, Thrust Blocks, Backfilling And Remove To Tip And Reinstatement Of Existing Surface.; 315Mm Dia Upvc Pipe | 410 | m | AED | 42.75 | 17527.5
2023-02 | 4 | 4.0407 | United Arab Emirates | Abu Dhabi | Infrastructure | Khaleel Al Arabi St | Junction Improvements - Enabling Works | DMT | AECC | Award | 2023 |  | Demolition And Site Clearance | D900.1 | Removal Of Existing Chamber; Carefully Remove Existing Valves Assemblies And Deliver To Authority/Client Stores Including Excavation, Breakout Valve Chambers, Backfilling And Reinstatement Of Existing Surfaces.; Isolation Valve On 110Mm Dia Upvc Pipe Line | 1 | Nr | AED | 5177.5 | Rate Only
2023-02 | 4 | 4.0407 | United Arab Emirates | Abu Dhabi | Infrastructure | Khaleel Al Arabi St | Junction Improvements - Enabling Works | DMT | AECC | Award | 2023 |  | Demolition And Site Clearance | D900.2 | Removal Of Existing Chamber; Carefully Remove Existing Valves Assemblies And Deliver To Authority/Client Stores Including Excavation, Breakout Valve Chambers, Backfilling And Reinstatement Of Existing Surfaces.; Isolation Valve On 160Mm Dia Upvc Pipe Line | 5 | Nr | AED | 5510 | 27550
2023-02 | 4 | 4.0407 | United Arab Emirates | Abu Dhabi | Infrastructure | Khaleel Al Arabi St | Junction Improvements - Enabling Works | DMT | AECC | Award | 2023 |  | Demolition And Site Clearance | D900.3 | Removal Of Existing Chamber; Carefully Remove Existing Valves Assemblies And Deliver To Authority/Client Stores Including Excavation, Breakout Valve Chambers, Backfilling And Reinstatement Of Existing Surfaces.; Air Valve On 160Mm Dia Upvc Pipe Line | 2 | Nr | AED | 5177.5 | 10355
2023-02 | 4 | 4.0407 | United Arab Emirates | Abu Dhabi | Infrastructure | Khaleel Al Arabi St | Junction Improvements - Enabling Works | DMT | AECC | Award | 2023 |  | Demolition And Site Clearance | D900.4 | Removal Of Existing Chamber; Carefully Remove Existing Valves Assemblies And Deliver To Authority/Client Stores Including Excavation, Breakout Valve Chambers, Backfilling And Reinstatement Of Existing Surfaces.; Flow Meter Valve On 160Mm Dia Upvc Pipe Line | 1 | Nr | AED | 5510 | Rate Only
2023-02 | 4 | 4.0407 | United Arab Emirates | Abu Dhabi | Infrastructure | Khaleel Al Arabi St | Junction Improvements - Enabling Works | DMT | AECC | Award | 2023 |  | Demolition And Site Clearance | D900.5 | Removal Of Existing Chamber; Carefully Remove Existing Valves Assemblies And Deliver To Authority/Client Stores Including Excavation, Breakout Valve Chambers, Backfilling And Reinstatement Of Existing Surfaces.; Isolation Valve On 315Mm Dia Upvc Pipe Line | 1 | Nr | AED | 6460 | 6460
2023-02 | 4 | 4.0407 | United Arab Emirates | Abu Dhabi | Infrastructure | Khaleel Al Arabi St | Junction Improvements - Enabling Works | DMT | AECC | Award | 2023 |  | Demolition And Site Clearance | D900.6 | Removal Of Existing Chamber; Carefully Remove Existing Valves Assemblies And Deliver To Authority/Client Stores Including Excavation, Breakout Valve Chambers, Backfilling And Reinstatement Of Existing Surfaces.; Flush Valve On 160Mm Dia Upvc Pipe Line | 1 | Nr | AED | 5510 | 5510
2023-02 | 4 | 4.0407 | United Arab Emirates | Abu Dhabi | Infrastructure | Khaleel Al Arabi St | Junction Improvements - Enabling Works | DMT | AECC | Award | 2023 |  | Precast Concrete | H512.1 | Construction Of Protection Slab Over Existing Pipelines Including Excavation, Backfilling, Dewatering Etc And All Required Plants, Materials, Labours And Complete As Per Tender/Contract Requirements; 1000 X 500 X 150Mm Thick | 20 | Nr | AED | 281.63 | 5632.6
2023-02 | 4 | 4.0408 | United Arab Emirates | Abu Dhabi | Infrastructure | Khaleel Al Arabi St | Junction Improvements - Enabling Works | DMT | AECC | Award | 2023 |  | Precast Concrete | H512.2 | Construction Of Protection Slab Over Existing Pipelines Including Excavation, Backfilling, Dewatering Etc And All Required Plants, Materials, Labours And Complete As Per Tender/Contract Requirements; 1600 X 500 X 150Mm Thick | 15 | Nr | AED | 565.57 | 8483.55
2023-02 | 4 | 4.0408 | United Arab Emirates | Abu Dhabi | Infrastructure | Khaleel Al Arabi St | Junction Improvements - Enabling Works | DMT | AECC | Award | 2023 |  | Pipework - Pipes | I512.1 | Supply, Lay And Joint Hdpe Pipeline In Trenches Including Excavation, Backfilling, Disposal Of Surplus Material, Warning Tapes, Testing And Commissioning Etc. Complete As Per The Specifications And Standard Drawings.; Hdpe Pipes; For 63Mm Dia Pipes; Depth Not Exceeding 1.5M. | 45 | m | AED | 43.7 | 1966.5
2023-02 | 4 | 4.0408 | United Arab Emirates | Abu Dhabi | Infrastructure | Khaleel Al Arabi St | Junction Improvements - Enabling Works | DMT | AECC | Award | 2023 |  | Pipework - Pipes | I512.2 | For 160Mm Dia Pipes; Depth Not Exceeding 1.5M. | 5 | m | AED | 212.75 | 1063.75
2023-02 | 4 | 4.0408 | United Arab Emirates | Abu Dhabi | Infrastructure | Khaleel Al Arabi St | Junction Improvements - Enabling Works | DMT | AECC | Award | 2023 |  | Pipework - Pipes | I513.1 | For 160Mm Dia Pipes; Depth 1.5 - 2.0M. | 5 | m | AED | 253 | 1265
2023-02 | 4 | 4.0408 | United Arab Emirates | Abu Dhabi | Infrastructure | Khaleel Al Arabi St | Junction Improvements - Enabling Works | DMT | AECC | Award | 2023 |  | Pipework - Pipes | I512.3 | For 315Mm Dia Pipes; Depth Not Exceeding 1.5M. | 100 | m | AED | 373.75 | 37375
2023-02 | 4 | 4.0408 | United Arab Emirates | Abu Dhabi | Infrastructure | Khaleel Al Arabi St | Junction Improvements - Enabling Works | DMT | AECC | Award | 2023 |  | Pipework - Pipes | I513.2 | For 315Mm Dia Pipes; Depth 1.5 - 2.0M. | 150 | m | AED | 388.7 | 58305
2023-02 | 4 | 4.0408 | United Arab Emirates | Abu Dhabi | Infrastructure | Khaleel Al Arabi St | Junction Improvements - Enabling Works | DMT | AECC | Award | 2023 |  | Pipework - Pipes | I514 | For 315Mm Dia Pipes; Depth 2.0 - 2.5M. | 100 | m | AED | 397.9 | 39790
2023-02 | 4 | 4.0408 | United Arab Emirates | Abu Dhabi | Infrastructure | Khaleel Al Arabi St | Junction Improvements - Enabling Works | DMT | AECC | Award | 2023 |  | Pipework - Pipes | I515 | For 315Mm Dia Pipes; Depth 2.5 - 3.0M. | 30 | m | AED | 447.35 | 13420.5
2023-02 | 4 | 4.0408 | United Arab Emirates | Abu Dhabi | Infrastructure | Khaleel Al Arabi St | Junction Improvements - Enabling Works | DMT | AECC | Award | 2023 |  | Pipework - Pipes | I516 | For 315Mm Dia Pipes; Depth 3.0 - 3.5M. | 10 | m | AED | 488.75 | 4887.5
2023-02 | 4 | 4.0408 | United Arab Emirates | Abu Dhabi | Infrastructure | Khaleel Al Arabi St | Junction Improvements - Enabling Works | DMT | AECC | Award | 2023 |  | Pipework - Pipes | I512.1 | Supply, Lay And Joint Upvc Pipeline In Trenches Including Excavation, Backfilling, Disposal Of Surplus Material, Warning Tapes, All Fittings, Testing And Commissioning Etc. Complete As Per The Specifications And Standard Drawings.; Upvc Pipes; For 110Mm Dia Pipes; Depth Not Exceeding 1.5M. | 330 | m | AED | 64.6 | 21318
2023-02 | 4 | 4.0408 | United Arab Emirates | Abu Dhabi | Infrastructure | Khaleel Al Arabi St | Junction Improvements - Enabling Works | DMT | AECC | Award | 2023 |  | Pipework - Pipes | I513.1 | Supply, Lay And Joint Upvc Pipeline In Trenches Including Excavation, Backfilling, Disposal Of Surplus Material, Warning Tapes, All Fittings, Testing And Commissioning Etc. Complete As Per The Specifications And Standard Drawings.; Upvc Pipes; For 110Mm Dia Pipes; Depth 1.5 - 2.0M. | 150 | m | AED | 70.3 | 10545
2023-02 | 4 | 4.0409 | United Arab Emirates | Abu Dhabi | Infrastructure | Khaleel Al Arabi St | Junction Improvements - Enabling Works | DMT | AECC | Award | 2023 |  | Pipework - Pipes | I512.1 | For 160Mm Dia Pipes; Depth Not Exceeding 1.5M. | 400 | m | AED | 83.6 | 33440
2023-02 | 4 | 4.0409 | United Arab Emirates | Abu Dhabi | Infrastructure | Khaleel Al Arabi St | Junction Improvements - Enabling Works | DMT | AECC | Award | 2023 |  | Pipework - Pipes | I513.2 | For 160Mm Dia Pipes; Depth 1.5 - 2.0M. | 95 | m | AED | 89.3 | 8483.5
2023-02 | 4 | 4.0409 | United Arab Emirates | Abu Dhabi | Infrastructure | Khaleel Al Arabi St | Junction Improvements - Enabling Works | DMT | AECC | Award | 2023 |  | Pipework - Pipes | I512.3 | For 150Mm Dia Pipes; Depth Not Exceeding 1.5M. | 485 | m | AED | 79.8 | 38703
2023-02 | 4 | 4.0409 | United Arab Emirates | Abu Dhabi | Infrastructure | Khaleel Al Arabi St | Junction Improvements - Enabling Works | DMT | AECC | Award | 2023 |  | Pipework - Pipes | I513.3 | For 150Mm Dia Pipes; Depth 1.5 - 2.0M. | 170 | m | AED | 83.6 | 14212
2023-02 | 4 | 4.0409 | United Arab Emirates | Abu Dhabi | Infrastructure | Khaleel Al Arabi St | Junction Improvements - Enabling Works | DMT | AECC | Award | 2023 |  | Pipework - Pipes | I512.4 | For 315Mm Dia Pipes; Depth Not Exceeding 1.5M. | 15 | m | AED | 176.7 | 2650.5
2023-02 | 4 | 4.0409 | United Arab Emirates | Abu Dhabi | Infrastructure | Khaleel Al Arabi St | Junction Improvements - Enabling Works | DMT | AECC | Award | 2023 |  | Pipework - Pipes | I513.4 | For 315Mm Dia Pipes; Depth 1.5 - 2.0M. | 15 | m | AED | 184.3 | 2764.5
2023-02 | 4 | 4.0409 | United Arab Emirates | Abu Dhabi | Infrastructure | Khaleel Al Arabi St | Junction Improvements - Enabling Works | DMT | AECC | Award | 2023 |  | Pipework - Pipes | I511.1 | Supply And Lay Upvc Pipes Not In Trench. Earthworks And Other Accessories Already Included In Road Crossing Ducts.; 110Mm Dia Pipe. | 15 | m | AED | 72.2 | 1083
2023-02 | 4 | 4.0409 | United Arab Emirates | Abu Dhabi | Infrastructure | Khaleel Al Arabi St | Junction Improvements - Enabling Works | DMT | AECC | Award | 2023 |  | Pipework - Pipes | I511.2 | Supply And Lay Upvc Pipes Not In Trench. Earthworks And Other Accessories Already Included In Road Crossing Ducts.; 160Mm Dia Pipe. | 15 | m | AED | 83.6 | 1254
2023-02 | 4 | 4.0409 | United Arab Emirates | Abu Dhabi | Infrastructure | Khaleel Al Arabi St | Junction Improvements - Enabling Works | DMT | AECC | Award | 2023 |  | Pipework - Pipes | I511.3 | Supply And Lay Upvc Pipes Not In Trench. Earthworks And Other Accessories Already Included In Road Crossing Ducts.; 150Mm Dia Pipe. | 30 | m | AED | 79.8 | 2394
2023-02 | 4 | 4.0409 | United Arab Emirates | Abu Dhabi | Infrastructure | Khaleel Al Arabi St | Junction Improvements - Enabling Works | DMT | AECC | Award | 2023 |  | Pipework - Fittings And Valves | J411 | Supply, Install And Joint Hdpe Fittings In Trench Including Joints, Making Cut Pieces, Testing, Neoprene, Rubber Wraps In Etc. Complete As Specified; Hdpe Fittings; Bends; Bend 90O; 63Mm Dia. | 2 | Nr | AED | 74.75 | 149.5
2023-02 | 4 | 4.041 | United Arab Emirates | Abu Dhabi | Infrastructure | Khaleel Al Arabi St | Junction Improvements - Enabling Works | DMT | AECC | Award | 2023 |  | Pipework - Fittings And Valves | J413 | Supply, Install And Joint Hdpe Fittings In Trench Including Joints, Making Cut Pieces, Testing, Neoprene, Rubber Wraps In Etc. Complete As Specified; Hdpe Fittings; Bends; Bend 22.5O; 315Mm Dia. | 2 | Nr | AED | 601.45 | 1202.9
2023-02 | 4 | 4.041 | United Arab Emirates | Abu Dhabi | Infrastructure | Khaleel Al Arabi St | Junction Improvements - Enabling Works | DMT | AECC | Award | 2023 |  | Pipework - Fittings And Valves | J423 | Tee'S; Tee 315 X 315Mm . | 1 | Nr | AED | 902.75 | 902.75
2023-02 | 4 | 4.041 | United Arab Emirates | Abu Dhabi | Infrastructure | Khaleel Al Arabi St | Junction Improvements - Enabling Works | DMT | AECC | Award | 2023 |  | Pipework - Fittings And Valves | J693.1 | Reducer; 315X160Mm Dia | 1 | Nr | AED | 722.2 | 722.2
2023-02 | 4 | 4.041 | United Arab Emirates | Abu Dhabi | Infrastructure | Khaleel Al Arabi St | Junction Improvements - Enabling Works | DMT | AECC | Award | 2023 |  | Pipework - Fittings And Valves | J411.1 | Supply, Install And Joint Upvc Fittings In Trench Including Joints, Making Cut Pieces, Testing, Neoprene, Rubber Wraps In Etc. Complete As Specified; Bends; Bend 11.25O; 110Mm Dia. | 1 | Nr | AED | 152 | 152
2023-02 | 4 | 4.041 | United Arab Emirates | Abu Dhabi | Infrastructure | Khaleel Al Arabi St | Junction Improvements - Enabling Works | DMT | AECC | Award | 2023 |  | Pipework - Fittings And Valves | J411.2 | Supply, Install And Joint Upvc Fittings In Trench Including Joints, Making Cut Pieces, Testing, Neoprene, Rubber Wraps In Etc. Complete As Specified; Bends; Bend 22.5O; 110Mm Dia. | 1 | Nr | AED | 156.75 | 156.75
2023-02 | 4 | 4.041 | United Arab Emirates | Abu Dhabi | Infrastructure | Khaleel Al Arabi St | Junction Improvements - Enabling Works | DMT | AECC | Award | 2023 |  | Pipework - Fittings And Valves | J411.3 | Supply, Install And Joint Upvc Fittings In Trench Including Joints, Making Cut Pieces, Testing, Neoprene, Rubber Wraps In Etc. Complete As Specified; Bends; Bend 45O; 110Mm Dia. | 10 | Nr | AED | 156.75 | 1567.5
2023-02 | 4 | 4.041 | United Arab Emirates | Abu Dhabi | Infrastructure | Khaleel Al Arabi St | Junction Improvements - Enabling Works | DMT | AECC | Award | 2023 |  | Pipework - Fittings And Valves | J411.4 | Supply, Install And Joint Upvc Fittings In Trench Including Joints, Making Cut Pieces, Testing, Neoprene, Rubber Wraps In Etc. Complete As Specified; Bends; Bend 90O; 110Mm Dia. | 2 | Nr | AED | 137.75 | 275.5
2023-02 | 4 | 4.041 | United Arab Emirates | Abu Dhabi | Infrastructure | Khaleel Al Arabi St | Junction Improvements - Enabling Works | DMT | AECC | Award | 2023 |  | Pipework - Fittings And Valves | J411.5 | Supply, Install And Joint Upvc Fittings In Trench Including Joints, Making Cut Pieces, Testing, Neoprene, Rubber Wraps In Etc. Complete As Specified; Bends; Bend 11.25O; 160Mm Dia. | 1 | Nr | AED | 174.8 | 174.8
2023-02 | 4 | 4.041 | United Arab Emirates | Abu Dhabi | Infrastructure | Khaleel Al Arabi St | Junction Improvements - Enabling Works | DMT | AECC | Award | 2023 |  | Pipework - Fittings And Valves | J411.6 | Supply, Install And Joint Upvc Fittings In Trench Including Joints, Making Cut Pieces, Testing, Neoprene, Rubber Wraps In Etc. Complete As Specified; Bends; Bend 22.5O; 160Mm Dia. | 1 | Nr | AED | 176.7 | 176.7
2023-02 | 4 | 4.0411 | United Arab Emirates | Abu Dhabi | Infrastructure | Khaleel Al Arabi St | Junction Improvements - Enabling Works | DMT | AECC | Award | 2023 |  | Pipework - Fittings And Valves | J411.7 | Supply, Install And Joint Upvc Fittings In Trench Including Joints, Making Cut Pieces, Testing, Neoprene, Rubber Wraps In Etc. Complete As Specified; Bends; Bend 45O; 160Mm Dia. | 8 | Nr | AED | 180.5 | 1444
2023-02 | 4 | 4.0411 | United Arab Emirates | Abu Dhabi | Infrastructure | Khaleel Al Arabi St | Junction Improvements - Enabling Works | DMT | AECC | Award | 2023 |  | Pipework - Fittings And Valves | J411.8 | Supply, Install And Joint Upvc Fittings In Trench Including Joints, Making Cut Pieces, Testing, Neoprene, Rubber Wraps In Etc. Complete As Specified; Bends; Bend 90O; 160Mm Dia. | 3 | Nr | AED | 171 | 513
2023-02 | 4 | 4.0411 | United Arab Emirates | Abu Dhabi | Infrastructure | Khaleel Al Arabi St | Junction Improvements - Enabling Works | DMT | AECC | Award | 2023 |  | Pipework - Fittings And Valves | J411.9 | Supply, Install And Joint Upvc Fittings In Trench Including Joints, Making Cut Pieces, Testing, Neoprene, Rubber Wraps In Etc. Complete As Specified; Bends; Bend 11.25O; 150Mm Dia. | 1 | Nr | AED | 156.75 | 156.75
2023-02 | 4 | 4.0411 | United Arab Emirates | Abu Dhabi | Infrastructure | Khaleel Al Arabi St | Junction Improvements - Enabling Works | DMT | AECC | Award | 2023 |  | Pipework - Fittings And Valves | J411.10 | Supply, Install And Joint Upvc Fittings In Trench Including Joints, Making Cut Pieces, Testing, Neoprene, Rubber Wraps In Etc. Complete As Specified; Bends; Bend 22.5O; 150Mm Dia. | 1 | Nr | AED | 161.5 | 161.5
2023-02 | 4 | 4.0411 | United Arab Emirates | Abu Dhabi | Infrastructure | Khaleel Al Arabi St | Junction Improvements - Enabling Works | DMT | AECC | Award | 2023 |  | Pipework - Fittings And Valves | J411.11 | Supply, Install And Joint Upvc Fittings In Trench Including Joints, Making Cut Pieces, Testing, Neoprene, Rubber Wraps In Etc. Complete As Specified; Bends; Bend 45O; 150Mm Dia. | 9 | Nr | AED | 159.6 | 1436.4
2023-02 | 4 | 4.0411 | United Arab Emirates | Abu Dhabi | Infrastructure | Khaleel Al Arabi St | Junction Improvements - Enabling Works | DMT | AECC | Award | 2023 |  | Pipework - Fittings And Valves | J411.12 | Supply, Install And Joint Upvc Fittings In Trench Including Joints, Making Cut Pieces, Testing, Neoprene, Rubber Wraps In Etc. Complete As Specified; Bends; Bend 90O; 150Mm Dia. | 3 | Nr | AED | 161.5 | 484.5
2023-02 | 4 | 4.0411 | United Arab Emirates | Abu Dhabi | Infrastructure | Khaleel Al Arabi St | Junction Improvements - Enabling Works | DMT | AECC | Award | 2023 |  | Pipework - Fittings And Valves |  | Supply, Install And Joint Upvc Fittings In Trench Including Joints, Making Cut Pieces, Testing, Neoprene, Rubber Wraps In Etc. Complete As Specified; Bends; Bend 22.5O; 315Mm Dia. | 4 | Nr | AED | 570.4 | 2281.6
2023-02 | 4 | 4.0411 | United Arab Emirates | Abu Dhabi | Infrastructure | Khaleel Al Arabi St | Junction Improvements - Enabling Works | DMT | AECC | Award | 2023 |  | Pipework - Fittings And Valves | J421 | Tee'S; Tee 110 X 110Mm . | 6 | Nr | AED | 213.75 | 1282.5
2023-02 | 4 | 4.0411 | United Arab Emirates | Abu Dhabi | Infrastructure | Khaleel Al Arabi St | Junction Improvements - Enabling Works | DMT | AECC | Award | 2023 |  | Pipework - Fittings And Valves | J422 | Tee'S; Tee 160 X160Mm . | 7 | Nr | AED | 275.5 | 1928.5
2023-02 | 4 | 4.0411 | United Arab Emirates | Abu Dhabi | Infrastructure | Khaleel Al Arabi St | Junction Improvements - Enabling Works | DMT | AECC | Award | 2023 |  | Pipework - Fittings And Valves | J693.1 | End Cap; 110Mm Dia Stubout With End Cap. | 7 | Nr | AED | 266 | 1862
2023-02 | 4 | 4.0412 | United Arab Emirates | Abu Dhabi | Infrastructure | Khaleel Al Arabi St | Junction Improvements - Enabling Works | DMT | AECC | Award | 2023 |  | Pipework - Fittings And Valves | J693.2 | End Cap; 160 Mm Dia Stubout With End Cap. | 19 | Nr | AED | 332.5 | 6317.5
2023-02 | 4 | 4.0412 | United Arab Emirates | Abu Dhabi | Infrastructure | Khaleel Al Arabi St | Junction Improvements - Enabling Works | DMT | AECC | Award | 2023 |  | Pipework - Fittings And Valves | J693.3 | End Cap; 150 Mm Dia Stubout With End Cap. | 1 | Nr | AED | 402.5 | 402.5
2023-02 | 4 | 4.0412 | United Arab Emirates | Abu Dhabi | Infrastructure | Khaleel Al Arabi St | Junction Improvements - Enabling Works | DMT | AECC | Award | 2023 |  | Pipework - Fittings And Valves | J481.1 | Supply And Install Of Upvc Straight Special As Rocker Pipes At Valve Chambers.; Straight Special; 110Mm Dia. X 600Mm Long | 2 | Nr | AED | 3249 | 6498
2023-02 | 4 | 4.0412 | United Arab Emirates | Abu Dhabi | Infrastructure | Khaleel Al Arabi St | Junction Improvements - Enabling Works | DMT | AECC | Award | 2023 |  | Pipework - Fittings And Valves | J481.2 | Supply And Install Of Upvc Straight Special As Rocker Pipes At Valve Chambers.; Straight Special; 160Mm Dia. X 600Mm Long | 16 | Nr | AED | 3401 | 54416
2023-02 | 4 | 4.0412 | United Arab Emirates | Abu Dhabi | Infrastructure | Khaleel Al Arabi St | Junction Improvements - Enabling Works | DMT | AECC | Award | 2023 |  | Pipework - Fittings And Valves | J483 | Supply And Install Of Upvc Straight Special As Rocker Pipes At Valve Chambers.; Straight Special; 315Mm Dia. X 600Mm Long | 6 | Nr | AED | 5510 | 33060
2023-02 | 4 | 4.0412 | United Arab Emirates | Abu Dhabi | Infrastructure | Khaleel Al Arabi St | Junction Improvements - Enabling Works | DMT | AECC | Award | 2023 |  | Pipework - Fittings And Valves | J811.1 | Valves; Isolation Valves; Supply And Fix The Following Isolation Valves Complete With All Accessories, Complete As Detailed In The Drawings And Specifications (Chamber Construction Measured Separately).; Isolation Valve On 110Mm Dia. Pipe. | 1 | Nr | AED | 3667 | 3667
2023-02 | 4 | 4.0412 | United Arab Emirates | Abu Dhabi | Infrastructure | Khaleel Al Arabi St | Junction Improvements - Enabling Works | DMT | AECC | Award | 2023 |  | Pipework - Fittings And Valves | J811.2 | Valves; Isolation Valves; Supply And Fix The Following Isolation Valves Complete With All Accessories, Complete As Detailed In The Drawings And Specifications (Chamber Construction Measured Separately).; Isolation Valve On 160Mm Dia. Pipe. | 5 | Nr | AED | 4598 | 22990
2023-02 | 4 | 4.0412 | United Arab Emirates | Abu Dhabi | Infrastructure | Khaleel Al Arabi St | Junction Improvements - Enabling Works | DMT | AECC | Award | 2023 |  | Pipework - Fittings And Valves | J812 | Valves; Isolation Valves; Supply And Fix The Following Isolation Valves Complete With All Accessories, Complete As Detailed In The Drawings And Specifications (Chamber Construction Measured Separately).; Isolation Valve On 315Mm Dia. Pipe. | 3 | Nr | AED | 8246 | 24738
2023-02 | 4 | 4.0412 | United Arab Emirates | Abu Dhabi | Infrastructure | Khaleel Al Arabi St | Junction Improvements - Enabling Works | DMT | AECC | Award | 2023 |  | Pipework - Fittings And Valves | J861 | Air Release Valves; Supply And Install The Following Air Release Valves Complete With All Accessories, Complete As Detailed In The Drawings And Specifications (Chamber Construction Measured Separately).; Air Valve On 160Mm Dia Pipe | 2 | Nr | AED | 9376.5 | 18753
2023-02 | 4 | 4.0412 | United Arab Emirates | Abu Dhabi | Infrastructure | Khaleel Al Arabi St | Junction Improvements - Enabling Works | DMT | AECC | Award | 2023 |  | Pipework - Fittings And Valves | J893 | Flow Meter Valves; Supply And Install The Flow Meter Valves Complete With All Accessories, Complete As Detailed In The Drawings And Specifications (Chamber Construction Measured Separately).; Flow Meter Valve On 160Mm Dia Pipe | 1 | Nr | AED | 12920 | Rate Only
2023-02 | 4 | 4.0412 | United Arab Emirates | Abu Dhabi | Infrastructure | Khaleel Al Arabi St | Junction Improvements - Enabling Works | DMT | AECC | Award | 2023 |  | Pipework - Fittings And Valves | J891 | Flush Valves; Supply And Install The Flush Valves Complete With All Accessories, Complete As Detailed In The Drawings And Specifications (Chamber Construction Measured Separately).; Flush Valve On 160Mm Dia Pipe | 1 | Nr | AED | 5589 | 5589
2023-02 | 4 | 4.0413 | United Arab Emirates | Abu Dhabi | Infrastructure | Khaleel Al Arabi St | Junction Improvements - Enabling Works | DMT | AECC | Award | 2023 |  | Pipework - Manholes And Pipework Ancillaries | K231.1 | Valve Chambers; Chambers Complete, Including Pipe Pieces, Valve Wrappings, Vertical Pipe, Water Tight Sealing Arrangement, Surface Box, Concrete Slab, Pcc Work, Structural Back Fill, Marker Post, Spindle Support Etc. Complete As Per Standards; Isolation Valve Chamber; On 110Mm Dia; Depth Not Exceeding 1.5M. | 1 | Nr | AED | 22277.5 | 22277.5
2023-02 | 4 | 4.0413 | United Arab Emirates | Abu Dhabi | Infrastructure | Khaleel Al Arabi St | Junction Improvements - Enabling Works | DMT | AECC | Award | 2023 |  | Pipework - Manholes And Pipework Ancillaries | K231.2 | Valve Chambers; Chambers Complete, Including Pipe Pieces, Valve Wrappings, Vertical Pipe, Water Tight Sealing Arrangement, Surface Box, Concrete Slab, Pcc Work, Structural Back Fill, Marker Post, Spindle Support Etc. Complete As Per Standards; Isolation Valve Chamber; On 160Mm Dia; Depth Not Exceeding 1.5M. | 3 | Nr | AED | 23617 | 70851
2023-02 | 4 | 4.0413 | United Arab Emirates | Abu Dhabi | Infrastructure | Khaleel Al Arabi St | Junction Improvements - Enabling Works | DMT | AECC | Award | 2023 |  | Pipework - Manholes And Pipework Ancillaries | K232.1 | Valve Chambers; Chambers Complete, Including Pipe Pieces, Valve Wrappings, Vertical Pipe, Water Tight Sealing Arrangement, Surface Box, Concrete Slab, Pcc Work, Structural Back Fill, Marker Post, Spindle Support Etc. Complete As Per Standards; Isolation Valve Chamber; On 160Mm Dia; Depth 1.5 - 2.0M | 2 | Nr | AED | 25080 | 50160
2023-02 | 4 | 4.0413 | United Arab Emirates | Abu Dhabi | Infrastructure | Khaleel Al Arabi St | Junction Improvements - Enabling Works | DMT | AECC | Award | 2023 |  | Pipework - Manholes And Pipework Ancillaries | K231.3 | Valve Chambers; Chambers Complete, Including Pipe Pieces, Valve Wrappings, Vertical Pipe, Water Tight Sealing Arrangement, Surface Box, Concrete Slab, Pcc Work, Structural Back Fill, Marker Post, Spindle Support Etc. Complete As Per Standards; Isolation Valve Chamber; On 315Mm Dia; Depth Not Exceeding 1.5M. | 2 | Nr | AED | 28063 | 56126
2023-02 | 4 | 4.0413 | United Arab Emirates | Abu Dhabi | Infrastructure | Khaleel Al Arabi St | Junction Improvements - Enabling Works | DMT | AECC | Award | 2023 |  | Pipework - Manholes And Pipework Ancillaries | K232.2 | Valve Chambers; Chambers Complete, Including Pipe Pieces, Valve Wrappings, Vertical Pipe, Water Tight Sealing Arrangement, Surface Box, Concrete Slab, Pcc Work, Structural Back Fill, Marker Post, Spindle Support Etc. Complete As Per Standards; Isolation Valve Chamber; On 315Mm Dia; Depth 1.5 - 2.0M | 1 | Nr | AED | 31961.67 | 31961.67
2023-02 | 4 | 4.0413 | United Arab Emirates | Abu Dhabi | Infrastructure | Khaleel Al Arabi St | Junction Improvements - Enabling Works | DMT | AECC | Award | 2023 |  | Pipework - Manholes And Pipework Ancillaries | K231.4 | Air Valve Chamber; On 160Mm Dia; Depth Not Exceeding 1.5M. | 1 | Nr | AED | 23617 | 23617
2023-02 | 4 | 4.0413 | United Arab Emirates | Abu Dhabi | Infrastructure | Khaleel Al Arabi St | Junction Improvements - Enabling Works | DMT | AECC | Award | 2023 |  | Pipework - Manholes And Pipework Ancillaries | K232.2 | Air Valve Chamber; On 160Mm Dia; Depth 1.5 - 2.0M | 1 | Nr | AED | 25080 | 25080
2023-02 | 4 | 4.0413 | United Arab Emirates | Abu Dhabi | Infrastructure | Khaleel Al Arabi St | Junction Improvements - Enabling Works | DMT | AECC | Award | 2023 |  | Pipework - Manholes And Pipework Ancillaries | K231.5 | Flow Meter Valve Chamber; On 160Mm Dia; Depth Not Exceeding 1.5M. | 1 | Nr | AED | 26980 | Rate Only
2023-02 | 4 | 4.0413 | United Arab Emirates | Abu Dhabi | Infrastructure | Khaleel Al Arabi St | Junction Improvements - Enabling Works | DMT | AECC | Award | 2023 |  | Pipework - Manholes And Pipework Ancillaries | K232.3 | Flow Meter Valve Chamber; On 160Mm Dia; Depth 1.5 - 2.0M | 1 | Nr | AED | 41166.05 | Rate Only
2023-02 | 4 | 4.0414 | United Arab Emirates | Abu Dhabi | Infrastructure | Khaleel Al Arabi St | Junction Improvements - Enabling Works | DMT | AECC | Award | 2023 |  | Pipework - Manholes And Pipework Ancillaries | K231.6 | Flush Valve Chamber; On 160Mm Dia; Depth Not Exceeding 1.5M. | 1 | Nr | AED | 26980 | 26980
2023-02 | 4 | 4.0414 | United Arab Emirates | Abu Dhabi | Infrastructure | Khaleel Al Arabi St | Junction Improvements - Enabling Works | DMT | AECC | Award | 2023 |  | Pipework - Manholes And Pipework Ancillaries | K232.4 | Flush Valve Chamber; On 160Mm Dia; Depth 1.5 - 2.0M | 1 | Nr | AED | 41166.05 | Rate Only
2023-02 | 4 | 4.0414 | United Arab Emirates | Abu Dhabi | Infrastructure | Khaleel Al Arabi St | Junction Improvements - Enabling Works | DMT | AECC | Award | 2023 |  | Pipework - Manholes And Pipework Ancillaries |  | Recycled Water Chambers; On 315Mm Dia; Depth Not Exceeding 1.5M. | 1 | Nr | AED | 28063 | 28063
2023-02 | 4 | 4.0414 | United Arab Emirates | Abu Dhabi | Infrastructure | Khaleel Al Arabi St | Junction Improvements - Enabling Works | DMT | AECC | Award | 2023 |  | Pipework - Manholes And Pipework Ancillaries |  | Recycled Water Chambers; On 315Mm Dia; Depth 1.5 - 2.0M | 1 | Nr | AED | 31961.67 | 31961.67
2023-02 | 4 | 4.0414 | United Arab Emirates | Abu Dhabi | Infrastructure | Khaleel Al Arabi St | Junction Improvements - Enabling Works | DMT | AECC | Award | 2023 |  | Pipework - Manholes And Pipework Ancillaries | K512.1 | Ducts; Supply, Lay And Joint Grp Ducts / Sleeves In Trenches Beneath Carriageway Including Excavation, Backfilling With Suitable Selected Excavated Material, End Caps, Spacers, Warning Tape, Duct Marker And Disposal Of Surplus Excavated Material To Spoil Heaps On Designated Area To Be Determined By The Engineer.; Concrete Encased Grp Duct For Proposed Pipes (Concrete Measured Separately); Grp Duct Of 300Mm Dia; Depth Not Exceeding 1.5M | 35 | m | AED | 451.33 | 15796.55
2023-02 | 4 | 4.0414 | United Arab Emirates | Abu Dhabi | Infrastructure | Khaleel Al Arabi St | Junction Improvements - Enabling Works | DMT | AECC | Award | 2023 |  | Pipework - Manholes And Pipework Ancillaries | K513.1 | Ducts; Supply, Lay And Joint Grp Ducts / Sleeves In Trenches Beneath Carriageway Including Excavation, Backfilling With Suitable Selected Excavated Material, End Caps, Spacers, Warning Tape, Duct Marker And Disposal Of Surplus Excavated Material To Spoil Heaps On Designated Area To Be Determined By The Engineer.; Concrete Encased Grp Duct For Proposed Pipes (Concrete Measured Separately); Grp Duct Of 300Mm Dia; Depth 1.5 - 2.0M | 25 | m | AED | 597.31 | 14932.75
2023-02 | 4 | 4.0414 | United Arab Emirates | Abu Dhabi | Infrastructure | Khaleel Al Arabi St | Junction Improvements - Enabling Works | DMT | AECC | Award | 2023 |  | Pipework - Manholes And Pipework Ancillaries | K512.2 | Ducts; Supply, Lay And Joint Grp Ducts / Sleeves In Trenches Beneath Carriageway Including Excavation, Backfilling With Suitable Selected Excavated Material, End Caps, Spacers, Warning Tape, Duct Marker And Disposal Of Surplus Excavated Material To Spoil Heaps On Designated Area To Be Determined By The Engineer.; Concrete Encased Grp Duct For Proposed Pipes (Concrete Measured Separately); Grp Duct Of 300Mm Dia + 1Way 300Mm Dia Grp Spare Duct; Depth Not Exceeding 1.5M | 15 | m | AED | 898.83 | 13482.45
2023-02 | 4 | 4.0414 | United Arab Emirates | Abu Dhabi | Infrastructure | Khaleel Al Arabi St | Junction Improvements - Enabling Works | DMT | AECC | Award | 2023 |  | Pipework - Manholes And Pipework Ancillaries | K513.2 | Ducts; Supply, Lay And Joint Grp Ducts / Sleeves In Trenches Beneath Carriageway Including Excavation, Backfilling With Suitable Selected Excavated Material, End Caps, Spacers, Warning Tape, Duct Marker And Disposal Of Surplus Excavated Material To Spoil Heaps On Designated Area To Be Determined By The Engineer.; Concrete Encased Grp Duct For Proposed Pipes (Concrete Measured Separately); Grp Duct Of 300Mm Dia + 1Way 300Mm Dia Grp Spare Duct; Depth 1.5M - 2.0M | 1 | m | AED | 1189.51 | Rate Only
2023-02 | 4 | 4.0414 | United Arab Emirates | Abu Dhabi | Infrastructure | Khaleel Al Arabi St | Junction Improvements - Enabling Works | DMT | AECC | Award | 2023 |  | Pipework - Manholes And Pipework Ancillaries | K512.3 | Spilt Duct; Supply, Lay And Joint Grp Spilt Ducts / Sleeves In Trenches Beneath Carriageway Including Excavation, Backfilling With Suitable Selected Excavated Material, End Caps, Spacers, Warning Tape, Duct Marker And Disposal Of Surplus Excavated Material To Spoil Heaps On Designated Area To Be Determined By The Engineer.; Concrete Encased Grp Split Duct For Existing Pipes (Concrete Measured Separately); Grp Spilt Duct Of 300Mm Dia; Depth Not Exceeding 1.5M | 35 | m | AED | 538.11 | 18833.85
2023-02 | 4 | 4.0414 | United Arab Emirates | Abu Dhabi | Infrastructure | Khaleel Al Arabi St | Junction Improvements - Enabling Works | DMT | AECC | Award | 2023 |  | Pipework - Manholes And Pipework Ancillaries | K513.3 | Spilt Duct; Supply, Lay And Joint Grp Spilt Ducts / Sleeves In Trenches Beneath Carriageway Including Excavation, Backfilling With Suitable Selected Excavated Material, End Caps, Spacers, Warning Tape, Duct Marker And Disposal Of Surplus Excavated Material To Spoil Heaps On Designated Area To Be Determined By The Engineer.; Concrete Encased Grp Split Duct For Existing Pipes (Concrete Measured Separately); Grp Spilt Duct Of 300Mm Dia; Depth 1.5 - 2.0M | 75 | m | AED | 764.16 | 57312
2023-02 | 4 | 4.0415 | United Arab Emirates | Abu Dhabi | Infrastructure | Khaleel Al Arabi St | Junction Improvements - Enabling Works | DMT | AECC | Award | 2023 |  | Pipework - Manholes And Pipework Ancillaries | K522.1 | Spilt Duct; Supply, Lay And Joint Grp Spilt Ducts / Sleeves In Trenches Beneath Carriageway Including Excavation, Backfilling With Suitable Selected Excavated Material, End Caps, Spacers, Warning Tape, Duct Marker And Disposal Of Surplus Excavated Material To Spoil Heaps On Designated Area To Be Determined By The Engineer.; Concrete Encased Grp Split Duct For Existing Pipes (Concrete Measured Separately); Grp Spilt Duct Of 300Mm Dia+ 1Way 300Mm Dia Grp Spare Ducts; Depth Not Exceeding 1.5M | 10 | m | AED | 1019 | 10190
2023-02 | 4 | 4.0415 | United Arab Emirates | Abu Dhabi | Infrastructure | Khaleel Al Arabi St | Junction Improvements - Enabling Works | DMT | AECC | Award | 2023 |  | Pipework - Manholes And Pipework Ancillaries | K523.1 | Spilt Duct; Supply, Lay And Joint Grp Spilt Ducts / Sleeves In Trenches Beneath Carriageway Including Excavation, Backfilling With Suitable Selected Excavated Material, End Caps, Spacers, Warning Tape, Duct Marker And Disposal Of Surplus Excavated Material To Spoil Heaps On Designated Area To Be Determined By The Engineer.; Concrete Encased Grp Split Duct For Existing Pipes (Concrete Measured Separately); Grp Spilt Duct Of 300Mm Dia+ 1Way 300Mm Dia Grp Spare Ducts ; Depth 1.5 - 2.0M | 10 | m | AED | 1170.57 | 11705.7
2023-02 | 4 | 4.0415 | United Arab Emirates | Abu Dhabi | Infrastructure | Khaleel Al Arabi St | Junction Improvements - Enabling Works | DMT | AECC | Award | 2023 |  | Pipework - Manholes And Pipework Ancillaries | K512.4 | Spilt Duct; Supply, Lay And Joint Grp Spilt Ducts / Sleeves In Trenches Beneath Carriageway Including Excavation, Backfilling With Suitable Selected Excavated Material, End Caps, Spacers, Warning Tape, Duct Marker And Disposal Of Surplus Excavated Material To Spoil Heaps On Designated Area To Be Determined By The Engineer.; Concrete Encased Grp Split Duct For Existing Pipes (Concrete Measured Separately); Grp Spilt Duct Of 450Mm Dia+ 1Way 450Mm Dia Grp Spare Ducts; Depth Not Exceeding 1.5M | 5 | m | AED | 1482.53 | 7412.65
2023-02 | 4 | 4.0415 | United Arab Emirates | Abu Dhabi | Infrastructure | Khaleel Al Arabi St | Junction Improvements - Enabling Works | DMT | AECC | Award | 2023 |  | Pipework - Manholes And Pipework Ancillaries | K513.4 | Spilt Duct; Supply, Lay And Joint Grp Spilt Ducts / Sleeves In Trenches Beneath Carriageway Including Excavation, Backfilling With Suitable Selected Excavated Material, End Caps, Spacers, Warning Tape, Duct Marker And Disposal Of Surplus Excavated Material To Spoil Heaps On Designated Area To Be Determined By The Engineer.; Concrete Encased Grp Split Duct For Existing Pipes (Concrete Measured Separately); Grp Spilt Duct Of 450Mm Dia+ 1Way 450Mm Dia Grp Spare Ducts; Depth 1.5 - 2.0M | 25 | m | AED | 1639.82 | 40995.5
2023-02 | 4 | 4.0415 | United Arab Emirates | Abu Dhabi | Infrastructure | Khaleel Al Arabi St | Junction Improvements - Enabling Works | DMT | AECC | Award | 2023 |  | Pipework - Manholes And Pipework Ancillaries | K512.5 | Spilt Duct; Supply, Lay And Joint Grp Spilt Ducts / Sleeves In Trenches Beneath Carriageway Including Excavation, Backfilling With Suitable Selected Excavated Material, End Caps, Spacers, Warning Tape, Duct Marker And Disposal Of Surplus Excavated Material To Spoil Heaps On Designated Area To Be Determined By The Engineer.; Concrete Encased Grp Split Duct For Existing Pipes (Concrete Measured Separately); Grp Spilt Duct Of 600Mm Dia+ 1Way 600Mm Dia Grp Spare Duct; Depth Not Exceeding 1.5M | 5 | m | AED | 1468.32 | 7341.6
2023-02 | 4 | 4.0415 | United Arab Emirates | Abu Dhabi | Infrastructure | Khaleel Al Arabi St | Junction Improvements - Enabling Works | DMT | AECC | Award | 2023 |  | Pipework - Manholes And Pipework Ancillaries | K513.5 | Spilt Duct; Supply, Lay And Joint Grp Spilt Ducts / Sleeves In Trenches Beneath Carriageway Including Excavation, Backfilling With Suitable Selected Excavated Material, End Caps, Spacers, Warning Tape, Duct Marker And Disposal Of Surplus Excavated Material To Spoil Heaps On Designated Area To Be Determined By The Engineer.; Concrete Encased Grp Split Duct For Existing Pipes (Concrete Measured Separately); Grp Spilt Duct Of 600Mm Dia+ 1Way 600Mm Dia Grp Spare Duct; Depth 1.5 - 2.0M | 15 | m | AED | 1716.5 | 25747.5
2023-02 | 4 | 4.0415 | United Arab Emirates | Abu Dhabi | Infrastructure | Khaleel Al Arabi St | Junction Improvements - Enabling Works | DMT | AECC | Award | 2023 |  | Pipework - Manholes And Pipework Ancillaries | K513.6 | Spilt Duct; Supply, Lay And Joint Grp Spilt Ducts / Sleeves In Trenches Beneath Carriageway Including Excavation, Backfilling With Suitable Selected Excavated Material, End Caps, Spacers, Warning Tape, Duct Marker And Disposal Of Surplus Excavated Material To Spoil Heaps On Designated Area To Be Determined By The Engineer.; Concrete Encased Grp Split Duct For Existing Pipes (Concrete Measured Separately); Grp Spilt Duct Of 800Mm Dia; Depth 1.5 - 2.0M | 20 | m | AED | 1370.46 | 27409.2
2023-02 | 4 | 4.0415 | United Arab Emirates | Abu Dhabi | Infrastructure | Khaleel Al Arabi St | Junction Improvements - Enabling Works | DMT | AECC | Award | 2023 |  | Pipework - Manholes And Pipework Ancillaries | K514 | Spilt Duct; Supply, Lay And Joint Grp Spilt Ducts / Sleeves In Trenches Beneath Carriageway Including Excavation, Backfilling With Suitable Selected Excavated Material, End Caps, Spacers, Warning Tape, Duct Marker And Disposal Of Surplus Excavated Material To Spoil Heaps On Designated Area To Be Determined By The Engineer.; Concrete Encased Grp Split Duct For Existing Pipes (Concrete Measured Separately); Grp Spilt Duct Of 800Mm Dia; Depth 2.0 - 2.5M | 5 | m | AED | 1511.84 | 7559.2
2023-02 | 4 | 4.0415 | United Arab Emirates | Abu Dhabi | Infrastructure | Khaleel Al Arabi St | Junction Improvements - Enabling Works | DMT | AECC | Award | 2023 |  | Pipework - Manholes And Pipework Ancillaries | K592 | Conduits For Control Cables; Supply And Lay Upvc Pipe Conduit, Laid And Jointed In Trenches (Excavation And Backfilling Of Trenches Are Measured Elsewhere); 32Mm Dia, Upvc Pipe Conduit Along With Main Pipes For Irrigation Cable. | 1693 | m | AED | 18.35 | 31066.55
2023-02 | 4 | 4.0415 | United Arab Emirates | Abu Dhabi | Infrastructure | Khaleel Al Arabi St | Junction Improvements - Enabling Works | DMT | AECC | Award | 2023 |  | Miscellaneous Work | X900 | Control Cable From Irrigation Pump Station To Controllers In Conduit Pipes Including Common Wires And Spare Wires Rate To Include For All Terminals Etc, Complete As Specified (Conduit Pipe Are Measured Separately).; 12Awg Decoder Cable (Two Wire Path). | 1 | m | AED | 14.68 | Rate Only
2023-02 | 4 | 4.0415 | United Arab Emirates | Abu Dhabi | Infrastructure | Khaleel Al Arabi St | Junction Improvements - Enabling Works | DMT | AECC | Award | 2023 |  | Miscellaneous Work | X900 | Control Cable From Irrigation Pump Station To Controllers In Conduit Pipes Including Common Wires And Spare Wires Rate To Include For All Terminals Etc, Complete As Specified (Conduit Pipe Are Measured Separately).; 14Awg Decoder Cable (Two Wire Path). | 1693 | m | AED | 12.24 | 20722.32
2023-02 | 4 | 4.0416 | United Arab Emirates | Abu Dhabi | Infrastructure | Khaleel Al Arabi St | Junction Improvements - Enabling Works | DMT | AECC | Award | 2023 |  | Pipework - Manholes And Pipework Ancillaries | K291 | Pull Box; Pull Box Complete As Per The Drawings And Specifications | 43 | Nr | AED | 256.95 | 11048.85
2023-02 | 4 | 4.0416 | United Arab Emirates | Abu Dhabi | Infrastructure | Khaleel Al Arabi St | Junction Improvements - Enabling Works | DMT | AECC | Award | 2023 |  | Pipework - Manholes And Pipework Ancillaries | K861.1 | Connection To Existing Pipe; Connections To Existing Pipe Including Excavation, Necessary Fittings, Couplers, Short Pipes, Thrust Blocks, Shutdown, Water Losses, Dewatering, Backfilling, Etc Complete; Connect Proposed 63Mm Dia Upvc Pipe To Existing 63Mm Dia. Upvc Pipe Line Including Necessary Fittings. | 1 | Nr | AED | 2185 | 2185
2023-02 | 4 | 4.0416 | United Arab Emirates | Abu Dhabi | Infrastructure | Khaleel Al Arabi St | Junction Improvements - Enabling Works | DMT | AECC | Award | 2023 |  | Pipework - Manholes And Pipework Ancillaries | K861.2 | Connection To Existing Pipe; Connections To Existing Pipe Including Excavation, Necessary Fittings, Couplers, Short Pipes, Thrust Blocks, Shutdown, Water Losses, Dewatering, Backfilling, Etc Complete; Connect Proposed 110Mm Dia Upvc Pipe To Existing 110Mm Dia. Upvc Pipe Line Including Necessary Fittings. | 15 | Nr | AED | 3990 | 59850
2023-02 | 4 | 4.0416 | United Arab Emirates | Abu Dhabi | Infrastructure | Khaleel Al Arabi St | Junction Improvements - Enabling Works | DMT | AECC | Award | 2023 |  | Pipework - Manholes And Pipework Ancillaries | K861.3 | Connection To Existing Pipe; Connections To Existing Pipe Including Excavation, Necessary Fittings, Couplers, Short Pipes, Thrust Blocks, Shutdown, Water Losses, Dewatering, Backfilling, Etc Complete; Connect Proposed 160Mm Dia Upvc Pipe To Existing 160 Mm Dia. Upvc Pipe Line Including Necessary Fittings. | 8 | Nr | AED | 4560 | 36480
2023-02 | 4 | 4.0416 | United Arab Emirates | Abu Dhabi | Infrastructure | Khaleel Al Arabi St | Junction Improvements - Enabling Works | DMT | AECC | Award | 2023 |  | Pipework - Manholes And Pipework Ancillaries | K861.4 | Connection To Existing Pipe; Connections To Existing Pipe Including Excavation, Necessary Fittings, Couplers, Short Pipes, Thrust Blocks, Shutdown, Water Losses, Dewatering, Backfilling, Etc Complete; Connect Proposed 150 Mm Dia Upvc Pipe To Existing 150 Mm Dia. Upvc Pipe Line Including Necessary Fittings. | 1 | Nr | AED | 4389 | 4389
2023-02 | 4 | 4.0416 | United Arab Emirates | Abu Dhabi | Infrastructure | Khaleel Al Arabi St | Junction Improvements - Enabling Works | DMT | AECC | Award | 2023 |  | Pipework - Manholes And Pipework Ancillaries | K861.5 | Connection To Existing Pipe; Connections To Existing Pipe Including Excavation, Necessary Fittings, Couplers, Short Pipes, Thrust Blocks, Shutdown, Water Losses, Dewatering, Backfilling, Etc Complete; Connect Proposed 315Mm Dia Upvc Pipe To Existing 315Mm Dia. Upvc Pipe Line Including Necessary Fittings. | 2 | Nr | AED | 6127.5 | 12255
2023-02 | 4 | 4.0416 | United Arab Emirates | Abu Dhabi | Infrastructure | Khaleel Al Arabi St | Junction Improvements - Enabling Works | DMT | AECC | Award | 2023 |  | Pipework - Supports And Protection | L531.1 | Beds And Surrounds; Granular Imported Material For Beds And Surround To Pipe In Accordance With Drawings And Specification.; For 63Mm Dia Hdpe Pipe | 45 | m | AED | 20.9 | 940.5
2023-02 | 4 | 4.0416 | United Arab Emirates | Abu Dhabi | Infrastructure | Khaleel Al Arabi St | Junction Improvements - Enabling Works | DMT | AECC | Award | 2023 |  | Pipework - Supports And Protection | L531.2 | Beds And Surrounds; Granular Imported Material For Beds And Surround To Pipe In Accordance With Drawings And Specification.; For 110Mm Dia Upvc Pipe | 480 | m | AED | 24.7 | 11856
2023-02 | 4 | 4.0416 | United Arab Emirates | Abu Dhabi | Infrastructure | Khaleel Al Arabi St | Junction Improvements - Enabling Works | DMT | AECC | Award | 2023 |  | Pipework - Supports And Protection | L531.3 | Beds And Surrounds; Granular Imported Material For Beds And Surround To Pipe In Accordance With Drawings And Specification.; For 160Mm Dia Upvc Pipe | 495 | m | AED | 30.4 | 15048
2023-02 | 4 | 4.0416 | United Arab Emirates | Abu Dhabi | Infrastructure | Khaleel Al Arabi St | Junction Improvements - Enabling Works | DMT | AECC | Award | 2023 |  | Pipework - Supports And Protection | L531.4 | Beds And Surrounds; Granular Imported Material For Beds And Surround To Pipe In Accordance With Drawings And Specification.; For 160Mm Dia Hdpe Pipe | 10 | m | AED | 30.4 | 304
2023-02 | 4 | 4.0417 | United Arab Emirates | Abu Dhabi | Infrastructure | Khaleel Al Arabi St | Junction Improvements - Enabling Works | DMT | AECC | Award | 2023 |  | Pipework - Supports And Protection | L531.5 | Beds And Surrounds; Granular Imported Material For Beds And Surround To Pipe In Accordance With Drawings And Specification.; For 150 Mm Dia Upvc Pipe | 655 | m | AED | 30.4 | 19912
2023-02 | 4 | 4.0417 | United Arab Emirates | Abu Dhabi | Infrastructure | Khaleel Al Arabi St | Junction Improvements - Enabling Works | DMT | AECC | Award | 2023 |  | Pipework - Supports And Protection | L531.6 | Beds And Surrounds; Granular Imported Material For Beds And Surround To Pipe In Accordance With Drawings And Specification.; For 315Mm Dia Upvc Pipe | 30 | m | AED | 39.9 | 1197
2023-02 | 4 | 4.0417 | United Arab Emirates | Abu Dhabi | Infrastructure | Khaleel Al Arabi St | Junction Improvements - Enabling Works | DMT | AECC | Award | 2023 |  | Pipework - Supports And Protection | L531.7 | Beds And Surrounds; Granular Imported Material For Beds And Surround To Pipe In Accordance With Drawings And Specification.; For 315Mm Dia Hdpe Pipe | 390 | m | AED | 39.9 | 15561
2023-02 | 4 | 4.0417 | United Arab Emirates | Abu Dhabi | Infrastructure | Khaleel Al Arabi St | Junction Improvements - Enabling Works | DMT | AECC | Award | 2023 |  | Pipework - Supports And Protection | L552.1 | Reinforced Concrete Surround To Ducts Including Formwork In Accordance With Drawings And Specification; For 300Mm Grp Duct/Grp Split Duct | 95 | m | AED | 420.86 | 39981.7
2023-02 | 4 | 4.0417 | United Arab Emirates | Abu Dhabi | Infrastructure | Khaleel Al Arabi St | Junction Improvements - Enabling Works | DMT | AECC | Award | 2023 |  | Pipework - Supports And Protection | L552.2 | Reinforced Concrete Surround To Ducts Including Formwork In Accordance With Drawings And Specification; For 300Mm Grp Duct/Grp Split Duct+ 1Way 300Mm Dia Grp Spare Duct | 35 | m | AED | 613.5 | 21472.5
2023-02 | 4 | 4.0417 | United Arab Emirates | Abu Dhabi | Infrastructure | Khaleel Al Arabi St | Junction Improvements - Enabling Works | DMT | AECC | Award | 2023 |  | Pipework - Supports And Protection | L552.3 | Reinforced Concrete Surround To Ducts Including Formwork In Accordance With Drawings And Specification; For 450Mm Grp Split Duct+ 1Way 450Mm Dia Grp Spare Duct | 30 | m | AED | 845.68 | 25370.4
2023-02 | 4 | 4.0417 | United Arab Emirates | Abu Dhabi | Infrastructure | Khaleel Al Arabi St | Junction Improvements - Enabling Works | DMT | AECC | Award | 2023 |  | Pipework - Supports And Protection | L552.4 | Reinforced Concrete Surround To Ducts Including Formwork In Accordance With Drawings And Specification; For 600Mm Grp Duct/Grp Split Duct+1 Way 600Mm Dia Grp Spare Duct | 20 | m | AED | 1272.18 | 25443.6
2023-02 | 4 | 4.0417 | United Arab Emirates | Abu Dhabi | Infrastructure | Khaleel Al Arabi St | Junction Improvements - Enabling Works | DMT | AECC | Award | 2023 |  | Pipework - Supports And Protection | L552.5 | Reinforced Concrete Surround To Ducts Including Formwork In Accordance With Drawings And Specification; For 800Mm Grp Duct/Grp Split Duct | 25 | m | AED | 923.76 | 23094
2023-02 | 4 | 4.0417 | United Arab Emirates | Abu Dhabi | Infrastructure | Khaleel Al Arabi St | Junction Improvements - Enabling Works | DMT | AECC | Award | 2023 |  | Pipework - Supports And Protection | L531.1 | Wrapping And Lagging; Geotextile Filter Fabric Membrane As Per Specifications, To Granular Bed And Surround (Granular Bed And Surround Measured Separately); For 63Mm Dia Hdpe Pipe | 45 | m | AED | 20.21 | 909.45
2023-02 | 4 | 4.0418 | United Arab Emirates | Abu Dhabi | Infrastructure | Khaleel Al Arabi St | Junction Improvements - Enabling Works | DMT | AECC | Award | 2023 |  | Pipework - Supports And Protection | L531.2 | Wrapping And Lagging; Geotextile Filter Fabric Membrane As Per Specifications, To Granular Bed And Surround (Granular Bed And Surround Measured Separately); For 110Mm Dia Upvc Pipe | 480 | m | AED | 21.55 | 10344
2023-02 | 4 | 4.0418 | United Arab Emirates | Abu Dhabi | Infrastructure | Khaleel Al Arabi St | Junction Improvements - Enabling Works | DMT | AECC | Award | 2023 |  | Pipework - Supports And Protection | L531.3 | Wrapping And Lagging; Geotextile Filter Fabric Membrane As Per Specifications, To Granular Bed And Surround (Granular Bed And Surround Measured Separately); For 160Mm Dia Upvc Pipe | 495 | m | AED | 24.25 | 12003.75
2023-02 | 4 | 4.0418 | United Arab Emirates | Abu Dhabi | Infrastructure | Khaleel Al Arabi St | Junction Improvements - Enabling Works | DMT | AECC | Award | 2023 |  | Pipework - Supports And Protection | L531.4 | Wrapping And Lagging; Geotextile Filter Fabric Membrane As Per Specifications, To Granular Bed And Surround (Granular Bed And Surround Measured Separately); For 160Mm Dia Hdpe Pipe | 10 | m | AED | 24.25 | 242.5
2023-02 | 4 | 4.0418 | United Arab Emirates | Abu Dhabi | Infrastructure | Khaleel Al Arabi St | Junction Improvements - Enabling Works | DMT | AECC | Award | 2023 |  | Pipework - Supports And Protection | L531.5 | Wrapping And Lagging; Geotextile Filter Fabric Membrane As Per Specifications, To Granular Bed And Surround (Granular Bed And Surround Measured Separately); For 150 Mm Dia Upvc Pipe | 655 | m | AED | 24.25 | 15883.75
2023-02 | 4 | 4.0418 | United Arab Emirates | Abu Dhabi | Infrastructure | Khaleel Al Arabi St | Junction Improvements - Enabling Works | DMT | AECC | Award | 2023 |  | Pipework - Supports And Protection | L531.6 | Wrapping And Lagging; Geotextile Filter Fabric Membrane As Per Specifications, To Granular Bed And Surround (Granular Bed And Surround Measured Separately); For 315Mm Dia Upvc Pipe | 30 | m | AED | 35.02 | 1050.6
2023-02 | 4 | 4.0418 | United Arab Emirates | Abu Dhabi | Infrastructure | Khaleel Al Arabi St | Junction Improvements - Enabling Works | DMT | AECC | Award | 2023 |  | Pipework - Supports And Protection | L531.7 | Wrapping And Lagging; Geotextile Filter Fabric Membrane As Per Specifications, To Granular Bed And Surround (Granular Bed And Surround Measured Separately); For 315Mm Dia Hdpe Pipe | 390 | m | AED | 35.02 | 13657.8
2023-02 | 4 | 4.0418 | United Arab Emirates | Abu Dhabi | Infrastructure | Khaleel Al Arabi St | Junction Improvements - Enabling Works | DMT | AECC | Award | 2023 |  | Pipework - Supports And Protection | L711 | Concrete Thrust Blocks As Detailed On The Drawing; Volume Not Exceeding 0.1M3 | 45 | Nr | AED | 201.46 | 9065.7
2023-02 | 4 | 4.0418 | United Arab Emirates | Abu Dhabi | Infrastructure | Khaleel Al Arabi St | Junction Improvements - Enabling Works | DMT | AECC | Award | 2023 |  | Pipework - Supports And Protection | L721 | Concrete Thrust Blocks As Detailed On The Drawing; Volume 0.1M3 - 0.2M3 | 35 | Nr | AED | 374.16 | 13095.6
2023-02 | 4 | 4.0418 | United Arab Emirates | Abu Dhabi | Infrastructure | Khaleel Al Arabi St | Junction Improvements - Enabling Works | DMT | AECC | Award | 2023 |  | Pipework - Supports And Protection | L731 | Concrete Thrust Blocks As Detailed On The Drawing; Volume 0.2M3 - 0.5M3 | 1 | Nr | AED | 892.25 | 892.25
2023-02 | 4 | 4.0418 | United Arab Emirates | Abu Dhabi | Infrastructure | Khaleel Al Arabi St | Junction Improvements - Enabling Works | DMT | AECC | Award | 2023 |  | Demolition And Site Clearance | D610 | Removal Of Existing Pipes; Carefully Excavate, Expose And Remove Existing Drainage Pipe Lines And Disposal Or Return To Adm Storage Facilities As Applicable; Including Fittings, Surrounds, Backfilling Of Voids Etc.; 315Mm Dia. Upvc Pipe. | 560 | m | AED | 349.06 | 195473.6
2023-02 | 4 | 4.0419 | United Arab Emirates | Abu Dhabi | Infrastructure | Khaleel Al Arabi St | Junction Improvements - Enabling Works | DMT | AECC | Award | 2023 |  | Sewer And Main Water Renovation And Anciliary Works | Y790.2 | Works On Existing Manholes/ Chambers; Demolish Existing Manhole/Chambers And Debris, Cart To Tip Including All Related Earthworks And Reinstatement, Recovered Cover And Frame To Be Delivered To Dmt Store; Inlet Chambers | 24 | Nr | AED | 1975.24 | 47405.76
2023-02 | 4 | 4.0419 | United Arab Emirates | Abu Dhabi | Infrastructure | Khaleel Al Arabi St | Junction Improvements - Enabling Works | DMT | AECC | Award | 2023 |  | Pipework - Pipes | I522 | Supply, Lay And Joint Upvc Pipeline In Trenches Including Excavation, Backfilling, Joints And Connections, Detectable Warning Tape, All Fittings, Testing, Etc. Complete As Per The Specifications And Standard Drawings; 315Mm Dia Pipe Depth Not Exceeding 1.5M. | 425 | m | AED | 483.06 | 205300.5
2023-02 | 4 | 4.0419 | United Arab Emirates | Abu Dhabi | Infrastructure | Khaleel Al Arabi St | Junction Improvements - Enabling Works | DMT | AECC | Award | 2023 |  | Pipework - Pipes | I523 | Supply, Lay And Joint Upvc Pipeline In Trenches Including Excavation, Backfilling, Joints And Connections, Detectable Warning Tape, All Fittings, Testing, Etc. Complete As Per The Specifications And Standard Drawings; 315Mm Dia Pipe Depth 1.5 - 2.0M. | 610 | m | AED | 490.76 | 299363.6
2023-02 | 4 | 4.0419 | United Arab Emirates | Abu Dhabi | Infrastructure | Khaleel Al Arabi St | Junction Improvements - Enabling Works | DMT | AECC | Award | 2023 |  | Pipework - Pipes | I524 | Supply, Lay And Joint Upvc Pipeline In Trenches Including Excavation, Backfilling, Joints And Connections, Detectable Warning Tape, All Fittings, Testing, Etc. Complete As Per The Specifications And Standard Drawings; 315Mm Dia Pipe Depth 2.0 - 2.5M. | 85 | m | AED | 577.69 | 49103.65
2023-02 | 4 | 4.0419 | United Arab Emirates | Abu Dhabi | Infrastructure | Khaleel Al Arabi St | Junction Improvements - Enabling Works | DMT | AECC | Award | 2023 |  | Pipework - Pipes | I525 | Supply, Lay And Joint Upvc Pipeline In Trenches Including Excavation, Backfilling, Joints And Connections, Detectable Warning Tape, All Fittings, Testing, Etc. Complete As Per The Specifications And Standard Drawings; 315Mm Dia Pipe Depth 2.5 - 3.0M. | 35 | m | AED | 676.41 | 23674.35
2023-02 | 4 | 4.0419 | United Arab Emirates | Abu Dhabi | Infrastructure | Khaleel Al Arabi St | Junction Improvements - Enabling Works | DMT | AECC | Award | 2023 |  | Pipework - Pipes | I525 | Supply, Lay And Joint Upvc Pipeline In Trenches Including Excavation, Backfilling, Joints And Connections, Detectable Warning Tape, All Fittings, Testing, Etc. Complete As Per The Specifications And Standard Drawings; 315Mm Dia Pipe Depth 3.0 - 3.5M. | 5 | m | AED | 765.57 | 3827.85
2023-02 | 4 | 4.0419 | United Arab Emirates | Abu Dhabi | Infrastructure | Khaleel Al Arabi St | Junction Improvements - Enabling Works | DMT | AECC | Award | 2023 |  | Pipework - Fittings And Valves | J493 | Supply, Install And Joint Fittings In Trench, Including Excavation, Backfilling And Testing In Accordance With Specifications.; Upvc Pipe Fittings; 315Mm Dia End Cap | 1 | Nr | AED | 1046.15 | 1046.15
2023-02 | 4 | 4.0419 | United Arab Emirates | Abu Dhabi | Infrastructure | Khaleel Al Arabi St | Junction Improvements - Enabling Works | DMT | AECC | Award | 2023 |  | Pipework - Manholes And Pipework Ancillaries | K231.1 | Other Stated Chamber; Inlet Chambers; Construction Of Proposed Storm Water Inlet Chamber Including Excavation, Dewatering, Concreting, Backfilling, Di Grating And Frame, Water Proofing, Finishes And Connections All In Accordance With Standard Drawing And Specification; Depth Not Exceeding 1.5M | 1 | Nr | AED | 5521.23 | 5521.23
2023-02 | 4 | 4.0419 | United Arab Emirates | Abu Dhabi | Infrastructure | Khaleel Al Arabi St | Junction Improvements - Enabling Works | DMT | AECC | Award | 2023 |  | Pipework - Manholes And Pipework Ancillaries | K232.1 | Other Stated Chamber; Inlet Chambers; Construction Of Proposed Storm Water Inlet Chamber Including Excavation, Dewatering, Concreting, Backfilling, Di Grating And Frame, Water Proofing, Finishes And Connections All In Accordance With Standard Drawing And Specification; Depth 1.5 To 2.0M | 1 | Nr | AED | 6112.02 | 6112.02
2023-02 | 4 | 4.0419 | United Arab Emirates | Abu Dhabi | Infrastructure | Khaleel Al Arabi St | Junction Improvements - Enabling Works | DMT | AECC | Award | 2023 |  | Pipework - Manholes And Pipework Ancillaries | K233.1 | Other Stated Chamber; Inlet Chambers; Construction Of Proposed Storm Water Inlet Chamber Including Excavation, Dewatering, Concreting, Backfilling, Di Grating And Frame, Water Proofing, Finishes And Connections All In Accordance With Standard Drawing And Specification; Depth 2.0 To 2.5M | 1 | Nr | AED | 7070.03 | 7070.03
2023-02 | 4 | 4.0419 | United Arab Emirates | Abu Dhabi | Infrastructure | Khaleel Al Arabi St | Junction Improvements - Enabling Works | DMT | AECC | Award | 2023 |  | Pipework - Manholes And Pipework Ancillaries | K231.2 | Construction Of Storm Water Single Top Entry Inlet Including Excavation, Overpumping, Concreting, Backfilling, Di Grating And Frame, Water Proofing, Finishes And Connections All In Accordance With Standard Drawing And Specification; Depth Not Exceeding 1.5M | 1 | Nr | AED | 6302.3 | 6302.3
2023-02 | 4 | 4.042 | United Arab Emirates | Abu Dhabi | Infrastructure | Khaleel Al Arabi St | Junction Improvements - Enabling Works | DMT | AECC | Award | 2023 |  | Pipework - Manholes And Pipework Ancillaries | K232.2 | Construction Of Storm Water Single Top Entry Inlet Including Excavation, Overpumping, Concreting, Backfilling, Di Grating And Frame, Water Proofing, Finishes And Connections All In Accordance With Standard Drawing And Specification; Depth 1.5 To 2.0M | 1 | Nr | AED | 6893.07 | 6893.07
2023-02 | 4 | 4.042 | United Arab Emirates | Abu Dhabi | Infrastructure | Khaleel Al Arabi St | Junction Improvements - Enabling Works | DMT | AECC | Award | 2023 |  | Pipework - Manholes And Pipework Ancillaries | K231.3 | Storm Water Single Side Entry Inlet Construction Including Excavation, Dewatering, Concreting, Backfilling, Di Grating And Frame, Water Proofing, Finishes And Connections All In Accordance With Standard Drawing And Specification; Depth Not Exceeding 1.5M | 15 | Nr | AED | 5251.83 | 78777.45
2023-02 | 4 | 4.042 | United Arab Emirates | Abu Dhabi | Infrastructure | Khaleel Al Arabi St | Junction Improvements - Enabling Works | DMT | AECC | Award | 2023 |  | Pipework - Manholes And Pipework Ancillaries | K232.3 | Storm Water Single Side Entry Inlet Construction Including Excavation, Dewatering, Concreting, Backfilling, Di Grating And Frame, Water Proofing, Finishes And Connections All In Accordance With Standard Drawing And Specification; Depth 1.5 To 2.0M | 3 | Nr | AED | 5716.13 | 17148.39
2023-02 | 4 | 4.042 | United Arab Emirates | Abu Dhabi | Infrastructure | Khaleel Al Arabi St | Junction Improvements - Enabling Works | DMT | AECC | Award | 2023 |  | Pipework - Manholes And Pipework Ancillaries | K231.4 | Catch Basin; Stormwater Double Top Entry Inlet, Construction Including Excavation, Dewatering, Concreting, Backfilling, Di Cover, Frame, Grating, Water Proofing, Finishes And Connections All In Accordance With Standard Drawing And Specification; Depth Not Exceeding 1.5M | 7 | Nr | AED | 9651.15 | 67558.05
2023-02 | 4 | 4.042 | United Arab Emirates | Abu Dhabi | Infrastructure | Khaleel Al Arabi St | Junction Improvements - Enabling Works | DMT | AECC | Award | 2023 |  | Pipework - Manholes And Pipework Ancillaries | K232.4 | Catch Basin; Stormwater Double Top Entry Inlet, Construction Including Excavation, Dewatering, Concreting, Backfilling, Di Cover, Frame, Grating, Water Proofing, Finishes And Connections All In Accordance With Standard Drawing And Specification; Depth 1.50 - 2.0M. | 6 | Nr | AED | 10691.16 | 64146.96
2023-02 | 4 | 4.042 | United Arab Emirates | Abu Dhabi | Infrastructure | Khaleel Al Arabi St | Junction Improvements - Enabling Works | DMT | AECC | Award | 2023 |  | Pipework - Manholes And Pipework Ancillaries | K233 | Catch Basin; Stormwater Double Top Entry Inlet, Construction Including Excavation, Dewatering, Concreting, Backfilling, Di Cover, Frame, Grating, Water Proofing, Finishes And Connections All In Accordance With Standard Drawing And Specification; Depth 2.0- 2.5M | 3 | Nr | AED | 12368.8 | 37106.4
2023-02 | 4 | 4.042 | United Arab Emirates | Abu Dhabi | Infrastructure | Khaleel Al Arabi St | Junction Improvements - Enabling Works | DMT | AECC | Award | 2023 |  | Pipework - Manholes And Pipework Ancillaries | K234 | Catch Basin; Stormwater Double Top Entry Inlet, Construction Including Excavation, Dewatering, Concreting, Backfilling, Di Cover, Frame, Grating, Water Proofing, Finishes And Connections All In Accordance With Standard Drawing And Specification; Depth 2.5 - 3.0M | 2 | Nr | AED | 14519.37 | 29038.74
2023-02 | 4 | 4.042 | United Arab Emirates | Abu Dhabi | Infrastructure | Khaleel Al Arabi St | Junction Improvements - Enabling Works | DMT | AECC | Award | 2023 |  | Pipework - Manholes And Pipework Ancillaries | K235 | Catch Basin; Stormwater Double Top Entry Inlet, Construction Including Excavation, Dewatering, Concreting, Backfilling, Di Cover, Frame, Grating, Water Proofing, Finishes And Connections All In Accordance With Standard Drawing And Specification; Depth 3.0 - 3.5M | 1 | Nr | AED | 16462.44 | 16462.44
2023-02 | 4 | 4.042 | United Arab Emirates | Abu Dhabi | Infrastructure | Khaleel Al Arabi St | Junction Improvements - Enabling Works | DMT | AECC | Award | 2023 |  | Pipework - Manholes And Pipework Ancillaries | K232.5 | Construction Of Storm Water Bridge Inlet Including Excavation, Concreting, Backfilling, Di Grating And Frame, Water Proofing, Finishes And Connections All In Accordance With Standard Drawing And Specification; Depth 1.50 - 2.0M. | 6 | Nr | AED | 1925.99 | 11555.94
2023-02 | 4 | 4.042 | United Arab Emirates | Abu Dhabi | Infrastructure | Khaleel Al Arabi St | Junction Improvements - Enabling Works | DMT | AECC | Award | 2023 |  | Pipework - Manholes And Pipework Ancillaries | K731.1 | Reinstatement; Breaking Of Existing Pavement Of Main Roads And Reinstate Including Saw Cutting; Pipe Bore Not Exceeding 300Mm. | 1 | m | AED | 1159.36 | Rate Only
2023-02 | 4 | 4.0421 | United Arab Emirates | Abu Dhabi | Infrastructure | Khaleel Al Arabi St | Junction Improvements - Enabling Works | DMT | AECC | Award | 2023 |  | Pipework - Manholes And Pipework Ancillaries | K731.2 | Reinstatement; Breaking Of Existing Pavement Of Service Roads And Reinstate Including Saw Cutting; Pipe Bore Not Exceeding 300Mm. | 1 | m | AED | 1159.36 | Rate Only
2023-02 | 4 | 4.0421 | United Arab Emirates | Abu Dhabi | Infrastructure | Khaleel Al Arabi St | Junction Improvements - Enabling Works | DMT | AECC | Award | 2023 |  | Pipework - Manholes And Pipework Ancillaries | K853.1 | Connection To Existing Pipe / Manholes; Connection To Existing Pipes / Manholes Including Excavation, Necessary Fittings, Couplers, Short Pipes, Over Pumping, Diversion, Dewatering, Backfilling, Etc Complete; Connect New 315Mm Dia Upvc Pipe To Existing Manhole Including Re-Benching, Additional Fittings, Excavation, Backfill Etc. | 6 | Nr | AED | 11557.69 | 69346.14
2023-02 | 4 | 4.0421 | United Arab Emirates | Abu Dhabi | Infrastructure | Khaleel Al Arabi St | Junction Improvements - Enabling Works | DMT | AECC | Award | 2023 |  | Pipework - Manholes And Pipework Ancillaries | K853.2 | Connection To Existing Pipe / Manholes; Connection To Existing Pipes / Manholes Including Excavation, Necessary Fittings, Couplers, Short Pipes, Over Pumping, Diversion, Dewatering, Backfilling, Etc Complete; Connect New 300Mm Dia Upvc Pipe To Existing Catchbasin/Inlet Including Additional Fittings, Excavation, Backfill Etc. | 10 | Nr | AED | 10139.74 | 101397.4
2023-02 | 4 | 4.0421 | United Arab Emirates | Abu Dhabi | Infrastructure | Khaleel Al Arabi St | Junction Improvements - Enabling Works | DMT | AECC | Award | 2023 |  | Pipework - Manholes And Pipework Ancillaries | K853.3 | Connection To Existing Pipe / Manholes; Connection To Existing Pipes / Manholes Including Excavation, Necessary Fittings, Couplers, Short Pipes, Over Pumping, Diversion, Dewatering, Backfilling, Etc Complete; Connect Existing 315Mm Dia Upvc Pipe To Proposed Catch Basin Including Additional Fittings, Excavation, Backfill Etc. | 1 | Nr | AED | 8591.88 | 8591.88
2023-02 | 4 | 4.0421 | United Arab Emirates | Abu Dhabi | Infrastructure | Khaleel Al Arabi St | Junction Improvements - Enabling Works | DMT | AECC | Award | 2023 |  | Pipework - Manholes And Pipework Ancillaries | K863.1 | Connection To Existing Pipe / Manholes; Connection To Existing Pipes / Manholes Including Excavation, Necessary Fittings, Couplers, Short Pipes, Over Pumping, Diversion, Dewatering, Backfilling, Etc Complete; Connect New 315Mm Dia Upvc Pipe To Existing 315Mm Dia Drainage Pipe Including Additional Fittings, Excavation, Backfill Etc. | 1 | Nr | AED | 4982.04 | 4982.04
2023-02 | 4 | 4.0421 | United Arab Emirates | Abu Dhabi | Infrastructure | Khaleel Al Arabi St | Junction Improvements - Enabling Works | DMT | AECC | Award | 2023 |  | Pipework - Supports And Protection | L533.1 | Beds And Surrounds; Imported Granular Material Bed And Surround To 315Mm Dia Upvc Pipe. | 1160 | m | AED | 75.3 | 87348
2023-02 | 4 | 4.0421 | United Arab Emirates | Abu Dhabi | Infrastructure | Khaleel Al Arabi St | Junction Improvements - Enabling Works | DMT | AECC | Award | 2023 |  | Pipework - Supports And Protection | L603.1 | Geotextile Filter Fabric Membrane As Per Specifications To Granular Bed And Surround (Granular Bed And Surround Measured Separately); For 315Mm Dia Upvc Pipe. | 1160 | m | AED | 57.09 | 66224.4
2023-02 | 4 | 4.0421 | United Arab Emirates | Abu Dhabi | Infrastructure | Khaleel Al Arabi St | Junction Improvements - Enabling Works | DMT | AECC | Award | 2023 |  | Pipework - Supports And Protection | L5431 | Concrete Surround Including Polythene Sheet, Bitumen Paint And Detectable Warning Tape As Applicable; For 315Mm Dia Upvc Pipe | 1 | m | AED | 237.39 | Rate Only
2023-02 | 4 | 4.0421 | United Arab Emirates | Abu Dhabi | Infrastructure | Khaleel Al Arabi St | Junction Improvements - Enabling Works | DMT | AECC | Award | 2023 |  | Miscellaneous Work | X900.1 | Adjust Cover Levels Of Existing Drainage Manholes To Suit Proposed Levels, Level Adjustment 0.25 - 0.5M | 5 | Nr | AED | 7552.03 | 37760.15
2023-02 | 4 | 4.0422 | United Arab Emirates | Abu Dhabi | Infrastructure | Khaleel Al Arabi St | Junction Improvements - Enabling Works | DMT | AECC | Award | 2023 |  | Miscellaneous Work | X900.2 | Adjust Cover Levels Of Existing Drainage Manholes To Suit Proposed Levels, Level Adjustment 0.5 - 0.75M | 1 | Nr | AED | 8887.72 | Rate Only
2023-02 | 4 | 4.0422 | United Arab Emirates | Abu Dhabi | Infrastructure | Khaleel Al Arabi St | Junction Improvements - Enabling Works | DMT | AECC | Award | 2023 |  | Precast Concrete | H512.1 | Construction Of Protection Slab Over Existing Pipelines Including Excavation, Backfilling, Dewatering Etc And All Required Plants, Materials, Labours And Complete As Per Tender/Contract Requirements; 1000 X 500 X 150Mm Thick | 1 | Nr | AED | 281.63 | Rate Only
2023-02 | 4 | 4.0422 | United Arab Emirates | Abu Dhabi | Infrastructure | Khaleel Al Arabi St | Junction Improvements - Enabling Works | DMT | AECC | Award | 2023 |  | Precast Concrete | H512.2 | Construction Of Protection Slab Over Existing Pipelines Including Excavation, Backfilling, Dewatering Etc And All Required Plants, Materials, Labours And Complete As Per Tender/Contract Requirements; 1600 X 500 X 150Mm Thick | 1 | Nr | AED | 372.58 | Rate Only
2023-02 | 4 | 4.0422 | United Arab Emirates | Abu Dhabi | Infrastructure | Khaleel Al Arabi St | Junction Improvements - Enabling Works | DMT | AECC | Award | 2023 |  | Precast Concrete | H512.3 | Construction Of Protection Slab Over Existing Pipelines Including Excavation, Backfilling, Dewatering Etc And All Required Plants, Materials, Labours And Complete As Per Tender/Contract Requirements; 2000 X 500 X 150Mm Thick | 1 | Nr | AED | 519.88 | Rate Only
2023-02 | 4 | 4.0422 | United Arab Emirates | Abu Dhabi | Infrastructure | Khaleel Al Arabi St | Junction Improvements - Enabling Works | DMT | AECC | Award | 2023 |  | Precast Concrete | H512.4 | Construction Of Protection Slab Over Existing Pipelines Including Excavation, Backfilling, Dewatering Etc And All Required Plants, Materials, Labours And Complete As Per Tender/Contract Requirements; 2500 X 500 X 200Mm Thick | 1 | Nr | AED | 626.3 | Rate Only
2023-02 | 4 | 4.0422 | United Arab Emirates | Abu Dhabi | Infrastructure | Khaleel Al Arabi St | Junction Improvements - Enabling Works | DMT | AECC | Award | 2023 |  | Precast Concrete | H512.5 | Construction Of Protection Slab Over Existing Pipelines Including Excavation, Backfilling, Dewatering Etc And All Required Plants, Materials, Labours And Complete As Per Tender/Contract Requirements; 3000 X 500 X 200Mm Thick | 1 | Nr | AED | 785.33 | Rate Only
2023-02 | 4 | 4.0422 | United Arab Emirates | Abu Dhabi | Infrastructure | Khaleel Al Arabi St | Junction Improvements - Enabling Works | DMT | AECC | Award | 2023 |  | Precast Concrete | H512.6 | Construction Of Protection Slab Over Existing Pipelines Including Excavation, Backfilling, Dewatering Etc And All Required Plants, Materials, Labours And Complete As Per Tender/Contract Requirements; 4000 X 500 X 250Mm Thick | 1 | Nr | AED | 1148.2 | Rate Only
2023-02 | 4 | 4.0422 | United Arab Emirates | Abu Dhabi | Infrastructure | Khaleel Al Arabi St | Junction Improvements - Enabling Works | DMT | AECC | Award | 2023 |  | Pipework - Manholes And Pipework Ancillaries | K513 | Extention Of Existing Duct; Extend Existing Spare Ducts Including Supply, Lay And Joint With Existing Duct, In Trench Including Endcaps, Draw Ropes And Duct Markers (Concrete Surround Measured Seperately); 2-Way, 600Mm Dia Grp Duct; Depth 1.5 -2.0M | 65 | m | AED | 1931.28 | 125533.2
2023-02 | 4 | 4.0422 | United Arab Emirates | Abu Dhabi | Infrastructure | Khaleel Al Arabi St | Junction Improvements - Enabling Works | DMT | AECC | Award | 2023 |  | Pipework - Manholes And Pipework Ancillaries | K514 | Extention Of Existing Duct; Extend Existing Spare Ducts Including Supply, Lay And Joint With Existing Duct, In Trench Including Endcaps, Draw Ropes And Duct Markers (Concrete Surround Measured Seperately); 2-Way, 600Mm Dia Grp Duct; Depth 2.0 -2.5M | 10 | m | AED | 2205.97 | 22059.7
2023-02 | 4 | 4.0422 | United Arab Emirates | Abu Dhabi | Infrastructure | Khaleel Al Arabi St | Junction Improvements - Enabling Works | DMT | AECC | Award | 2023 |  | Pipework - Manholes And Pipework Ancillaries | K513 | Extention Of Existing Duct; Extend Existing Spare Ducts Including Supply, Lay And Joint With Existing Duct, In Trench Including Endcaps, Draw Ropes And Duct Markers (Concrete Surround Measured Seperately); 2-Way, 800Mm Dia Grp Duct; Depth 1.5 -2.0M | 10 | m | AED | 2472.06 | 24720.6
2023-02 | 4 | 4.0423 | United Arab Emirates | Abu Dhabi | Infrastructure | Khaleel Al Arabi St | Junction Improvements - Enabling Works | DMT | AECC | Award | 2023 |  | Pipework - Manholes And Pipework Ancillaries | K514 | Extention Of Existing Duct; Extend Existing Spare Ducts Including Supply, Lay And Joint With Existing Duct, In Trench Including Endcaps, Draw Ropes And Duct Markers (Concrete Surround Measured Seperately); 2-Way, 800Mm Dia Grp Duct; Depth 2.0 -2.5M | 55 | m | AED | 2916.93 | 160431.15
2023-02 | 4 | 4.0423 | United Arab Emirates | Abu Dhabi | Infrastructure | Khaleel Al Arabi St | Junction Improvements - Enabling Works | DMT | AECC | Award | 2023 |  | Pipework - Supports And Protection | L543 | Beds And Surround; Concrete Bed And Surround To Extended Existing Duct, Including Formwork, Polythene Sheet And Bituminous Paint Etc. Complete As Specified.; Concrete Surround To 2-Way, 600Mm Dia Grp Duct | 75 | m | AED | 1817.02 | 136276.5
2023-02 | 4 | 4.0423 | United Arab Emirates | Abu Dhabi | Infrastructure | Khaleel Al Arabi St | Junction Improvements - Enabling Works | DMT | AECC | Award | 2023 |  | Pipework - Supports And Protection | L544 | Beds And Surround; Concrete Bed And Surround To Extended Existing Duct, Including Formwork, Polythene Sheet And Bituminous Paint Etc. Complete As Specified.; Concrete Surround To 2-Way, 800Mm Dia Grp Duct | 65 | m | AED | 2319.51 | 150768.15
2023-02 | 4 | 4.0423 | United Arab Emirates | Abu Dhabi | Infrastructure | Khaleel Al Arabi St | Junction Improvements - Enabling Works | DMT | AECC | Award | 2023 |  | Pipework - Supports And Protection | L521.1 | Removal Works; Carefully Excavate To Expose Existing Cables, Warning Tape, Disconnect, Remove And Dispose/Deliver To Authority Stores As Directed By The Engineer (Backfilling Measured Elswere).; Street Lighting Cable (Various Types) | 75 | m | AED | 56.72 | 4254
2023-02 | 4 | 4.0423 | United Arab Emirates | Abu Dhabi | Infrastructure | Khaleel Al Arabi St | Junction Improvements - Enabling Works | DMT | AECC | Award | 2023 |  | Pipework - Supports And Protection | L521.2 | Carefully Remove Existing Lighting Control Cabinet, Fittings, Precast Foundations, Dismantle Completely And Set Aside In Contractor'S Enclosed Store For Reuse/Return, Including Disposal Of Precast Foundations To Approved Tip, Cable Disconnections And Backfilling; Removal Of Existing Lighting Control Cabinet | 1 | Nr | AED | 3544.89 | 3544.89
2023-02 | 4 | 4.0423 | United Arab Emirates | Abu Dhabi | Infrastructure | Khaleel Al Arabi St | Junction Improvements - Enabling Works | DMT | AECC | Award | 2023 |  | Pipework - Supports And Protection | L521.3 | Carefully Remove Existing Lighting Control Cabinet, Fittings, Precast Foundations, Dismantle Completely And Set Aside In Contractor'S Enclosed Store For Reuse/Return, Including Disposal Of Precast Foundations To Approved Tip, Cable Disconnections And Backfilling; Removal Of Existing Feeder Pillar | 1 | Nr | AED | 4253.86 | Rate Only
2023-02 | 4 | 4.0423 | United Arab Emirates | Abu Dhabi | Infrastructure | Khaleel Al Arabi St | Junction Improvements - Enabling Works | DMT | AECC | Award | 2023 |  | Pipework - Manholes And Pipework Ancillaries | K522 | Ducts; Upvc Cable Ducts To Bs 3506 Class C Laid And Jointed In Trench Beneath Carriage Ways Including Excavation Preparation Of Surfaces, Disposal Of Excavated Material Backfilling, Upholding Of Sides, End Caps, 8Mm Dia Drawcords,Studs And Concrete Duct Markers As Specified; 2-Way, 100Mm Dia Depth Not Exceeding 1.5M | 15 | m | AED | 310 | 4650
2023-02 | 4 | 4.0423 | United Arab Emirates | Abu Dhabi | Infrastructure | Khaleel Al Arabi St | Junction Improvements - Enabling Works | DMT | AECC | Award | 2023 |  | Pipework - Manholes And Pipework Ancillaries | K542.1 | Ducts; Upvc Cable Ducts To Bs 3506 Class C Laid And Jointed In Trench Beneath Carriage Ways Including Excavation Preparation Of Surfaces, Disposal Of Excavated Material Backfilling, Upholding Of Sides, End Caps, 8Mm Dia Drawcords,Studs And Concrete Duct Markers As Specified; 4-Way, 100Mm Dia Depth Not Exceeding 1.5M | 10 | m | AED | 466.54 | 4665.4
2023-02 | 4 | 4.0423 | United Arab Emirates | Abu Dhabi | Infrastructure | Khaleel Al Arabi St | Junction Improvements - Enabling Works | DMT | AECC | Award | 2023 |  | Pipework - Manholes And Pipework Ancillaries | K542.2 | Ducts; Upvc Cable Ducts To Bs 3506 Class C Laid And Jointed In Trench Beneath Carriage Ways Including Excavation Preparation Of Surfaces, Disposal Of Excavated Material Backfilling, Upholding Of Sides, End Caps, 8Mm Dia Drawcords,Studs And Concrete Duct Markers As Specified; 6-Way, 100Mm Dia Depth Not Exceeding 1.5M | 1 | m | AED | 561.96 | Rate Only
2023-02 | 4 | 4.0423 | United Arab Emirates | Abu Dhabi | Infrastructure | Khaleel Al Arabi St | Junction Improvements - Enabling Works | DMT | AECC | Award | 2023 |  | Pipework - Manholes And Pipework Ancillaries | K731 | Reinstatement; Breaking Of Existing Main Road Pavement Including Saw Cutting And Reinstatement For Laying Ducts; 2 Way To 4 Way Ducts. | 15 | m | AED | 1211.18 | 18167.7
2023-02 | 4 | 4.0423 | United Arab Emirates | Abu Dhabi | Infrastructure | Khaleel Al Arabi St | Junction Improvements - Enabling Works | DMT | AECC | Award | 2023 |  | Pipework - Manholes And Pipework Ancillaries | K541.1 | Supply, Lay & Joint Hdpe Cable Ducts Through Drilled Bore Including Special Joints And Connections, Draw Rope, End Cape, Duct Makers, Testing, Etc Complete As Shown On Drawing; For 2 Way Ducts | 250 | m | AED | 227.49 | 56872.5
2023-02 | 4 | 4.0424 | United Arab Emirates | Abu Dhabi | Infrastructure | Khaleel Al Arabi St | Junction Improvements - Enabling Works | DMT | AECC | Award | 2023 |  | Pipework - Manholes And Pipework Ancillaries | K541.2 | Supply, Lay & Joint Hdpe Cable Ducts Through Drilled Bore Including Special Joints And Connections, Draw Rope, End Cape, Duct Makers, Testing, Etc Complete As Shown On Drawing; For 4 Way Ducts | 60 | m | AED | 426.62 | 25597.2
2023-02 | 4 | 4.0424 | United Arab Emirates | Abu Dhabi | Infrastructure | Khaleel Al Arabi St | Junction Improvements - Enabling Works | DMT | AECC | Award | 2023 |  | Pipework - Manholes And Pipework Ancillaries | K541.3 | Supply, Lay & Joint Hdpe Cable Ducts Through Drilled Bore Including Special Joints And Connections, Draw Rope, End Cape, Duct Makers, Testing, Etc Complete As Shown On Drawing; For 6 Way Ducts | 1 | m | AED | 625.74 | Rate Only
2023-02 | 4 | 4.0424 | United Arab Emirates | Abu Dhabi | Infrastructure | Khaleel Al Arabi St | Junction Improvements - Enabling Works | DMT | AECC | Award | 2023 |  | Pipework - Supports And Protection | L511.1 | Beds And Surrounds Including Warning Tape; Imported Sand Bed And Surround To 2-Way Duct, 100Mm Dia. | 2 | m | AED | 34.89 | 69.78
2023-02 | 4 | 4.0424 | United Arab Emirates | Abu Dhabi | Infrastructure | Khaleel Al Arabi St | Junction Improvements - Enabling Works | DMT | AECC | Award | 2023 |  | Pipework - Supports And Protection | L511.2 | Beds And Surrounds Including Warning Tape; Imported Sand Bed And Surround To 4-Way Duct, 100Mm Dia. | 2 | m | AED | 53.03 | 106.06
2023-02 | 4 | 4.0424 | United Arab Emirates | Abu Dhabi | Infrastructure | Khaleel Al Arabi St | Junction Improvements - Enabling Works | DMT | AECC | Award | 2023 |  | Pipework - Supports And Protection | L511.3 | Beds And Surrounds Including Warning Tape; Imported Sand Bed And Surround To 6-Way Duct, 100Mm Dia. | 1 | m | AED | 72.78 | Rate Only
2023-02 | 4 | 4.0424 | United Arab Emirates | Abu Dhabi | Infrastructure | Khaleel Al Arabi St | Junction Improvements - Enabling Works | DMT | AECC | Award | 2023 |  | Pipework - Supports And Protection | L521.1 | Selected Excavated Material Bed And Surround To 2-Way Duct, 100Mm Dia. | 3 | m | AED | 15.18 | 45.54
2023-02 | 4 | 4.0424 | United Arab Emirates | Abu Dhabi | Infrastructure | Khaleel Al Arabi St | Junction Improvements - Enabling Works | DMT | AECC | Award | 2023 |  | Pipework - Supports And Protection | L521.2 | Selected Excavated Material Bed And Surround To 4-Way Duct, 100Mm Dia. | 3 | m | AED | 17.9 | 53.7
2023-02 | 4 | 4.0424 | United Arab Emirates | Abu Dhabi | Infrastructure | Khaleel Al Arabi St | Junction Improvements - Enabling Works | DMT | AECC | Award | 2023 |  | Pipework - Supports And Protection | L521.3 | Selected Excavated Material Bed And Surround To 6-Way Duct, 100Mm Dia. | 1 | m | AED | 20.86 | Rate Only
2023-02 | 4 | 4.0424 | United Arab Emirates | Abu Dhabi | Infrastructure | Khaleel Al Arabi St | Junction Improvements - Enabling Works | DMT | AECC | Award | 2023 |  | Pipework - Supports And Protection | L541.1 | Mass Concrete Surrounds To Upvc For Road Crossing Ducts As Per Drawings & Specification; For 2-Way Upvc Duct , 100Mm Dia | 10 | m | AED | 200.7 | 2007
2023-02 | 4 | 4.0424 | United Arab Emirates | Abu Dhabi | Infrastructure | Khaleel Al Arabi St | Junction Improvements - Enabling Works | DMT | AECC | Award | 2023 |  | Pipework - Supports And Protection | L541.2 | Mass Concrete Surrounds To Upvc For Road Crossing Ducts As Per Drawings & Specification; For 4-Way Upvc Duct , 100Mm Dia | 5 | m | AED | 325.79 | 1628.95
2023-02 | 4 | 4.0425 | United Arab Emirates | Abu Dhabi | Infrastructure | Khaleel Al Arabi St | Junction Improvements - Enabling Works | DMT | AECC | Award | 2023 |  | Pipework - Supports And Protection | L541.3 | Mass Concrete Surrounds To Upvc For Road Crossing Ducts As Per Drawings & Specification; For 6-Way Upvc Duct , 100Mm Dia | 1 | m | AED | 458.92 | Rate Only
2023-02 | 4 | 4.0425 | United Arab Emirates | Abu Dhabi | Infrastructure | Khaleel Al Arabi St | Junction Improvements - Enabling Works | DMT | AECC | Award | 2023 |  | Pipework - Supports And Protection | L900.1 | Works To Existing Cables; Supply And Lay Split Duct For Existing 1 Way Power Cables Including Earthworks, Concrete Surround, Bitumen Paint Etc. | 80 | m | AED | 598 | 47840
2023-02 | 4 | 4.0425 | United Arab Emirates | Abu Dhabi | Infrastructure | Khaleel Al Arabi St | Junction Improvements - Enabling Works | DMT | AECC | Award | 2023 |  | Pipework - Supports And Protection | L900.2 | Works To Existing Cables; Supply And Lay Split Duct For Existing 2 Way Power Cables Including Earthworks, Concrete Surround, Bitumen Paint Etc. | 10 | m | AED | 738.03 | 7380.3
2023-02 | 4 | 4.0425 | United Arab Emirates | Abu Dhabi | Infrastructure | Khaleel Al Arabi St | Junction Improvements - Enabling Works | DMT | AECC | Award | 2023 |  | Pipework - Supports And Protection | L900.3 | Works To Existing Cables; Supply And Lay Split Duct For Existing 3 Way Power Cables Including Earthworks, Concrete Surround, Bitumen Paint Etc. | 1 | m | AED | 878.07 | Rate Only
2023-02 | 4 | 4.0425 | United Arab Emirates | Abu Dhabi | Infrastructure | Khaleel Al Arabi St | Junction Improvements - Enabling Works | DMT | AECC | Award | 2023 |  | Miscellaneous Work | X900.1 | Foundation Works For Control Cabinet; Mass Concrete Foundation For Lighting Control Cabinet As Detailed On Dwg ; Including Excavation, Backfilling, Concrete, Formwork; Holding Down Chemical Anchor Bolts, Stainless Steel Cover Plate, Protection Of Holding Down Bolts, Nuts And Washers With Denso Tape, Bitumen Paint Etc. | 1 | Nr | AED | 1965.75 | 1965.75
2023-02 | 4 | 4.0425 | United Arab Emirates | Abu Dhabi | Infrastructure | Khaleel Al Arabi St | Junction Improvements - Enabling Works | DMT | AECC | Award | 2023 |  | Miscellaneous Work | X900.2 | Foundation Works For Control Cabinet; Mass Concrete Foundation For Fedeer Pillar As Detailed On Dwg ; Including Excavation, Backfilling, Concrete, Formwork; Holding Down Chemical Anchor Bolts, Stainless Steel Cover Plate, Protection Of Holding Down Bolts, Nuts And Washers With Denso Tape, Bitumen Paint Etc. | 1 | Nr | AED | 1781.89 | Rate Only
2023-02 | 4 | 4.0425 | United Arab Emirates | Abu Dhabi | Infrastructure | Khaleel Al Arabi St | Junction Improvements - Enabling Works | DMT | AECC | Award | 2023 |  | Miscellaneous Work | X900.3 | Non Disruptive Special Pipe Laying Using Directional Drilling Methods For Installing Pipes. (The Rate Shall Include For All Service Diversions, Reinstatements, Sleeve Pipes/ Caisson Pipes, Surplus Material Removals, Grouting Etc. Complete) As Shown On Drawing.; For 2 Way Ducts | 250 | m | AED | 3402.68 | 850670
2023-02 | 4 | 4.0425 | United Arab Emirates | Abu Dhabi | Infrastructure | Khaleel Al Arabi St | Junction Improvements - Enabling Works | DMT | AECC | Award | 2023 |  | Miscellaneous Work | X900.4 | Non Disruptive Special Pipe Laying Using Directional Drilling Methods For Installing Pipes. (The Rate Shall Include For All Service Diversions, Reinstatements, Sleeve Pipes/ Caisson Pipes, Surplus Material Removals, Grouting Etc. Complete) As Shown On Drawing.; For 4 Way Ducts | 60 | m | AED | 3512.06 | 210723.6
2023-02 | 4 | 4.0425 | United Arab Emirates | Abu Dhabi | Infrastructure | Khaleel Al Arabi St | Junction Improvements - Enabling Works | DMT | AECC | Award | 2023 |  | Miscellaneous Work | X900.5 | Non Disruptive Special Pipe Laying Using Directional Drilling Methods For Installing Pipes. (The Rate Shall Include For All Service Diversions, Reinstatements, Sleeve Pipes/ Caisson Pipes, Surplus Material Removals, Grouting Etc. Complete) As Shown On Drawing.; For 6 Way Ducts | 1 | m | AED | 3746.46 | Rate Only
2023-02 | 4 | 4.0426 | United Arab Emirates | Abu Dhabi | Infrastructure | Khaleel Al Arabi St | Junction Improvements - Enabling Works | DMT | AECC | Award | 2023 |  | Miscellaneous Work | X900.1 | Installation Of Street Lighting Control Cabinet; Supply & Installation Of Street Lighting Control Cabinet With Accessories Includingas Shown On The Standard Drawings And As Per Specifications. | 1 | Nr | AED | 59554.08 | Rate Only
2023-02 | 4 | 4.0426 | United Arab Emirates | Abu Dhabi | Infrastructure | Khaleel Al Arabi St | Junction Improvements - Enabling Works | DMT | AECC | Award | 2023 |  | Miscellaneous Work | X900.2 | Installation Of Street Lighting Control Cabinet; Take From The Contractor'S Store And Install Street Lighting Control Cabinet With Accessories Includingas Shown On The Standard Drawings And As Per Specifications. | 1 | Nr | AED | 3544.89 | 3544.89
2023-02 | 4 | 4.0426 | United Arab Emirates | Abu Dhabi | Infrastructure | Khaleel Al Arabi St | Junction Improvements - Enabling Works | DMT | AECC | Award | 2023 |  | Miscellaneous Work | X900.3 | Excavation For Cable Trenches; Trench Not Exceeding 1.50M Deep For Varying Number Of Cables, All As Shown On The Drawings And As Per Specification | 40 | m | AED | 42.54 | 1701.6
2023-02 | 4 | 4.0426 | United Arab Emirates | Abu Dhabi | Infrastructure | Khaleel Al Arabi St | Junction Improvements - Enabling Works | DMT | AECC | Award | 2023 |  | Miscellaneous Work | X900.4 | Beds And Surrounds; Sand Bed And Surround For Varying Number Of Power Cables. | 40 | m | AED | 11.34 | 453.6
2023-02 | 4 | 4.0426 | United Arab Emirates | Abu Dhabi | Infrastructure | Khaleel Al Arabi St | Junction Improvements - Enabling Works | DMT | AECC | Award | 2023 |  | Miscellaneous Work | X900.5 | Supply And Install The Following Power Supply Cabling In Trench As Shown On The Drawings Including Backfilling; 4Cx16Mm2 Cu/Xlpe/Swa/Pvc+1Cx10Mm2 Cu Y/G | 10 | m | AED | 51.05 | 510.5
2023-02 | 4 | 4.0426 | United Arab Emirates | Abu Dhabi | Infrastructure | Khaleel Al Arabi St | Junction Improvements - Enabling Works | DMT | AECC | Award | 2023 |  | Miscellaneous Work | X900.6 | Supply And Install The Following Power Supply Cabling In Trench As Shown On The Drawings Including Backfilling; 4Cx25Mm2 Cu/Xlpe/Swa/Pvc+1Cx16Mm2 Cu Y/G | 15 | m | AED | 82.24 | 1233.6
2023-02 | 4 | 4.0426 | United Arab Emirates | Abu Dhabi | Infrastructure | Khaleel Al Arabi St | Junction Improvements - Enabling Works | DMT | AECC | Award | 2023 |  | Miscellaneous Work | X900.7 | Supply And Install The Following Power Supply Cabling In Trench As Shown On The Drawings Including Backfilling; 4Cx70Mm² Cu/Xlpe Lv Cable | 15 | m | AED | 198.51 | 2977.65
2023-02 | 4 | 4.0426 | United Arab Emirates | Abu Dhabi | Infrastructure | Khaleel Al Arabi St | Junction Improvements - Enabling Works | DMT | AECC | Award | 2023 |  | Miscellaneous Work | X900.8 | Supply And Install The Following Power Supply Cabling In Trench As Shown On The Drawings Including Backfilling; 4Cx120Mm² Cu/Xlpe Lv Cable | 1 | m | AED | 311.95 | Rate Only
2023-02 | 4 | 4.0426 | United Arab Emirates | Abu Dhabi | Infrastructure | Khaleel Al Arabi St | Junction Improvements - Enabling Works | DMT | AECC | Award | 2023 |  | Miscellaneous Work | X900.9 | Supply And Install The Following Power Supply Cabling In Trench As Shown On The Drawings Including Backfilling; Warning Tape 250Mm Wide With English And Arabic Written As Approved By Authorites. | 40 | m | AED | 1.42 | 56.8
2023-02 | 4 | 4.0426 | United Arab Emirates | Abu Dhabi | Infrastructure | Khaleel Al Arabi St | Junction Improvements - Enabling Works | DMT | AECC | Award | 2023 |  | Miscellaneous Work | X900.10 | Supply And Install The Following Power Supply Cabling In Trench As Shown On The Drawings Including Backfilling; Route Marker For Lv Cable For Main Cables From S/S To Fp With English And Arabic Writing As Approved By Authorities. | 15 | m | AED | 11.34 | 170.1
2023-02 | 4 | 4.0427 | United Arab Emirates | Abu Dhabi | Infrastructure | Khaleel Al Arabi St | Junction Improvements - Enabling Works | DMT | AECC | Award | 2023 |  | Miscellaneous Work | X900.1 | Earthing System; Complete Earthing System Including Earthing Pits Covers, Earthing Rod, Clamp With Denso Tape, Protection All In Accordance With The Specifications; For Street Street Ligt Cabnits And Feeder Pillar | 1 | Nr | AED | 1276.16 | 1276.16
2023-02 | 4 | 4.0427 | United Arab Emirates | Abu Dhabi | Infrastructure | Khaleel Al Arabi St | Junction Improvements - Enabling Works | DMT | AECC | Award | 2023 |  | Miscellaneous Work | X900.2 | Connection; Connect New Circuit To Existing Lighting Control Cabinet Including Additional Accessories / Fittings,Etc Complete As On Drawing. | 3 | Nr | AED | 4253.86 | 12761.58
2023-02 | 4 | 4.0427 | United Arab Emirates | Abu Dhabi | Infrastructure | Khaleel Al Arabi St | Junction Improvements - Enabling Works | DMT | AECC | Award | 2023 |  | Miscellaneous Work | X900.3 | Connection; Connect Proposed Fedeer Pillar To Existing Lv Cable, Including Additional Accessories / Fittings,Etc Complete As On Drawing. | 1 | Nr | AED | 4253.86 | 4253.86
2023-02 | 4 | 4.0427 | United Arab Emirates | Abu Dhabi | Infrastructure | Khaleel Al Arabi St | Junction Improvements - Enabling Works | DMT | AECC | Award | 2023 |  | Demolition And Site Clearance | D690.1 | Removal Of Existing Ducts; Excavate And Remove 1-4 Way Ducts And Surrounds And Cart To Tip Including Backfilling Of Voids And Reinstate. | 1260 | m | AED | 130 | 163800
2023-02 | 4 | 4.0427 | United Arab Emirates | Abu Dhabi | Infrastructure | Khaleel Al Arabi St | Junction Improvements - Enabling Works | DMT | AECC | Award | 2023 |  | Demolition And Site Clearance | D690.2 | Removal Of Existing Ducts; Excavate And Remove 4-6 Way Ducts And Surrounds And Cart To Tip Including Backfilling Of Voids And Reinstate. | 35 | m | AED | 150 | 5250
2023-02 | 4 | 4.0427 | United Arab Emirates | Abu Dhabi | Infrastructure | Khaleel Al Arabi St | Junction Improvements - Enabling Works | DMT | AECC | Award | 2023 |  | Demolition And Site Clearance | D690.3 | Removal Of Existing Ducts; Excavate And Remove 6-9 Way Ducts And Surrounds And Cart To Tip Including Backfilling Of Voids And Reinstate. | 10 | m | AED | 200 | 2000
2023-02 | 4 | 4.0427 | United Arab Emirates | Abu Dhabi | Infrastructure | Khaleel Al Arabi St | Junction Improvements - Enabling Works | DMT | AECC | Award | 2023 |  | Demolition And Site Clearance | D690.4 | Removal Of Existing Ducts; Excavate And Remove 9-12 Way Ducts And Surrounds And Cart To Tip Including Backfilling Of Voids And Reinstate. | 10 | m | AED | 250 | 2500
2023-02 | 4 | 4.0427 | United Arab Emirates | Abu Dhabi | Infrastructure | Khaleel Al Arabi St | Junction Improvements - Enabling Works | DMT | AECC | Award | 2023 |  | Pipework - Manholes And Pipework Ancillaries | K231.1 | Other Chambers; Reinforced Concrete Joint Boxes Complete In Accordance With Drawings, Specifications And Requirements; Type Jrc 12 | 7 | Nr | AED | 12052.61 | 84368.27
2023-02 | 4 | 4.0427 | United Arab Emirates | Abu Dhabi | Infrastructure | Khaleel Al Arabi St | Junction Improvements - Enabling Works | DMT | AECC | Award | 2023 |  | Pipework - Manholes And Pipework Ancillaries | K231.2 | Other Chambers; Reinforced Concrete Joint Boxes Complete In Accordance With Drawings, Specifications And Requirements; Type Jrc 12 On Existing Ducts. | 3 | Nr | AED | 12336.2 | 37008.6
2023-02 | 4 | 4.0427 | United Arab Emirates | Abu Dhabi | Infrastructure | Khaleel Al Arabi St | Junction Improvements - Enabling Works | DMT | AECC | Award | 2023 |  | Pipework - Manholes And Pipework Ancillaries | K231.3 | Other Chambers; Reinforced Concrete Joint Boxes Complete In Accordance With Drawings, Specifications And Requirements; Type Jrc 14 | 1 | Nr | AED | 14534.03 | Rate Only
2023-02 | 4 | 4.0427 | United Arab Emirates | Abu Dhabi | Infrastructure | Khaleel Al Arabi St | Junction Improvements - Enabling Works | DMT | AECC | Award | 2023 |  | Pipework - Manholes And Pipework Ancillaries | K231.4 | Other Chambers; Reinforced Concrete Joint Boxes Complete In Accordance With Drawings, Specifications And Requirements; Type Jrc 4 | 1 | Nr | AED | 6168.1 | Rate Only
2023-02 | 4 | 4.0428 | United Arab Emirates | Abu Dhabi | Infrastructure | Khaleel Al Arabi St | Junction Improvements - Enabling Works | DMT | AECC | Award | 2023 |  | Pipework - Manholes And Pipework Ancillaries | K522 | Ducts; Supply, Lay & Joint Pvc Cable Ducts 100Mm Dia. In Trench Including Earthwork Backfilling, Endcap, And All Related Work Complete.; 2-Way, Depth Not Exceeding 1.5M. | 15 | m | AED | 97.13 | 1456.95
2023-02 | 4 | 4.0428 | United Arab Emirates | Abu Dhabi | Infrastructure | Khaleel Al Arabi St | Junction Improvements - Enabling Works | DMT | AECC | Award | 2023 |  | Pipework - Manholes And Pipework Ancillaries | K542.1 | Ducts; Supply, Lay & Joint Pvc Cable Ducts 100Mm Dia. In Trench Including Earthwork Backfilling, Endcap, And All Related Work Complete.; 4-Way, Depth Not Exceeding 1.5M. | 840 | m | AED | 134 | 112560
2023-02 | 4 | 4.0428 | United Arab Emirates | Abu Dhabi | Infrastructure | Khaleel Al Arabi St | Junction Improvements - Enabling Works | DMT | AECC | Award | 2023 |  | Pipework - Manholes And Pipework Ancillaries | K543.1 | Ducts; Supply, Lay & Joint Pvc Cable Ducts 100Mm Dia. In Trench Including Earthwork Backfilling, Endcap, And All Related Work Complete.; 4-Way, Depth 1.5M - 2.0M. | 280 | m | AED | 189.72 | 53121.6
2023-02 | 4 | 4.0428 | United Arab Emirates | Abu Dhabi | Infrastructure | Khaleel Al Arabi St | Junction Improvements - Enabling Works | DMT | AECC | Award | 2023 |  | Pipework - Manholes And Pipework Ancillaries | K544.1 | Ducts; Supply, Lay & Joint Pvc Cable Ducts 100Mm Dia. In Trench Including Earthwork Backfilling, Endcap, And All Related Work Complete.; 4-Way, Depth 2.0M - 2.5M. | 50 | m | AED | 224.89 | 11244.5
2023-02 | 4 | 4.0428 | United Arab Emirates | Abu Dhabi | Infrastructure | Khaleel Al Arabi St | Junction Improvements - Enabling Works | DMT | AECC | Award | 2023 |  | Pipework - Manholes And Pipework Ancillaries | K542.2 | Ducts; Supply, Lay & Joint Pvc Cable Ducts 100Mm Dia. In Trench Including Earthwork Backfilling, Endcap, And All Related Work Complete.; 6-Way Way, Depth Not Exceeding 1.5M. | 15 | m | AED | 205.89 | 3088.35
2023-02 | 4 | 4.0428 | United Arab Emirates | Abu Dhabi | Infrastructure | Khaleel Al Arabi St | Junction Improvements - Enabling Works | DMT | AECC | Award | 2023 |  | Pipework - Manholes And Pipework Ancillaries | K543.2 | Ducts; Supply, Lay & Joint Pvc Cable Ducts 100Mm Dia. In Trench Including Earthwork Backfilling, Endcap, And All Related Work Complete.; 6-Way Way, Depth 1.5M - 2.0M. | 10 | m | AED | 237.37 | 2373.7
2023-02 | 4 | 4.0428 | United Arab Emirates | Abu Dhabi | Infrastructure | Khaleel Al Arabi St | Junction Improvements - Enabling Works | DMT | AECC | Award | 2023 |  | Pipework - Manholes And Pipework Ancillaries | K544.2 | Ducts; Supply, Lay & Joint Pvc Cable Ducts 100Mm Dia. In Trench Including Earthwork Backfilling, Endcap, And All Related Work Complete.; 6-Way Way, Depth 2.0M - 2.5M. | 10 | m | AED | 281.46 | 2814.6
2023-02 | 4 | 4.0428 | United Arab Emirates | Abu Dhabi | Infrastructure | Khaleel Al Arabi St | Junction Improvements - Enabling Works | DMT | AECC | Award | 2023 |  | Pipework - Manholes And Pipework Ancillaries | K542.3 | Ducts; Supply, Lay & Joint Pvc Cable Ducts 100Mm Dia. In Trench Including Earthwork Backfilling, Endcap, And All Related Work Complete.; 9-Way, Depth Not Exceeding 1.5M. | 1 | m | AED | 231.69 | Rate Only
2023-02 | 4 | 4.0428 | United Arab Emirates | Abu Dhabi | Infrastructure | Khaleel Al Arabi St | Junction Improvements - Enabling Works | DMT | AECC | Award | 2023 |  | Pipework - Manholes And Pipework Ancillaries | K543.3 | Ducts; Supply, Lay & Joint Pvc Cable Ducts 100Mm Dia. In Trench Including Earthwork Backfilling, Endcap, And All Related Work Complete.; 9-Way, Depth 1.5M - 2.0M. | 1 | m | AED | 278.63 | Rate Only
2023-02 | 4 | 4.0428 | United Arab Emirates | Abu Dhabi | Infrastructure | Khaleel Al Arabi St | Junction Improvements - Enabling Works | DMT | AECC | Award | 2023 |  | Pipework - Manholes And Pipework Ancillaries | K544.3 | Ducts; Supply, Lay & Joint Pvc Cable Ducts 100Mm Dia. In Trench Including Earthwork Backfilling, Endcap, And All Related Work Complete.; 9-Way, Depth 2.0M - 2.5M. | 1 | m | AED | 334.35 | Rate Only
2023-02 | 4 | 4.0429 | United Arab Emirates | Abu Dhabi | Infrastructure | Khaleel Al Arabi St | Junction Improvements - Enabling Works | DMT | AECC | Award | 2023 |  | Pipework - Manholes And Pipework Ancillaries | K542.3 | Ducts; Supply, Lay & Joint Pvc Cable Ducts 100Mm Dia. In Trench Including Earthwork Backfilling, Endcap, And All Related Work Complete.; 12-Way, Depth Not Exceeding 1.5M. | 1 | m | AED | 285.29 | Rate Only
2023-02 | 4 | 4.0429 | United Arab Emirates | Abu Dhabi | Infrastructure | Khaleel Al Arabi St | Junction Improvements - Enabling Works | DMT | AECC | Award | 2023 |  | Pipework - Manholes And Pipework Ancillaries | K543.3 | Ducts; Supply, Lay & Joint Pvc Cable Ducts 100Mm Dia. In Trench Including Earthwork Backfilling, Endcap, And All Related Work Complete.; 12-Way, Depth 1.5M - 2.0M. | 1 | m | AED | 322.58 | Rate Only
2023-02 | 4 | 4.0429 | United Arab Emirates | Abu Dhabi | Infrastructure | Khaleel Al Arabi St | Junction Improvements - Enabling Works | DMT | AECC | Award | 2023 |  | Pipework - Manholes And Pipework Ancillaries | K544.3 | Ducts; Supply, Lay & Joint Pvc Cable Ducts 100Mm Dia. In Trench Including Earthwork Backfilling, Endcap, And All Related Work Complete.; 12-Way, Depth 2.0M - 2.5M. | 1 | m | AED | 378.31 | Rate Only
2023-02 | 4 | 4.0429 | United Arab Emirates | Abu Dhabi | Infrastructure | Khaleel Al Arabi St | Junction Improvements - Enabling Works | DMT | AECC | Award | 2023 |  | Pipework - Manholes And Pipework Ancillaries | K522 | Ducts; Extension Of Existing Ducts; Extend Existing Pvc Ducts Including Supply, Lay & Joint With Existing Ducts In Trench Beneath Carriageways, Provide End Caps, Duct Markers, Draw Ropes Etc. Complete As Specified.; 2-Way, Depth Not Exceeding 1.5M. | 1 | m | AED | 99.97 | Rate only
2023-02 | 4 | 4.0429 | United Arab Emirates | Abu Dhabi | Infrastructure | Khaleel Al Arabi St | Junction Improvements - Enabling Works | DMT | AECC | Award | 2023 |  | Pipework - Manholes And Pipework Ancillaries | K542.1 | Ducts; Extension Of Existing Ducts; Extend Existing Pvc Ducts Including Supply, Lay & Joint With Existing Ducts In Trench Beneath Carriageways, Provide End Caps, Duct Markers, Draw Ropes Etc. Complete As Specified.; 4-Way, Depth Not Exceeding 1.5M. | 10 | m | AED | 137.26 | 1372.6
2023-02 | 4 | 4.0429 | United Arab Emirates | Abu Dhabi | Infrastructure | Khaleel Al Arabi St | Junction Improvements - Enabling Works | DMT | AECC | Award | 2023 |  | Pipework - Manholes And Pipework Ancillaries | K543.1 | Ducts; Extension Of Existing Ducts; Extend Existing Pvc Ducts Including Supply, Lay & Joint With Existing Ducts In Trench Beneath Carriageways, Provide End Caps, Duct Markers, Draw Ropes Etc. Complete As Specified.; 4-Way, Depth 1.5M - 2.0M. | 10 | m | AED | 192.13 | 1921.3
2023-02 | 4 | 4.0429 | United Arab Emirates | Abu Dhabi | Infrastructure | Khaleel Al Arabi St | Junction Improvements - Enabling Works | DMT | AECC | Award | 2023 |  | Pipework - Manholes And Pipework Ancillaries | K544.1 | Ducts; Extension Of Existing Ducts; Extend Existing Pvc Ducts Including Supply, Lay & Joint With Existing Ducts In Trench Beneath Carriageways, Provide End Caps, Duct Markers, Draw Ropes Etc. Complete As Specified.; 4-Way, Depth 2.0M - 2.5M. | 10 | m | AED | 230.84 | 2308.4
2023-02 | 4 | 4.0429 | United Arab Emirates | Abu Dhabi | Infrastructure | Khaleel Al Arabi St | Junction Improvements - Enabling Works | DMT | AECC | Award | 2023 |  | Pipework - Manholes And Pipework Ancillaries | K542.2 | Ducts; Extension Of Existing Ducts; Extend Existing Pvc Ducts Including Supply, Lay & Joint With Existing Ducts In Trench Beneath Carriageways, Provide End Caps, Duct Markers, Draw Ropes Etc. Complete As Specified.; 6-Way Way, Depth Not Exceeding 1.5M. | 10 | m | AED | 208.72 | 2087.2
2023-02 | 4 | 4.0429 | United Arab Emirates | Abu Dhabi | Infrastructure | Khaleel Al Arabi St | Junction Improvements - Enabling Works | DMT | AECC | Award | 2023 |  | Pipework - Manholes And Pipework Ancillaries | K543.2 | Ducts; Extension Of Existing Ducts; Extend Existing Pvc Ducts Including Supply, Lay & Joint With Existing Ducts In Trench Beneath Carriageways, Provide End Caps, Duct Markers, Draw Ropes Etc. Complete As Specified.; 6-Way Way, Depth 1.5M - 2.0M. | 10 | m | AED | 241.76 | 2417.6
2023-02 | 4 | 4.043 | United Arab Emirates | Abu Dhabi | Infrastructure | Khaleel Al Arabi St | Junction Improvements - Enabling Works | DMT | AECC | Award | 2023 |  | Pipework - Manholes And Pipework Ancillaries | K544.2 | Ducts; Extension Of Existing Ducts; Extend Existing Pvc Ducts Including Supply, Lay & Joint With Existing Ducts In Trench Beneath Carriageways, Provide End Caps, Duct Markers, Draw Ropes Etc. Complete As Specified.; 6-Way Way, Depth 2.0M - 2.5M. | 10 | m | AED | 284.16 | 2841.6
2023-02 | 4 | 4.043 | United Arab Emirates | Abu Dhabi | Infrastructure | Khaleel Al Arabi St | Junction Improvements - Enabling Works | DMT | AECC | Award | 2023 |  | Pipework - Manholes And Pipework Ancillaries | K542.3 | Ducts; Extension Of Existing Ducts; Extend Existing Pvc Ducts Including Supply, Lay & Joint With Existing Ducts In Trench Beneath Carriageways, Provide End Caps, Duct Markers, Draw Ropes Etc. Complete As Specified.; 9-Way, Depth Not Exceeding 1.5M. | 1 | m | AED | 235.1 | Rate only
2023-02 | 4 | 4.043 | United Arab Emirates | Abu Dhabi | Infrastructure | Khaleel Al Arabi St | Junction Improvements - Enabling Works | DMT | AECC | Award | 2023 |  | Pipework - Manholes And Pipework Ancillaries | K543.3 | Ducts; Extension Of Existing Ducts; Extend Existing Pvc Ducts Including Supply, Lay & Joint With Existing Ducts In Trench Beneath Carriageways, Provide End Caps, Duct Markers, Draw Ropes Etc. Complete As Specified.; 9-Way, Depth 1.5M - 2.0M. | 1 | m | AED | 281.89 | Rate only
2023-02 | 4 | 4.043 | United Arab Emirates | Abu Dhabi | Infrastructure | Khaleel Al Arabi St | Junction Improvements - Enabling Works | DMT | AECC | Award | 2023 |  | Pipework - Manholes And Pipework Ancillaries | K544.3 | Ducts; Extension Of Existing Ducts; Extend Existing Pvc Ducts Including Supply, Lay & Joint With Existing Ducts In Trench Beneath Carriageways, Provide End Caps, Duct Markers, Draw Ropes Etc. Complete As Specified.; 9-Way, Depth 2.0M - 2.5M. | 1 | m | AED | 337.76 | Rate only
2023-02 | 4 | 4.043 | United Arab Emirates | Abu Dhabi | Infrastructure | Khaleel Al Arabi St | Junction Improvements - Enabling Works | DMT | AECC | Award | 2023 |  | Pipework - Manholes And Pipework Ancillaries | K542.3 | Ducts; Extension Of Existing Ducts; Extend Existing Pvc Ducts Including Supply, Lay & Joint With Existing Ducts In Trench Beneath Carriageways, Provide End Caps, Duct Markers, Draw Ropes Etc. Complete As Specified.; 12-Way, Depth Not Exceeding 1.5M. | 1 | m | AED | 290.11 | Rate only
2023-02 | 4 | 4.043 | United Arab Emirates | Abu Dhabi | Infrastructure | Khaleel Al Arabi St | Junction Improvements - Enabling Works | DMT | AECC | Award | 2023 |  | Pipework - Manholes And Pipework Ancillaries | K543.3 | Ducts; Extension Of Existing Ducts; Extend Existing Pvc Ducts Including Supply, Lay & Joint With Existing Ducts In Trench Beneath Carriageways, Provide End Caps, Duct Markers, Draw Ropes Etc. Complete As Specified.; 12-Way, Depth 1.5M - 2.0M. | 1 | m | AED | 326.41 | Rate only
2023-02 | 4 | 4.043 | United Arab Emirates | Abu Dhabi | Infrastructure | Khaleel Al Arabi St | Junction Improvements - Enabling Works | DMT | AECC | Award | 2023 |  | Pipework - Manholes And Pipework Ancillaries | K544.3 | Ducts; Extension Of Existing Ducts; Extend Existing Pvc Ducts Including Supply, Lay & Joint With Existing Ducts In Trench Beneath Carriageways, Provide End Caps, Duct Markers, Draw Ropes Etc. Complete As Specified.; 12-Way, Depth 2.0M - 2.5M. | 1 | m | AED | 380.58 | Rate only
2023-02 | 4 | 4.043 | United Arab Emirates | Abu Dhabi | Infrastructure | Khaleel Al Arabi St | Junction Improvements - Enabling Works | DMT | AECC | Award | 2023 |  | Pipework - Manholes And Pipework Ancillaries | K739.1 | Reinstatement; Breaking Of Existing Pavement Of Cross Roads And Reinstate For Duct Laying, Including Saw Cutting; 1-Way To 4-Way Ducts. | 1 | m | AED | 644.08 | Rate only
2023-02 | 4 | 4.043 | United Arab Emirates | Abu Dhabi | Infrastructure | Khaleel Al Arabi St | Junction Improvements - Enabling Works | DMT | AECC | Award | 2023 |  | Pipework - Manholes And Pipework Ancillaries | K739.2 | Reinstatement; Breaking Of Existing Pavement Of Cross Roads And Reinstate For Duct Laying, Including Saw Cutting; 4-Way To 8-Way Ducts. | 1 | m | AED | 927.63 | Rate only
2023-02 | 4 | 4.043 | United Arab Emirates | Abu Dhabi | Infrastructure | Khaleel Al Arabi St | Junction Improvements - Enabling Works | DMT | AECC | Award | 2023 |  | Pipework - Manholes And Pipework Ancillaries | K739.2 | Reinstatement; Breaking Of Existing Pavement Of Cross Roads And Reinstate For Duct Laying, Including Saw Cutting; 8-Way To 12-Way Ducts. | 1 | m | AED | 1211.19 | Rate only
2023-02 | 4 | 4.0431 | United Arab Emirates | Abu Dhabi | Infrastructure | Khaleel Al Arabi St | Junction Improvements - Enabling Works | DMT | AECC | Award | 2023 |  | Pipework - Manholes And Pipework Ancillaries | K851.1 | Connections To Manholes / Ducts; Connect New 2-Way Duct To Existing Ducts Including Additional Fittings, Additional Excavation And Backfill Etc. | 1 | Nr | AED | 269.41 | Rate Only
2023-02 | 4 | 4.0431 | United Arab Emirates | Abu Dhabi | Infrastructure | Khaleel Al Arabi St | Junction Improvements - Enabling Works | DMT | AECC | Award | 2023 |  | Pipework - Manholes And Pipework Ancillaries | K851.2 | Connections To Manholes / Ducts; Connect New 4-Way Duct To Existing Ducts Including Additional Fittings, Additional Excavation And Backfill Etc. | 4 | Nr | AED | 326.13 | 1304.52
2023-02 | 4 | 4.0431 | United Arab Emirates | Abu Dhabi | Infrastructure | Khaleel Al Arabi St | Junction Improvements - Enabling Works | DMT | AECC | Award | 2023 |  | Pipework - Manholes And Pipework Ancillaries | K851.3 | Connections To Manholes / Ducts; Connect New 6-Way Duct To Existing Ducts Including Additional Fittings, Additional Excavation And Backfill Etc. | 1 | Nr | AED | 397.03 | 397.03
2023-02 | 4 | 4.0431 | United Arab Emirates | Abu Dhabi | Infrastructure | Khaleel Al Arabi St | Junction Improvements - Enabling Works | DMT | AECC | Award | 2023 |  | Pipework - Manholes And Pipework Ancillaries | K851.4 | Connections To Manholes / Ducts; Connect New 9-Way Duct To Existing Ducts Including Additional Fittings, Additional Excavation And Backfill Etc. | 1 | Nr | AED | 453.75 | Rate Only
2023-02 | 4 | 4.0431 | United Arab Emirates | Abu Dhabi | Infrastructure | Khaleel Al Arabi St | Junction Improvements - Enabling Works | DMT | AECC | Award | 2023 |  | Pipework - Manholes And Pipework Ancillaries | K851.1 | Connections To Manholes / Ducts; Connect New 2-Way Duct To Existing Manhole Including Breaking Into Manhole, Additional Fittings, Additional Excavation And Backfill Etc. | 1 | Nr | AED | 283.59 | Rate Only
2023-02 | 4 | 4.0431 | United Arab Emirates | Abu Dhabi | Infrastructure | Khaleel Al Arabi St | Junction Improvements - Enabling Works | DMT | AECC | Award | 2023 |  | Pipework - Manholes And Pipework Ancillaries | K851.2 | Connections To Manholes / Ducts; Connect New 4-Way Duct To Existing Manhole Including Breaking Into Manhole, Additional Fittings, Additional Excavation And Backfill Etc. | 4 | Nr | AED | 354.49 | 1417.96
2023-02 | 4 | 4.0431 | United Arab Emirates | Abu Dhabi | Infrastructure | Khaleel Al Arabi St | Junction Improvements - Enabling Works | DMT | AECC | Award | 2023 |  | Pipework - Manholes And Pipework Ancillaries | K851.3 | Connections To Manholes / Ducts; Connect New 6-Way Duct To Existing Manhole Including Breaking Into Manhole, Additional Fittings, Additional Excavation And Backfill Etc. | 1 | Nr | AED | 439.57 | 439.57
2023-02 | 4 | 4.0431 | United Arab Emirates | Abu Dhabi | Infrastructure | Khaleel Al Arabi St | Junction Improvements - Enabling Works | DMT | AECC | Award | 2023 |  | Pipework - Manholes And Pipework Ancillaries | K851.4 | Connections To Manholes / Ducts; Connect New 9-Way Duct To Existing Manhole Including Breaking Into Manhole, Additional Fittings, Additional Excavation And Backfill Etc. | 1 | Nr | AED | 496.28 | Rate Only
2023-02 | 4 | 4.0431 | United Arab Emirates | Abu Dhabi | Infrastructure | Khaleel Al Arabi St | Junction Improvements - Enabling Works | DMT | AECC | Award | 2023 |  | Pipework - Supports And Protection | L511.1 | Beds & Surrounds Including Warning Tape; Imported Sand Bed & Surround To 100Mm Dia 2-Way Duct | 5 | m | AED | 17.72 | 88.6
2023-02 | 4 | 4.0431 | United Arab Emirates | Abu Dhabi | Infrastructure | Khaleel Al Arabi St | Junction Improvements - Enabling Works | DMT | AECC | Award | 2023 |  | Pipework - Supports And Protection | L511.2 | Beds & Surrounds Including Warning Tape; Imported Sand Bed & Surround To 100Mm Dia 4-Way Duct | 675 | m | AED | 23.25 | 15693.75
2023-02 | 4 | 4.0431 | United Arab Emirates | Abu Dhabi | Infrastructure | Khaleel Al Arabi St | Junction Improvements - Enabling Works | DMT | AECC | Award | 2023 |  | Pipework - Supports And Protection | L511.3 | Beds & Surrounds Including Warning Tape; Imported Sand Bed & Surround To 100Mm Dia 6-Way Duct | 40 | m | AED | 30.49 | 1219.6
2023-02 | 4 | 4.0432 | United Arab Emirates | Abu Dhabi | Infrastructure | Khaleel Al Arabi St | Junction Improvements - Enabling Works | DMT | AECC | Award | 2023 |  | Pipework - Supports And Protection | L511.4 | Beds & Surrounds Including Warning Tape; Imported Sand Bed & Surround To 100Mm Dia 9-Way Duct | 1 | m | AED | 35.73 | Rate Only
2023-02 | 4 | 4.0432 | United Arab Emirates | Abu Dhabi | Infrastructure | Khaleel Al Arabi St | Junction Improvements - Enabling Works | DMT | AECC | Award | 2023 |  | Pipework - Supports And Protection | L511.5 | Beds & Surrounds Including Warning Tape; Imported Sand Bed & Surround To 100Mm Dia 12-Way Duct | 1 | m | AED | 43.39 | Rate Only
2023-02 | 4 | 4.0432 | United Arab Emirates | Abu Dhabi | Infrastructure | Khaleel Al Arabi St | Junction Improvements - Enabling Works | DMT | AECC | Award | 2023 |  | Pipework - Supports And Protection | L511.6 | Beds & Surrounds Including Warning Tape; Selected Excavated Material Bed & Surround To 100Mm Dia 2-Way Duct | 5 | m | AED | 9.22 | 46.1
2023-02 | 4 | 4.0432 | United Arab Emirates | Abu Dhabi | Infrastructure | Khaleel Al Arabi St | Junction Improvements - Enabling Works | DMT | AECC | Award | 2023 |  | Pipework - Supports And Protection | L511.7 | Beds & Surrounds Including Warning Tape; Selected Excavated Material Bed & Surround To 100Mm Dia 4-Way Duct | 310 | m | AED | 11.63 | 3605.3
2023-02 | 4 | 4.0432 | United Arab Emirates | Abu Dhabi | Infrastructure | Khaleel Al Arabi St | Junction Improvements - Enabling Works | DMT | AECC | Award | 2023 |  | Pipework - Supports And Protection | L511.8 | Beds & Surrounds Including Warning Tape; Selected Excavated Material Bed & Surround To 100Mm Dia 6-Way Duct | 15 | m | AED | 14.75 | 221.25
2023-02 | 4 | 4.0432 | United Arab Emirates | Abu Dhabi | Infrastructure | Khaleel Al Arabi St | Junction Improvements - Enabling Works | DMT | AECC | Award | 2023 |  | Pipework - Supports And Protection | L511.9 | Beds & Surrounds Including Warning Tape; Selected Excavated Material Bed & Surround To 100Mm Dia 9-Way Duct | 1 | m | AED | 16.31 | Rate Only
2023-02 | 4 | 4.0432 | United Arab Emirates | Abu Dhabi | Infrastructure | Khaleel Al Arabi St | Junction Improvements - Enabling Works | DMT | AECC | Award | 2023 |  | Pipework - Supports And Protection | L511.10 | Beds & Surrounds Including Warning Tape; Selected Excavated Material Bed & Surround To 100Mm Dia 12-Way Duct | 1 | m | AED | 17.72 | Rate Only
2023-02 | 4 | 4.0432 | United Arab Emirates | Abu Dhabi | Infrastructure | Khaleel Al Arabi St | Junction Improvements - Enabling Works | DMT | AECC | Award | 2023 |  | Pipework - Supports And Protection | L541.1 | Beds & Surrounds Including Warning Tape; Reinforced Concrete Surround To Duct Including Formwork, Polythene Sheet And Bituminous Paint Etc. Complete As Specified.; 2-Way Duct. | 5 | m | AED | 97.13 | 485.65
2023-02 | 4 | 4.0432 | United Arab Emirates | Abu Dhabi | Infrastructure | Khaleel Al Arabi St | Junction Improvements - Enabling Works | DMT | AECC | Award | 2023 |  | Pipework - Supports And Protection | L541.2 | Beds & Surrounds Including Warning Tape; Reinforced Concrete Surround To Duct Including Formwork, Polythene Sheet And Bituminous Paint Etc. Complete As Specified.; 4-Way Duct. | 215 | m | AED | 143.78 | 30912.7
2023-02 | 4 | 4.0432 | United Arab Emirates | Abu Dhabi | Infrastructure | Khaleel Al Arabi St | Junction Improvements - Enabling Works | DMT | AECC | Award | 2023 |  | Pipework - Supports And Protection | L541.3 | Beds & Surrounds Including Warning Tape; Reinforced Concrete Surround To Duct Including Formwork, Polythene Sheet And Bituminous Paint Etc. Complete As Specified.; 6-Way Duct. | 10 | m | AED | 174.13 | 1741.3
2023-02 | 4 | 4.0433 | United Arab Emirates | Abu Dhabi | Infrastructure | Khaleel Al Arabi St | Junction Improvements - Enabling Works | DMT | AECC | Award | 2023 |  | Pipework - Supports And Protection | L541.4 | Beds & Surrounds Including Warning Tape; Reinforced Concrete Surround To Duct Including Formwork, Polythene Sheet And Bituminous Paint Etc. Complete As Specified.; 9-Way Duct. | 1 | m | AED | 214.82 | Rate Only
2023-02 | 4 | 4.0433 | United Arab Emirates | Abu Dhabi | Infrastructure | Khaleel Al Arabi St | Junction Improvements - Enabling Works | DMT | AECC | Award | 2023 |  | Pipework - Supports And Protection | L541.5 | Beds & Surrounds Including Warning Tape; Reinforced Concrete Surround To Duct Including Formwork, Polythene Sheet And Bituminous Paint Etc. Complete As Specified.; 12-Way Duct. | 1 | m | AED | 255.8 | Rate Only
2023-02 | 4 | 4.0433 | United Arab Emirates | Abu Dhabi | Infrastructure | Khaleel Al Arabi St | Junction Improvements - Enabling Works | DMT | AECC | Award | 2023 |  | Pipework - Supports And Protection | L541.6 | Concrete Encasement To Existing Duct Including Excavation. Formwork, Polythene Sheet And Bituminous Paint, Warning Tape, Backfilling Etc. Complete As Specified; For 2-Way Duct. | 1 | m | AED | 151.01 | Rate only
2023-02 | 4 | 4.0433 | United Arab Emirates | Abu Dhabi | Infrastructure | Khaleel Al Arabi St | Junction Improvements - Enabling Works | DMT | AECC | Award | 2023 |  | Pipework - Supports And Protection | L541.7 | Concrete Encasement To Existing Duct Including Excavation. Formwork, Polythene Sheet And Bituminous Paint, Warning Tape, Backfilling Etc. Complete As Specified; For 4-Way Duct. | 75 | m | AED | 193.41 | 14505.75
2023-02 | 4 | 4.0433 | United Arab Emirates | Abu Dhabi | Infrastructure | Khaleel Al Arabi St | Junction Improvements - Enabling Works | DMT | AECC | Award | 2023 |  | Pipework - Supports And Protection | L541.8 | Concrete Encasement To Existing Duct Including Excavation. Formwork, Polythene Sheet And Bituminous Paint, Warning Tape, Backfilling Etc. Complete As Specified; For 6-Way Duct. | 25 | m | AED | 238.93 | 5973.25
2023-02 | 4 | 4.0433 | United Arab Emirates | Abu Dhabi | Infrastructure | Khaleel Al Arabi St | Junction Improvements - Enabling Works | DMT | AECC | Award | 2023 |  | Pipework - Supports And Protection | L541.9 | Concrete Encasement To Existing Duct Including Excavation. Formwork, Polythene Sheet And Bituminous Paint, Warning Tape, Backfilling Etc. Complete As Specified; For 9-Way Duct. | 1 | m | AED | 295.22 | Rate only
2023-02 | 4 | 4.0433 | United Arab Emirates | Abu Dhabi | Infrastructure | Khaleel Al Arabi St | Junction Improvements - Enabling Works | DMT | AECC | Award | 2023 |  | Pipework - Supports And Protection | L541.10 | Concrete Encasement To Existing Duct Including Excavation. Formwork, Polythene Sheet And Bituminous Paint, Warning Tape, Backfilling Etc. Complete As Specified; For 12-Way Duct. | 1 | m | AED | 348.25 | Rate only
2023-02 | 4 | 4.0433 | United Arab Emirates | Abu Dhabi | Infrastructure | Khaleel Al Arabi St | Junction Improvements - Enabling Works | DMT | AECC | Award | 2023 |  | Sewer And Main Water Renovation And Anciliary Works | Y710.1 | Demolish Existing Manholes And Chambers And Cart To Approved Tip Including Backfilling Of Voids.; Jrc 14 | 1 | Nr | AED | 2126.93 | 2126.93
2023-02 | 4 | 4.0433 | United Arab Emirates | Abu Dhabi | Infrastructure | Khaleel Al Arabi St | Junction Improvements - Enabling Works | DMT | AECC | Award | 2023 |  | Sewer And Main Water Renovation And Anciliary Works | Y710.2 | Demolish Existing Manholes And Chambers And Cart To Approved Tip Including Backfilling Of Voids.; Jrc 12 | 13 | Nr | AED | 1843.34 | 23963.42
2023-02 | 4 | 4.0434 | United Arab Emirates | Abu Dhabi | Infrastructure | Khaleel Al Arabi St | Junction Improvements - Enabling Works | DMT | AECC | Award | 2023 |  | Miscellaneous Work | X900.1 | Adjust Cover Levels Of Existing Manholes To Suit Proposed Levels, Maximum Level Adjustment 0.25M . | 1 | Nr | AED | 2835.91 | 2835.91
2023-02 | 4 | 4.0434 | United Arab Emirates | Abu Dhabi | Infrastructure | Khaleel Al Arabi St | Junction Improvements - Enabling Works | DMT | AECC | Award | 2023 |  | Miscellaneous Work | X900.2 | Adjust Cover Levels Of Existing Chambers To Suit Proposed Levels, Maximum Level Adjustment 0.5M . | 2 | Nr | AED | 3828.48 | 7656.96
2023-02 | 4 | 4.0434 | United Arab Emirates | Abu Dhabi | Infrastructure | Khaleel Al Arabi St | Junction Improvements - Enabling Works | DMT | AECC | Award | 2023 |  | Demolition And Site Clearance | D900.1 | Carefully Remove Existing Loop Detectors, Fittings And Store In Contractor'S Stores For Later Deliver To Client Stores Or Dispose To Tip As Required , Including To Approved Tip, Cable Disconnections And Reinstatement To Original Condition; Traffic Signal Never Fail Loop Detector | 1 | Nr | AED | 1335.71 | Rate Only
2023-02 | 4 | 4.0434 | United Arab Emirates | Abu Dhabi | Infrastructure | Khaleel Al Arabi St | Junction Improvements - Enabling Works | DMT | AECC | Award | 2023 |  | Demolition And Site Clearance | D900.2 | Carefully Remove Existing Loop Detectors, Fittings And Store In Contractor'S Stores For Later Deliver To Client Stores Or Dispose To Tip As Required , Including To Approved Tip, Cable Disconnections And Reinstatement To Original Condition; Carefully Remove Existing Tvr Poles, Including Fittings, Precast Foundations, Dismantle Completely And Set A Side In Contractor Store For Later Reuse, Including Disposal Of Precast Foundations To Approved Tip, Cable Disconnections And Backfilling Of Voids | 2 | Nr | AED | 43656.42 | 87312.84
2023-02 | 4 | 4.0434 | United Arab Emirates | Abu Dhabi | Infrastructure | Khaleel Al Arabi St | Junction Improvements - Enabling Works | DMT | AECC | Award | 2023 |  | Demolition And Site Clearance | D900.3 | Carefully Remove Existing Manhole Cover And Frame And Deliver To Client Stores Including Excavation, Breakout Chambers, Backfilling And Remove To Tip And Reinstatement Of Existing Surfaces; Traffic Signal Manholes | 15 | Nr | AED | 1775.68 | 26635.2
2023-02 | 4 | 4.0434 | United Arab Emirates | Abu Dhabi | Infrastructure | Khaleel Al Arabi St | Junction Improvements - Enabling Works | DMT | AECC | Award | 2023 |  | Demolition And Site Clearance | D900.4 | Carefully Excavate To Expose Existing Tcs Ducts, Warning Tape, Disconnect, Remove And Dispose/Deliver To Authority Stores As Directed By The Engineer Including Backfilling And Reinstatement Of Existing Surfaces; Excavate And Remove 1 To 4 Way Duct | 120 | m | AED | 220.23 | 26427.6
2023-02 | 4 | 4.0434 | United Arab Emirates | Abu Dhabi | Infrastructure | Khaleel Al Arabi St | Junction Improvements - Enabling Works | DMT | AECC | Award | 2023 |  | Demolition And Site Clearance | D900.5 | Carefully Excavate To Expose Existing Tcs Ducts, Warning Tape, Disconnect, Remove And Dispose/Deliver To Authority Stores As Directed By The Engineer Including Backfilling And Reinstatement Of Existing Surfaces; Excavate And Remove 4 To 6 Way Duct | 15 | m | AED | 234.42 | 3516.3
2023-02 | 4 | 4.0434 | United Arab Emirates | Abu Dhabi | Infrastructure | Khaleel Al Arabi St | Junction Improvements - Enabling Works | DMT | AECC | Award | 2023 |  | Demolition And Site Clearance | D900.6 | Carefully Excavate To Expose Existing Tcs Ducts, Warning Tape, Disconnect, Remove And Dispose/Deliver To Authority Stores As Directed By The Engineer Including Backfilling And Reinstatement Of Existing Surfaces; Excavate And Remove 6 To 8 Way Duct | 250 | m | AED | 253.34 | 63335
2023-02 | 4 | 4.0434 | United Arab Emirates | Abu Dhabi | Infrastructure | Khaleel Al Arabi St | Junction Improvements - Enabling Works | DMT | AECC | Award | 2023 |  | Demolition And Site Clearance | D900.7 | Abandonment Of Existing Tcs Ducts; 1 To 4 Way Duct | 25 | m | AED | 71.07 | 1776.75
2023-02 | 4 | 4.0434 | United Arab Emirates | Abu Dhabi | Infrastructure | Khaleel Al Arabi St | Junction Improvements - Enabling Works | DMT | AECC | Award | 2023 |  | Demolition And Site Clearance | D900.8 | Abandonment Of Existing Tcs Ducts; 4 To 6 Way Duct | 15 | m | AED | 106.61 | 1599.15
2023-02 | 4 | 4.0434 | United Arab Emirates | Abu Dhabi | Infrastructure | Khaleel Al Arabi St | Junction Improvements - Enabling Works | DMT | AECC | Award | 2023 |  | Demolition And Site Clearance | D900.9 | Abandonment Of Existing Tcs Ducts; 6 To 8 Way Duct | 190 | m | AED | 142.15 | 27008.5
2023-02 | 4 | 4.0435 | United Arab Emirates | Abu Dhabi | Infrastructure | Khaleel Al Arabi St | Junction Improvements - Enabling Works | DMT | AECC | Award | 2023 |  | Pipework - Manholes And Pipework Ancillaries | K231.1 | Reinforced Concrete Chambers Complete Including But Not Limited To Built In Pieces, Ductile Manhole Covers, Water Proofing Works, Concrete Support, Indication Plates, Excavation, Backfilling, Disposal Of Surplus Excavated Material To Spoil Heaps On Designated Area To Be Determined By The Authority And All Other Fittings As Shown On Drawings.; Type I - Reinforced Concrete Pull Box, Depth Not Exceeding 1.5M (1.36 X 1.36 M), Including Di Frame, Cover And Gasket And Painting Internal Walls And Outer Frame Of Pull Box With Epoxy Gray Colour Paint | 22 | Nr | AED | 7579.32 | 166745.04
2023-02 | 4 | 4.0435 | United Arab Emirates | Abu Dhabi | Infrastructure | Khaleel Al Arabi St | Junction Improvements - Enabling Works | DMT | AECC | Award | 2023 |  | Pipework - Manholes And Pipework Ancillaries | K231.2 | Reinforced Concrete Chambers Complete Including But Not Limited To Built In Pieces, Ductile Manhole Covers, Water Proofing Works, Concrete Support, Indication Plates, Excavation, Backfilling, Disposal Of Surplus Excavated Material To Spoil Heaps On Designated Area To Be Determined By The Authority And All Other Fittings As Shown On Drawings.; Type I - Reinforced Concrete Pull Box, Depth Not Exceeding 1.5M (1.36 X 1.36 M), Including Di Frame, Cover And Gasket And Painting Internal Walls And Outer Frame Of Pull Box With Epoxy Gray Colour Paint (On Existing Ducts) | 3 | Nr | AED | 10415.23 | 31245.69
2023-02 | 4 | 4.0435 | United Arab Emirates | Abu Dhabi | Infrastructure | Khaleel Al Arabi St | Junction Improvements - Enabling Works | DMT | AECC | Award | 2023 |  | Pipework - Manholes And Pipework Ancillaries | K231.3 | Reinforced Concrete Chambers Complete Including But Not Limited To Built In Pieces, Ductile Manhole Covers, Water Proofing Works, Concrete Support, Indication Plates, Excavation, Backfilling, Disposal Of Surplus Excavated Material To Spoil Heaps On Designated Area To Be Determined By The Authority And All Other Fittings As Shown On Drawings.; Type Ii-Reinforced Concrete Pull Box, Depth Not Exceeding 1.5M (1.80 X 1.80 M), Including Di Frame, Cover And Gasket And Painting Internal Walls And Outer Frame Of Pull Box With Epoxy Gray Colour Paint | 1 | Nr | AED | 13327.38 | 13327.38
2023-02 | 4 | 4.0435 | United Arab Emirates | Abu Dhabi | Infrastructure | Khaleel Al Arabi St | Junction Improvements - Enabling Works | DMT | AECC | Award | 2023 |  | Pipework - Manholes And Pipework Ancillaries | K231.4 | Reinforced Concrete Chambers Complete Including But Not Limited To Built In Pieces, Ductile Manhole Covers, Water Proofing Works, Concrete Support, Indication Plates, Excavation, Backfilling, Disposal Of Surplus Excavated Material To Spoil Heaps On Designated Area To Be Determined By The Authority And All Other Fittings As Shown On Drawings.; Type Iv-Reinforced Concrete Pull Box, Depth Not Exceeding 1.5M (0.750 X 0.750 M), Including Di Frame, Cover And Gasket And Painting Internal Walls And Outer Frame Of Pull Box With Epoxy Gray Colour Paint | 1 | Nr | AED | 1799.8 | 1799.8
2023-02 | 4 | 4.0435 | United Arab Emirates | Abu Dhabi | Infrastructure | Khaleel Al Arabi St | Junction Improvements - Enabling Works | DMT | AECC | Award | 2023 |  | Pipework - Manholes And Pipework Ancillaries | K522 | Supply, Lay And Joint Upvc Cable Ducts In Trenches Including Excavation, Backfilling, Conduit Spacers At Every 5 M Distance, End Caps, Draw Ropes, Markers, Bends, Tees Etc. And Disposal Of Surplus Excavated Material To Spoil Heaps On Designated Area To Be Determined By The Authority And All Other Fittings As Shown On Drawings.; 2-Way, 50Mm Dia Depth Not Exceeding 1.5M. | 170 | m | AED | 220.27 | 37445.9
2023-02 | 4 | 4.0435 | United Arab Emirates | Abu Dhabi | Infrastructure | Khaleel Al Arabi St | Junction Improvements - Enabling Works | DMT | AECC | Award | 2023 |  | Pipework - Manholes And Pipework Ancillaries | K542.1 | Supply, Lay And Joint Upvc Cable Ducts In Trenches Including Excavation, Backfilling, Conduit Spacers At Every 5 M Distance, End Caps, Draw Ropes, Markers, Bends, Tees Etc. And Disposal Of Surplus Excavated Material To Spoil Heaps On Designated Area To Be Determined By The Authority And All Other Fittings As Shown On Drawings.; 4-Way; 50Mm Dia Depth Not Exceeding 1.5M. | 70 | m | AED | 280.9 | 19663
2023-02 | 4 | 4.0435 | United Arab Emirates | Abu Dhabi | Infrastructure | Khaleel Al Arabi St | Junction Improvements - Enabling Works | DMT | AECC | Award | 2023 |  | Pipework - Manholes And Pipework Ancillaries | K542.2 | Supply, Lay And Joint Upvc Cable Ducts In Trenches Including Excavation, Backfilling, Conduit Spacers At Every 5 M Distance, End Caps, Draw Ropes, Markers, Bends, Tees Etc. And Disposal Of Surplus Excavated Material To Spoil Heaps On Designated Area To Be Determined By The Authority And All Other Fittings As Shown On Drawings.; 6-Way; 100Mm Dia Depth Not Exceeding 1.5M. | 15 | m | AED | 658.94 | 9884.1
2023-02 | 4 | 4.0435 | United Arab Emirates | Abu Dhabi | Infrastructure | Khaleel Al Arabi St | Junction Improvements - Enabling Works | DMT | AECC | Award | 2023 |  | Pipework - Manholes And Pipework Ancillaries | K542.3 | Supply, Lay And Joint Upvc Cable Ducts In Trenches Including Excavation, Backfilling, Conduit Spacers At Every 5 M Distance, End Caps, Draw Ropes, Markers, Bends, Tees Etc. And Disposal Of Surplus Excavated Material To Spoil Heaps On Designated Area To Be Determined By The Authority And All Other Fittings As Shown On Drawings.; 8-Way; 100Mm Dia Depth Not Exceeding 1.5M. | 695 | m | AED | 818.03 | 568530.85
2023-02 | 4 | 4.0435 | United Arab Emirates | Abu Dhabi | Infrastructure | Khaleel Al Arabi St | Junction Improvements - Enabling Works | DMT | AECC | Award | 2023 |  | Pipework - Manholes And Pipework Ancillaries | K521 | Supply, Lay & Joint Hdpe Ducts Through Drilled Bore Including Special Joints And Connections, Draw Rope, End Cap, Duct Makers, Testing, Etc. Complete As Shown In Drawings And Specifications; 2-Way, 100Mm Dia | 1 | m | AED | 208.77 | Rate Only
2023-02 | 4 | 4.0435 | United Arab Emirates | Abu Dhabi | Infrastructure | Khaleel Al Arabi St | Junction Improvements - Enabling Works | DMT | AECC | Award | 2023 |  | Pipework - Manholes And Pipework Ancillaries | K541.1 | Supply, Lay & Joint Hdpe Ducts Through Drilled Bore Including Special Joints And Connections, Draw Rope, End Cap, Duct Makers, Testing, Etc. Complete As Shown In Drawings And Specifications; 4-Way, 100Mm Dia | 1 | m | AED | 389.19 | Rate Only
2023-02 | 4 | 4.0436 | United Arab Emirates | Abu Dhabi | Infrastructure | Khaleel Al Arabi St | Junction Improvements - Enabling Works | DMT | AECC | Award | 2023 |  | Pipework - Manholes And Pipework Ancillaries | K541.2 | Supply, Lay & Joint Hdpe Ducts Through Drilled Bore Including Special Joints And Connections, Draw Rope, End Cap, Duct Makers, Testing, Etc. Complete As Shown In Drawings And Specifications; 8-Way , 100Mm Dia | 80 | m | AED | 750 | 60000
2023-02 | 4 | 4.0436 | United Arab Emirates | Abu Dhabi | Infrastructure | Khaleel Al Arabi St | Junction Improvements - Enabling Works | DMT | AECC | Award | 2023 |  | Pipework - Manholes And Pipework Ancillaries | K522.1 | Extension Of Existing Ducts; Extend Existing Upvc Ducts Including Supply, Lay & Joint With Existing Ducts In Trench Beneath Carriageways, Provide End Caps, Duct Markers, Draw Ropes Etc. Complete As Specified.; 2-Way, Depth Not Exceeding 1.5M. | 1 | m | AED | 426.19 | Rate Only
2023-02 | 4 | 4.0436 | United Arab Emirates | Abu Dhabi | Infrastructure | Khaleel Al Arabi St | Junction Improvements - Enabling Works | DMT | AECC | Award | 2023 |  | Pipework - Manholes And Pipework Ancillaries | K522.2 | Extension Of Existing Ducts; Extend Existing Upvc Ducts Including Supply, Lay & Joint With Existing Ducts In Trench Beneath Carriageways, Provide End Caps, Duct Markers, Draw Ropes Etc. Complete As Specified.; 4-Way, Depth Not Exceeding 1.5M. | 1 | m | AED | 637.67 | Rate Only
2023-02 | 4 | 4.0436 | United Arab Emirates | Abu Dhabi | Infrastructure | Khaleel Al Arabi St | Junction Improvements - Enabling Works | DMT | AECC | Award | 2023 |  | Pipework - Manholes And Pipework Ancillaries | K542.1 | Extension Of Existing Ducts; Extend Existing Upvc Ducts Including Supply, Lay & Joint With Existing Ducts In Trench Beneath Carriageways, Provide End Caps, Duct Markers, Draw Ropes Etc. Complete As Specified.; 4-Way, Depth 1.5M - 2.0M. | 1 | m | AED | 696.73 | Rate Only
2023-02 | 4 | 4.0436 | United Arab Emirates | Abu Dhabi | Infrastructure | Khaleel Al Arabi St | Junction Improvements - Enabling Works | DMT | AECC | Award | 2023 |  | Pipework - Manholes And Pipework Ancillaries | K542.2 | Extension Of Existing Ducts; Extend Existing Upvc Ducts Including Supply, Lay & Joint With Existing Ducts In Trench Beneath Carriageways, Provide End Caps, Duct Markers, Draw Ropes Etc. Complete As Specified.; 8-Way, Depth Not Exceeding 1.5M. | 10 | m | AED | 1060.33 | 10603.3
2023-02 | 4 | 4.0436 | United Arab Emirates | Abu Dhabi | Infrastructure | Khaleel Al Arabi St | Junction Improvements - Enabling Works | DMT | AECC | Award | 2023 |  | Pipework - Manholes And Pipework Ancillaries | K543.3 | Extension Of Existing Ducts; Extend Existing Upvc Ducts Including Supply, Lay & Joint With Existing Ducts In Trench Beneath Carriageways, Provide End Caps, Duct Markers, Draw Ropes Etc. Complete As Specified.; 8-Way, Depth 1.5M - 2.0M. | 5 | m | AED | 1133.99 | 5669.95
2023-02 | 4 | 4.0436 | United Arab Emirates | Abu Dhabi | Infrastructure | Khaleel Al Arabi St | Junction Improvements - Enabling Works | DMT | AECC | Award | 2023 |  | Pipework - Manholes And Pipework Ancillaries | K739.1 | Reinstatement; Breaking Of Existing Main Road Pavement Including Saw Cutting And Reinstatement For Laying Ducts; 1 Way To 4 Way Ducts. | 10 | m | AED | 975.68 | 9756.8
2023-02 | 4 | 4.0436 | United Arab Emirates | Abu Dhabi | Infrastructure | Khaleel Al Arabi St | Junction Improvements - Enabling Works | DMT | AECC | Award | 2023 |  | Pipework - Manholes And Pipework Ancillaries | K739.2 | Reinstatement; Breaking Of Existing Cross Road Pavement Including Saw Cutting And Reinstatement For Laying Ducts; 1 Way To 4 Way Ducts. | 10 | m | AED | 933.14 | 9331.4
2023-02 | 4 | 4.0436 | United Arab Emirates | Abu Dhabi | Infrastructure | Khaleel Al Arabi St | Junction Improvements - Enabling Works | DMT | AECC | Award | 2023 |  | Pipework - Manholes And Pipework Ancillaries | K739.3 | Reinstatement; Breaking Of Existing Main Road Pavement Including Saw Cutting And Reinstatement For Laying Ducts; 4 Way To 8 Way Ducts. | 10 | m | AED | 1275.25 | 12752.5
2023-02 | 4 | 4.0437 | United Arab Emirates | Abu Dhabi | Infrastructure | Khaleel Al Arabi St | Junction Improvements - Enabling Works | DMT | AECC | Award | 2023 |  | Pipework - Manholes And Pipework Ancillaries | K739.4 | Reinstatement; Breaking Of Existing Cross Road Pavement Including Saw Cutting And Reinstatement For Laying Ducts; 4 Way To 8 Way Ducts. | 10 | m | AED | 1218.53 | 12185.3
2023-02 | 4 | 4.0437 | United Arab Emirates | Abu Dhabi | Infrastructure | Khaleel Al Arabi St | Junction Improvements - Enabling Works | DMT | AECC | Award | 2023 |  | Pipework - Manholes And Pipework Ancillaries | K861.1 | Connections To Manholes / Ducts; Connect New 2-Way 50Mm Dia Duct To Existing Ducts Including Additional Fittings, Additional Excavation And Backfill Etc. | 1 | Nr | AED | 623.7 | 623.7
2023-02 | 4 | 4.0437 | United Arab Emirates | Abu Dhabi | Infrastructure | Khaleel Al Arabi St | Junction Improvements - Enabling Works | DMT | AECC | Award | 2023 |  | Pipework - Manholes And Pipework Ancillaries | K851.1 | Connections To Manholes / Ducts; Connect New 2-Way 50Mm Dia Duct To Existing Pull Box Including Additional Fittings, Additional Excavation And Backfill Etc. | 1 | Nr | AED | 1133.12 | 1133.12
2023-02 | 4 | 4.0437 | United Arab Emirates | Abu Dhabi | Infrastructure | Khaleel Al Arabi St | Junction Improvements - Enabling Works | DMT | AECC | Award | 2023 |  | Pipework - Manholes And Pipework Ancillaries | K861.2 | Connections To Manholes / Ducts; Connect New 4-Way 50Mm Dia Duct To Existing Ducts Including Additional Fittings, Additional Excavation And Backfill Etc. | 1 | Nr | AED | 627.25 | 627.25
2023-02 | 4 | 4.0437 | United Arab Emirates | Abu Dhabi | Infrastructure | Khaleel Al Arabi St | Junction Improvements - Enabling Works | DMT | AECC | Award | 2023 |  | Pipework - Manholes And Pipework Ancillaries | K851.2 | Connections To Manholes / Ducts; Connect New 4-Way 50Mm Dia Duct To Existing Pull Box Including Additional Fittings, Additional Excavation And Backfill Etc. | 1 | Nr | AED | 1136.66 | 1136.66
2023-02 | 4 | 4.0437 | United Arab Emirates | Abu Dhabi | Infrastructure | Khaleel Al Arabi St | Junction Improvements - Enabling Works | DMT | AECC | Award | 2023 |  | Pipework - Manholes And Pipework Ancillaries | K861.3 | Connections To Manholes / Ducts; Connect New 8-Way 100Mm Dia Duct To Existing Ducts Including Additional Fittings, Additional Excavation And Backfill Etc. | 4 | Nr | AED | 786.84 | 3147.36
2023-02 | 4 | 4.0437 | United Arab Emirates | Abu Dhabi | Infrastructure | Khaleel Al Arabi St | Junction Improvements - Enabling Works | DMT | AECC | Award | 2023 |  | Pipework - Manholes And Pipework Ancillaries | K851.3 | Connections To Manholes / Ducts; Connect New 8-Way 100Mm Dia Duct To Existing Pull Box Including Additional Fittings, Additional Excavation And Backfill Etc. | 8 | Nr | AED | 1358.57 | 10868.56
2023-02 | 4 | 4.0437 | United Arab Emirates | Abu Dhabi | Infrastructure | Khaleel Al Arabi St | Junction Improvements - Enabling Works | DMT | AECC | Award | 2023 |  | Pipework - Supports And Protection | L221.1 | Non Disruptive Special Pipe Laying Using Directional Drilling Method For Installing Ducts (The Rate Shall Include For All Service Diversions, Reinstatements, Slurry, Surplus Material Removal, Etc.) Complete In All Respect As Shown In Drawings And Specifications; For 2-Way, 100Mm Dia | 1 | m | AED | 3402.68 | Rate Only
2023-02 | 4 | 4.0437 | United Arab Emirates | Abu Dhabi | Infrastructure | Khaleel Al Arabi St | Junction Improvements - Enabling Works | DMT | AECC | Award | 2023 |  | Pipework - Supports And Protection | L221.2 | Non Disruptive Special Pipe Laying Using Directional Drilling Method For Installing Ducts (The Rate Shall Include For All Service Diversions, Reinstatements, Slurry, Surplus Material Removal, Etc.) Complete In All Respect As Shown In Drawings And Specifications; For 4-Way, 100Mm Dia | 1 | m | AED | 3512.06 | Rate Only
2023-02 | 4 | 4.0437 | United Arab Emirates | Abu Dhabi | Infrastructure | Khaleel Al Arabi St | Junction Improvements - Enabling Works | DMT | AECC | Award | 2023 |  | Pipework - Supports And Protection | L221.3 | Non Disruptive Special Pipe Laying Using Directional Drilling Method For Installing Ducts (The Rate Shall Include For All Service Diversions, Reinstatements, Slurry, Surplus Material Removal, Etc.) Complete In All Respect As Shown In Drawings And Specifications; For 8-Way , 100Mm Dia | 80 | m | AED | 4058.99 | 324719.2
2023-02 | 4 | 4.0438 | United Arab Emirates | Abu Dhabi | Infrastructure | Khaleel Al Arabi St | Junction Improvements - Enabling Works | DMT | AECC | Award | 2023 |  | Pipework - Supports And Protection | L511.1 | Beds And Surrounds Including Warning Tape; Imported Sand Bed And Surround To 2-Way Duct, 50Mm Dia. | 90 | m | AED | 18.82 | 1693.8
2023-02 | 4 | 4.0438 | United Arab Emirates | Abu Dhabi | Infrastructure | Khaleel Al Arabi St | Junction Improvements - Enabling Works | DMT | AECC | Award | 2023 |  | Pipework - Supports And Protection | L511.2 | Beds And Surrounds Including Warning Tape; Imported Sand Bed And Surround To 4-Way Duct, 50Mm Dia. | 45 | m | AED | 23.21 | 1044.45
2023-02 | 4 | 4.0438 | United Arab Emirates | Abu Dhabi | Infrastructure | Khaleel Al Arabi St | Junction Improvements - Enabling Works | DMT | AECC | Award | 2023 |  | Pipework - Supports And Protection | L511.3 | Beds And Surrounds Including Warning Tape; Imported Sand Bed And Surround To 6-Way Duct, 100Mm Dia. | 5 | m | AED | 40.44 | 202.2
2023-02 | 4 | 4.0438 | United Arab Emirates | Abu Dhabi | Infrastructure | Khaleel Al Arabi St | Junction Improvements - Enabling Works | DMT | AECC | Award | 2023 |  | Pipework - Supports And Protection | L511.4 | Beds And Surrounds Including Warning Tape; Imported Sand Bed And Surround To 8-Way Duct, 100Mm Dia. | 375 | m | AED | 48.69 | 18258.75
2023-02 | 4 | 4.0438 | United Arab Emirates | Abu Dhabi | Infrastructure | Khaleel Al Arabi St | Junction Improvements - Enabling Works | DMT | AECC | Award | 2023 |  | Pipework - Supports And Protection | L521.1 | Beds And Surrounds Including Warning Tape; Selected Excavated Material Bed And Surround To 2-Way Duct, 50Mm Dia. | 60 | m | AED | 13.48 | 808.8
2023-02 | 4 | 4.0438 | United Arab Emirates | Abu Dhabi | Infrastructure | Khaleel Al Arabi St | Junction Improvements - Enabling Works | DMT | AECC | Award | 2023 |  | Pipework - Supports And Protection | L521.2 | Beds And Surrounds Including Warning Tape; Selected Excavated Material Bed And Surround To 4-Way Duct, 50Mm Dia. | 20 | m | AED | 14.58 | 291.6
2023-02 | 4 | 4.0438 | United Arab Emirates | Abu Dhabi | Infrastructure | Khaleel Al Arabi St | Junction Improvements - Enabling Works | DMT | AECC | Award | 2023 |  | Pipework - Supports And Protection | L521.3 | Beds And Surrounds Including Warning Tape; Selected Excavated Material Bed And Surround To 6-Way Duct, 100Mm Dia. | 5 | m | AED | 18.89 | 94.45
2023-02 | 4 | 4.0438 | United Arab Emirates | Abu Dhabi | Infrastructure | Khaleel Al Arabi St | Junction Improvements - Enabling Works | DMT | AECC | Award | 2023 |  | Pipework - Supports And Protection | L521.4 | Beds And Surrounds Including Warning Tape; Selected Excavated Material Bed And Surround To 8-Way Duct, 100Mm Dia. | 245 | m | AED | 20.95 | 5132.75
2023-02 | 4 | 4.0438 | United Arab Emirates | Abu Dhabi | Infrastructure | Khaleel Al Arabi St | Junction Improvements - Enabling Works | DMT | AECC | Award | 2023 |  | Pipework - Supports And Protection | L541.1 | Mass Concrete Bed And Surround To Ducts Including Formwork, Polythene Sheet And Bituminous Paints.; Mass Concrete Bed And Surround To 2-Way Duct, 50Mm Dia. | 20 | m | AED | 73.05 | 1461
2023-02 | 4 | 4.0438 | United Arab Emirates | Abu Dhabi | Infrastructure | Khaleel Al Arabi St | Junction Improvements - Enabling Works | DMT | AECC | Award | 2023 |  | Pipework - Supports And Protection | L541.2 | Mass Concrete Bed And Surround To Ducts Including Formwork, Polythene Sheet And Bituminous Paints.; Mass Concrete Bed And Surround To 4-Way Duct, 50Mm Dia. | 5 | m | AED | 111.46 | 557.3
2023-02 | 4 | 4.0438 | United Arab Emirates | Abu Dhabi | Infrastructure | Khaleel Al Arabi St | Junction Improvements - Enabling Works | DMT | AECC | Award | 2023 |  | Pipework - Supports And Protection | L541.3 | Mass Concrete Bed And Surround To Ducts Including Formwork, Polythene Sheet And Bituminous Paints.; Mass Concrete Bed And Surround To 6-Way Duct, 100Mm Dia. | 5 | m | AED | 234.31 | 1171.55
2023-02 | 4 | 4.0439 | United Arab Emirates | Abu Dhabi | Infrastructure | Khaleel Al Arabi St | Junction Improvements - Enabling Works | DMT | AECC | Award | 2023 |  | Pipework - Supports And Protection | L541.4 | Mass Concrete Bed And Surround To Ducts Including Formwork, Polythene Sheet And Bituminous Paints.; Mass Concrete Bed And Surround To 8-Way Duct, 100Mm Dia. | 90 | m | AED | 286.55 | 25789.5
2023-02 | 4 | 4.0439 | United Arab Emirates | Abu Dhabi | Infrastructure | Khaleel Al Arabi St | Junction Improvements - Enabling Works | DMT | AECC | Award | 2023 |  | Miscellaneous Work | X900.1 | Reinforced Concrete Foundation Complete As Detailed On Drawings Including Excavation, Backfilling, Compaction, Formwork, Reinforcement, Concrete, Upvc Conduit, Rebars, Holding Down Bolts, Protection Of Holding Down Bolts, Nuts And Washers With Denso Tape, Rubber Spacers, Waterproofing As Per The Authority'S Standard Etc.; For Tvr Poles | 2 | Nr | AED | 2979.39 | 5958.78
2023-02 | 4 | 4.0439 | United Arab Emirates | Abu Dhabi | Infrastructure | Khaleel Al Arabi St | Junction Improvements - Enabling Works | DMT | AECC | Award | 2023 |  | Miscellaneous Work | X900.2 | Collect And Install; Collect From Contractor Store And Install Tvr Pole To New Location, Including Connection/ Integration To Existing Network Etc. Complete | 2 | Nr | AED | 35448.86 | 70897.72
2023-03 | 4 | 4.0439 | United Arab Emirates | Abu Dhabi | Infrastructure | Khaleel Al Arabi St | Junction Improvements - Main Works | DMT | AECC | Award | 2023 |  | Earthworks | E220 | Excavation; Excavation For Cuttings; Material Other Than Top Soil, Rock Or Artificial Hard Material. | 26009 | m³ | AED | 9.15 | 237982.35
2023-03 | 4 | 4.0439 | United Arab Emirates | Abu Dhabi | Infrastructure | Khaleel Al Arabi St | Junction Improvements - Main Works | DMT | AECC | Award | 2023 |  | Earthworks | E230 | Excavation; Excavation For Cuttings Rock. | 100 | m³ | AED | 210.78 | 21078
2023-03 | 4 | 4.0439 | United Arab Emirates | Abu Dhabi | Infrastructure | Khaleel Al Arabi St | Junction Improvements - Main Works | DMT | AECC | Award | 2023 |  | Earthworks | E454 | Excavation; Excavation For Reinforced Concrete Foundation; Depth 1 -2M. | 20 | m³ | AED | 50.77 | 1015.4
2023-03 | 4 | 4.0439 | United Arab Emirates | Abu Dhabi | Infrastructure | Khaleel Al Arabi St | Junction Improvements - Main Works | DMT | AECC | Award | 2023 |  | Earthworks | E454 | Excavation; Excavation For Reinforced Concrete Foundation; Depth 1 -2M. | 20 | m³ | AED | 50.77 | 1015.4
2023-03 | 4 | 4.0439 | United Arab Emirates | Abu Dhabi | Infrastructure | Khaleel Al Arabi St | Junction Improvements - Main Works | DMT | AECC | Award | 2023 |  | Earthworks | E455 | Excavation; Excavation For Reinforced Concrete Foundation; Depth 2 -5M. | 20 | m³ | AED | 125.01 | 2500.2
2023-03 | 4 | 4.0439 | United Arab Emirates | Abu Dhabi | Infrastructure | Khaleel Al Arabi St | Junction Improvements - Main Works | DMT | AECC | Award | 2023 |  | Earthworks | E532 | Excavation Ancillaries; Disposal Of Surplus Excavated Material; Material Other Than Top Soil, Rock Or Artificial Hard Material | 19909 | m³ | AED | 19.84 | 394994.56
2023-03 | 4 | 4.0439 | United Arab Emirates | Abu Dhabi | Infrastructure | Khaleel Al Arabi St | Junction Improvements - Main Works | DMT | AECC | Award | 2023 |  | Earthworks | E533 | Excavation Ancillaries; Disposal Of Excavated Material, Rock To Tip | 100 | m³ | AED | 22.67 | 2267
2023-03 | 4 | 4.044 | United Arab Emirates | Abu Dhabi | Infrastructure | Khaleel Al Arabi St | Junction Improvements - Main Works | DMT | AECC | Award | 2023 |  | Earthworks | E533 | Excavation Ancillaries; Disposal Of Excavated Material, Rock To Tip | 100 | m³ | AED | 22.67 | 2267
2023-03 | 4 | 4.044 | United Arab Emirates | Abu Dhabi | Infrastructure | Khaleel Al Arabi St | Junction Improvements - Main Works | DMT | AECC | Award | 2023 |  | Earthworks | E512 | Excavation Ancillaries; Trimming Of Excavated Surface | 2405 | m² | AED | 2.07 | 4978.35
2023-03 | 4 | 4.044 | United Arab Emirates | Abu Dhabi | Infrastructure | Khaleel Al Arabi St | Junction Improvements - Main Works | DMT | AECC | Award | 2023 |  | Earthworks | E522 | Excavation Ancillaries; Preparation Of Excavated Surfaces To Receive Permanent Works; Material Other Than Top Soil,Rock Or Artificial Hard Materia | 37091 | m² | AED | 2.07 | 76778.37
2023-03 | 4 | 4.044 | United Arab Emirates | Abu Dhabi | Infrastructure | Khaleel Al Arabi St | Junction Improvements - Main Works | DMT | AECC | Award | 2023 |  | Earthworks | E534 | Excavation Ancillaries; Disposal Of Excavated Concrete Or Reinforced Concrete. | 40 | m³ | AED | 22.67 | 906.8
2023-03 | 4 | 4.044 | United Arab Emirates | Abu Dhabi | Infrastructure | Khaleel Al Arabi St | Junction Improvements - Main Works | DMT | AECC | Award | 2023 |  | Earthworks | E624.1 | Filling; Filling Including Preparation And Trimming Of Filled Surfaces And Preparation Of Existing Ground To Receive Fill Material; Filling Using Selected Excavated Material Other Than Top Soil Or Rock | 6100 | m³ | AED | 7.85 | 47885
2023-03 | 4 | 4.044 | United Arab Emirates | Abu Dhabi | Infrastructure | Khaleel Al Arabi St | Junction Improvements - Main Works | DMT | AECC | Award | 2023 |  | Earthworks | E624.2 | Filling; Filling Including Preparation And Trimming Of Filled Surfaces And Preparation Of Existing Ground To Receive Fill Material; Filling Using Selected Excavated Material Other Than Top Soil Or Rock From Existing Roads | 100 | m³ | AED | 11.95 | 1195
2023-03 | 4 | 4.044 | United Arab Emirates | Abu Dhabi | Infrastructure | Khaleel Al Arabi St | Junction Improvements - Main Works | DMT | AECC | Award | 2023 |  | Earthworks | E624.3 | Filling; Filling Including Preparation And Trimming Of Filled Surfaces And Preparation Of Existing Ground To Receive Fill Material | 50 | m³ | AED | 11.94 | 597
2023-03 | 4 | 4.044 | United Arab Emirates | Abu Dhabi | Infrastructure | Khaleel Al Arabi St | Junction Improvements - Main Works | DMT | AECC | Award | 2023 |  | Earthworks | E624.4 | Filling; Filling Including Preparation And Trimming Of Filled Surfaces And Preparation Of Existing Ground To Receive Fill Material; Filling To Roads And Embankments Using Suitable Excavated Material Other Than Top Soil Or Rock At 250Mm Thick Each Layer | 50 | m³ | AED | 11.94 | 597
2023-03 | 4 | 4.044 | United Arab Emirates | Abu Dhabi | Infrastructure | Khaleel Al Arabi St | Junction Improvements - Main Works | DMT | AECC | Award | 2023 |  | Earthworks | E625.1 | Filling; Filling Including Preparation And Trimming Of Filled Surfaces And Preparation Of Existing Ground To Receive Fill Material; Filling To Roads And Embankments With Imported Material Other Than Top Soil Or Rock At 150Mm Each Layer | 300 | m³ | AED | 48.37 | 14511
2023-03 | 4 | 4.0441 | United Arab Emirates | Abu Dhabi | Infrastructure | Khaleel Al Arabi St | Junction Improvements - Main Works | DMT | AECC | Award | 2023 |  | Earthworks | E625.2 | Filling; Filling Including Preparation And Trimming Of Filled Surfaces And Preparation Of Existing Ground To Receive Fill Material; Filling To Roads And Embankments With Imported Material Other Than Top Soil Or Rock At 250Mm Each Layer | 378 | m³ | AED | 48.37 | 18283.86
2023-03 | 4 | 4.0441 | United Arab Emirates | Abu Dhabi | Infrastructure | Khaleel Al Arabi St | Junction Improvements - Main Works | DMT | AECC | Award | 2023 |  | Earthworks | E712 | Filling Ancillaries; Trimming Of Filled Surfaces | 895 | m² | AED | 2.08 | 1861.6
2023-03 | 4 | 4.0441 | United Arab Emirates | Abu Dhabi | Infrastructure | Khaleel Al Arabi St | Junction Improvements - Main Works | DMT | AECC | Award | 2023 |  | Earthworks | E722 | Filling Ancillaries Preparation Of Filled Surfaces Which Are To Receive Permanent Works | 7114 | m² | AED | 2.08 | 14797.12
2023-03 | 4 | 4.0441 | United Arab Emirates | Abu Dhabi | Infrastructure | Khaleel Al Arabi St | Junction Improvements - Main Works | DMT | AECC | Award | 2023 |  | Structural Metalwork | M900.1 | Hot Rolled Structural Steelwork Supporting Monotube Structure; Complete; Including All Supports, Bracings, Protective Coating, Catwalk Assembly, And Anchoring System To Concrete Foundations; All In Accordance With The Specifications; Cantilever Sign Structures With Span Of 10M. | 1 | Nr | AED | 103880.94 | 103880.94
2023-03 | 4 | 4.0441 | United Arab Emirates | Abu Dhabi | Infrastructure | Khaleel Al Arabi St | Junction Improvements - Main Works | DMT | AECC | Award | 2023 |  | Structural Metalwork | M900.2 | Hot Rolled Structural Steelwork Supporting Monotube Structure; Complete; Including All Supports, Bracings, Protective Coating, Catwalk Assembly, And Anchoring System To Concrete Foundations; All In Accordance With The Specifications; Overhead Gantries Sign Structures With A Span Of 24M. | 1 | Nr | AED | 222077.64 | 222077.64
2023-03 | 4 | 4.0441 | United Arab Emirates | Abu Dhabi | Infrastructure | Khaleel Al Arabi St | Junction Improvements - Main Works | DMT | AECC | Award | 2023 |  | Roads And Pavings | R819 | Ancillaries; Guide Signs; Gantry Signage Panels; Aluminum; Fixed To Structural Signposts (Measured Separately); Including Sign Writings, Finishes, And All Necessary Fixing Accessories; As Shown On Drawing; Complete All In Accordance With The Specifications; Supply And Install Guide Sign Panels On New Overhead Sign Structure (Structure Measured Separately). | 90 | m² | AED | 626.88 | 56419.2
2023-03 | 4 | 4.0441 | United Arab Emirates | Abu Dhabi | Infrastructure | Khaleel Al Arabi St | Junction Improvements - Main Works | DMT | AECC | Award | 2023 |  | Structural Metalwork | M900.1 | Ground Mounted Sign Structures; Rectangular Posts For Ground Mounted Signs Including All Supports Etc. Complete; All In Accordance With The Specifications; Type Pi | 1 | Nr | AED | 2176.63 | Rate Only
2023-03 | 4 | 4.0441 | United Arab Emirates | Abu Dhabi | Infrastructure | Khaleel Al Arabi St | Junction Improvements - Main Works | DMT | AECC | Award | 2023 |  | Structural Metalwork | M900.2 | Ground Mounted Sign Structures; Rectangular Posts For Ground Mounted Signs Including All Supports Etc. Complete; All In Accordance With The Specifications; Type Pii | 4 | Nr | AED | 2310.37 | 9241.48
2023-03 | 4 | 4.0441 | United Arab Emirates | Abu Dhabi | Infrastructure | Khaleel Al Arabi St | Junction Improvements - Main Works | DMT | AECC | Award | 2023 |  | Structural Metalwork | M900.3 | Ground Mounted Sign Structures; Rectangular Posts For Ground Mounted Signs Including All Supports Etc. Complete; All In Accordance With The Specifications; Type Piii | 4 | Nr | AED | 2892.42 | 11569.68
2023-03 | 4 | 4.0441 | United Arab Emirates | Abu Dhabi | Infrastructure | Khaleel Al Arabi St | Junction Improvements - Main Works | DMT | AECC | Award | 2023 |  | Structural Metalwork | M900.4 | Ground Mounted Sign Structures; Rectangular Posts For Ground Mounted Signs Including All Supports Etc. Complete; All In Accordance With The Specifications; Type Piv | 1 | Nr | AED | 4158.81 | Rate Only
2023-03 | 4 | 4.0442 | United Arab Emirates | Abu Dhabi | Infrastructure | Khaleel Al Arabi St | Junction Improvements - Main Works | DMT | AECC | Award | 2023 |  | Structural Metalwork | M900.5 | Ground Mounted Sign Structures; Rectangular Posts For Ground Mounted Signs Including All Supports Etc. Complete; All In Accordance With The Specifications; Type Pv | 1 | Nr | AED | 5425.2 | Rate Only
2023-03 | 4 | 4.0442 | United Arab Emirates | Abu Dhabi | Infrastructure | Khaleel Al Arabi St | Junction Improvements - Main Works | DMT | AECC | Award | 2023 |  | Structural Metalwork | M900.6 | Ground Mounted Sign Structures; Rectangular Posts For Ground Mounted Signs Including All Supports Etc. Complete; All In Accordance With The Specificationsl Type Pvi | 1 | Nr | AED | 8349.53 | Rate Only
2023-03 | 4 | 4.0442 | United Arab Emirates | Abu Dhabi | Infrastructure | Khaleel Al Arabi St | Junction Improvements - Main Works | DMT | AECC | Award | 2023 |  | Roads And Pavings | R819 | Sign Panels; Fixed To Ground Mounted Double Sign Post (Measured Separately); Including Finishes And Writing And All Necessary Fixing Accessories; As Shown On Drawing; Complete All In Accordance With The Specifications; For Ground Mounted Double Post Guide Signs. | 1 | m² | AED | 626.87 | Rate Only
2023-03 | 4 | 4.0442 | United Arab Emirates | Abu Dhabi | Infrastructure | Khaleel Al Arabi St | Junction Improvements - Main Works | DMT | AECC | Award | 2023 |  | In situ concrete | F680.1 | Insitu Concrete; Cidh Foundation; Cidh Foundation 500 Mm Diameter 900 Mm Long Including All Excavation, Supply And Fix Concrete Formwork Reinforcement, Bolt Assembly Etc.Complete | 1 | Nr | AED | 1820.94 | Rate Only
2023-03 | 4 | 4.0442 | United Arab Emirates | Abu Dhabi | Infrastructure | Khaleel Al Arabi St | Junction Improvements - Main Works | DMT | AECC | Award | 2023 |  | In situ concrete | F680.2 | Insitu Concrete; Cidh Foundation; Cidh Foundation 500 Mm Diameter 1300 Mm Long Including All Excavation, Supply And Fix Concrete Formwork Reinforcement, Bolt Assembly Etc.Complete | 4 | Nr | AED | 2555.08 | 10220.32
2023-03 | 4 | 4.0442 | United Arab Emirates | Abu Dhabi | Infrastructure | Khaleel Al Arabi St | Junction Improvements - Main Works | DMT | AECC | Award | 2023 |  | In situ concrete | F680.3 | Insitu Concrete; Cidh Foundation; Cidh Foundation 600 Mm Diameter 1500 Mm Long Including All Excavation, Supply And Fix Concrete Formwork Reinforcement, Bolt Assembly Etc.Complete | 4 | Nr | AED | 2996.57 | 11986.28
2023-03 | 4 | 4.0442 | United Arab Emirates | Abu Dhabi | Infrastructure | Khaleel Al Arabi St | Junction Improvements - Main Works | DMT | AECC | Award | 2023 |  | In situ concrete | F680.4 | Insitu Concrete; Cidh Foundation; Cidh Foundation 600 Mm Diameter 2000 Mm Long Including All Excavation, Supply And Fix Concrete Formwork Reinforcement, Bolt Assembly Etc.Complete | 1 | Nr | AED | 3914.24 | Rate Only
2023-03 | 4 | 4.0442 | United Arab Emirates | Abu Dhabi | Infrastructure | Khaleel Al Arabi St | Junction Improvements - Main Works | DMT | AECC | Award | 2023 |  | In situ concrete | F680.5 | Insitu Concrete; Cidh Foundation; Cidh Foundation 700 Mm Diameter 2300 Mm Long Including All Excavation, Supply And Fix Concrete Formwork Reinforcement, Bolt Assembly Etc.Complete | 1 | Nr | AED | 4552.79 | Rate Only
2023-03 | 4 | 4.0442 | United Arab Emirates | Abu Dhabi | Infrastructure | Khaleel Al Arabi St | Junction Improvements - Main Works | DMT | AECC | Award | 2023 |  | In situ concrete | F680.6 | Insitu Concrete; Cidh Foundation; Cidh Foundation 900 Mm Diameter 2800 Mm Long Including All Excavation, Supply And Fix Concrete Formwork Reinforcement, Bolt Assembly Etc.Complete | 1 | Nr | AED | 5686.94 | Rate Only
2023-03 | 4 | 4.0442 | United Arab Emirates | Abu Dhabi | Infrastructure | Khaleel Al Arabi St | Junction Improvements - Main Works | DMT | AECC | Award | 2023 |  | Piles | P161.1 | Piling For Gantry And Cantilever Structure Foundations Commencing Surface Level To Be Agreed With The Engineer On Site For Each Location; Bored Cast In Place Concrete Grade 45/35; Bored Cast In Place Concrete Grade 45/35; Diameter 1100Mm; Number Of Piles. | 1 | Nr | AED | 1835.35 | Rate Only
2023-03 | 4 | 4.0442 | United Arab Emirates | Abu Dhabi | Infrastructure | Khaleel Al Arabi St | Junction Improvements - Main Works | DMT | AECC | Award | 2023 |  | Piles | P162.1 | Piling For Gantry And Cantilever Structure Foundations Commencing Surface Level To Be Agreed With The Engineer On Site For Each Location; Bored Cast In Place Concrete Grade 45/35; Bored Cast In Place Concrete Grade 45/35; Diameter 1100Mm; Concreted Length. | 1 | m | AED | 313.86 | Rate Only
2023-03 | 4 | 4.0443 | United Arab Emirates | Abu Dhabi | Infrastructure | Khaleel Al Arabi St | Junction Improvements - Main Works | DMT | AECC | Award | 2023 |  | Piles | P163.1 | Piling For Gantry And Cantilever Structure Foundations Commencing Surface Level To Be Agreed With The Engineer On Site For Each Location; Bored Cast In Place Concrete Grade 45/35; Bored Cast In Place Concrete Grade 45/35; Diameter 1100Mm; Depth Bored; Maximum Depth 6.5M. | 1 | m | AED | 1162.39 | Rate Only
2023-03 | 4 | 4.0443 | United Arab Emirates | Abu Dhabi | Infrastructure | Khaleel Al Arabi St | Junction Improvements - Main Works | DMT | AECC | Award | 2023 |  | Piles | P161.2 | Diameter 1300Mm; Number Of Piles.; Number Of Piles. | 2 | Nr | AED | 1835.35 | 3670.7
2023-03 | 4 | 4.0443 | United Arab Emirates | Abu Dhabi | Infrastructure | Khaleel Al Arabi St | Junction Improvements - Main Works | DMT | AECC | Award | 2023 |  | Piles | P162.2 | Diameter 1300Mm; Concreted Length. | 14 | m | AED | 432.3 | 6052.2
2023-03 | 4 | 4.0443 | United Arab Emirates | Abu Dhabi | Infrastructure | Khaleel Al Arabi St | Junction Improvements - Main Works | DMT | AECC | Award | 2023 |  | Piles | P163.2 | Diameter 1300Mm; Depth Bored; Maximum Depth 7.5M. | 15 | m | AED | 1211.33 | 18169.95
2023-03 | 4 | 4.0443 | United Arab Emirates | Abu Dhabi | Infrastructure | Khaleel Al Arabi St | Junction Improvements - Main Works | DMT | AECC | Award | 2023 |  | Piles | P171.1 | Diameter 1400Mm; Number Of Piles. | 3 | Nr | AED | 2814.21 | 8442.63
2023-03 | 4 | 4.0443 | United Arab Emirates | Abu Dhabi | Infrastructure | Khaleel Al Arabi St | Junction Improvements - Main Works | DMT | AECC | Award | 2023 |  | Piles | P172.1 | Diameter 1400Mm; Concreted Length. | 23 | m | AED | 498.91 | 11474.93
2023-03 | 4 | 4.0443 | United Arab Emirates | Abu Dhabi | Infrastructure | Khaleel Al Arabi St | Junction Improvements - Main Works | DMT | AECC | Award | 2023 |  | Piles | P173.1 | Diameter 1400Mm; Depth Bored; Maximum Depth 8.5M. | 25 | m | AED | 1278.63 | 31965.75
2023-03 | 4 | 4.0443 | United Arab Emirates | Abu Dhabi | Infrastructure | Khaleel Al Arabi St | Junction Improvements - Main Works | DMT | AECC | Award | 2023 |  | Piles | P171.2 | Diameter 1500Mm; Number Of Piles. | 1 | Nr | AED | 3058.92 | Rate Only
2023-03 | 4 | 4.0443 | United Arab Emirates | Abu Dhabi | Infrastructure | Khaleel Al Arabi St | Junction Improvements - Main Works | DMT | AECC | Award | 2023 |  | Piles | P172.2 | Diameter 1500Mm; Concreted Length. | 1 | m | AED | 570.48 | Rate Only
2023-03 | 4 | 4.0443 | United Arab Emirates | Abu Dhabi | Infrastructure | Khaleel Al Arabi St | Junction Improvements - Main Works | DMT | AECC | Award | 2023 |  | Piles | P173.2 | Diameter 1500Mm; Depth Bored; Maximum Depth 8.5M. | 1 | m | AED | 1468.28 | Rate Only
2023-03 | 4 | 4.0444 | United Arab Emirates | Abu Dhabi | Infrastructure | Khaleel Al Arabi St | Junction Improvements - Main Works | DMT | AECC | Award | 2023 |  | Piling Ancillaries | Q169.1 | Piling Ancillaries; Cast In Place Concrete Piles; Cutting Off Surplus Length; 1100Mm Diameter. | 1 | m | AED | 667.54 | Rate Only
2023-03 | 4 | 4.0444 | United Arab Emirates | Abu Dhabi | Infrastructure | Khaleel Al Arabi St | Junction Improvements - Main Works | DMT | AECC | Award | 2023 |  | Piling Ancillaries | Q169.2 | Piling Ancillaries; Cast In Place Concrete Piles; Cutting Off Surplus Length; 1300Mm Diameter. | 1 | m | AED | 667.54 | 667.54
2023-03 | 4 | 4.0444 | United Arab Emirates | Abu Dhabi | Infrastructure | Khaleel Al Arabi St | Junction Improvements - Main Works | DMT | AECC | Award | 2023 |  | Piling Ancillaries | Q179.1 | Piling Ancillaries; Cast In Place Concrete Piles; Cutting Off Surplus Length; 1400Mm Diameter. | 2 | m | AED | 801.06 | 1602.12
2023-03 | 4 | 4.0444 | United Arab Emirates | Abu Dhabi | Infrastructure | Khaleel Al Arabi St | Junction Improvements - Main Works | DMT | AECC | Award | 2023 |  | Piling Ancillaries | Q179.2 | Piling Ancillaries; Cast In Place Concrete Piles; Cutting Off Surplus Length; 1500Mm Diameter. | 1 | m | AED | 801.06 | Rate Only
2023-03 | 4 | 4.0444 | United Arab Emirates | Abu Dhabi | Infrastructure | Khaleel Al Arabi St | Junction Improvements - Main Works | DMT | AECC | Award | 2023 |  | Piling Ancillaries | Q186.1 | Piling Ancillaries; Preparing Piles Head; 1100Mm Diameter. | 1 | Nr | AED | 1223.57 | Rate Only
2023-03 | 4 | 4.0444 | United Arab Emirates | Abu Dhabi | Infrastructure | Khaleel Al Arabi St | Junction Improvements - Main Works | DMT | AECC | Award | 2023 |  | Piling Ancillaries | Q186.2 | Piling Ancillaries; Preparing Piles Head; 1300Mm Diameter. | 2 | Nr | AED | 1468.28 | 2936.56
2023-03 | 4 | 4.0444 | United Arab Emirates | Abu Dhabi | Infrastructure | Khaleel Al Arabi St | Junction Improvements - Main Works | DMT | AECC | Award | 2023 |  | Piling Ancillaries | Q187.1 | Piling Ancillaries; Preparing Piles Head; 1400Mm Diameter. | 3 | Nr | AED | 1590.64 | 4771.92
2023-03 | 4 | 4.0444 | United Arab Emirates | Abu Dhabi | Infrastructure | Khaleel Al Arabi St | Junction Improvements - Main Works | DMT | AECC | Award | 2023 |  | Piling Ancillaries | Q187.2 | Piling Ancillaries; Preparing Piles Head; 1500Mm Diameter. | 1 | Nr | AED | 1713 | Rate Only
2023-03 | 4 | 4.0444 | United Arab Emirates | Abu Dhabi | Infrastructure | Khaleel Al Arabi St | Junction Improvements - Main Works | DMT | AECC | Award | 2023 |  | Piling Ancillaries | Q211 | Reinforcement; Deformed High Yield Steel Bars To Bs 4449; Nominal Size 25Mm. | 1 | t | AED | 4566.91 | Rate Only
2023-03 | 4 | 4.0445 | United Arab Emirates | Abu Dhabi | Infrastructure | Khaleel Al Arabi St | Junction Improvements - Main Works | DMT | AECC | Award | 2023 |  | Piling Ancillaries | Q212 | Reinforcement; Deformed High Yield Steel Bars To Bs 4449; Nominal Size 32Mm. | 4 | t | AED | 4566.92 | 18267.68
2023-03 | 4 | 4.0445 | United Arab Emirates | Abu Dhabi | Infrastructure | Khaleel Al Arabi St | Junction Improvements - Main Works | DMT | AECC | Award | 2023 |  | Piling Ancillaries | Q213 | Plain Round Steel Helical Bars To Bs 4449; Nominal Size 16Mm. | 2 | t | AED | 5093.67 | 10187.34
2023-03 | 4 | 4.0445 | United Arab Emirates | Abu Dhabi | Infrastructure | Khaleel Al Arabi St | Junction Improvements - Main Works | DMT | AECC | Award | 2023 |  | Piling Ancillaries | Q840.1 | Cidh Pile Tests; Low-Strain Integrity Testing; Pile Dia 1100Mm. | 1 | Nr | AED | 183.54 | Rate Only
2023-03 | 4 | 4.0445 | United Arab Emirates | Abu Dhabi | Infrastructure | Khaleel Al Arabi St | Junction Improvements - Main Works | DMT | AECC | Award | 2023 |  | Piling Ancillaries | Q840.2 | Cidh Pile Tests; Low-Strain Integrity Testing; Pile Dia 1300Mm. | 2 | Nr | AED | 183.54 | 367.08
2023-03 | 4 | 4.0445 | United Arab Emirates | Abu Dhabi | Infrastructure | Khaleel Al Arabi St | Junction Improvements - Main Works | DMT | AECC | Award | 2023 |  | Piling Ancillaries | Q840.3 | Cidh Pile Tests; Low-Strain Integrity Testing; Pile Dia 1400Mm. | 3 | Nr | AED | 183.54 | 550.62
2023-03 | 4 | 4.0445 | United Arab Emirates | Abu Dhabi | Infrastructure | Khaleel Al Arabi St | Junction Improvements - Main Works | DMT | AECC | Award | 2023 |  | Piling Ancillaries | Q840.4 | Cidh Pile Tests; Low-Strain Integrity Testing; Pile Dia 1500Mm. | 1 | Nr | AED | 183.54 | Rate Only
2023-03 | 4 | 4.0445 | United Arab Emirates | Abu Dhabi | Infrastructure | Khaleel Al Arabi St | Junction Improvements - Main Works | DMT | AECC | Award | 2023 |  | Roads And Pavings | R169.1 | Unbound Sub-Base; Geotextile; All In Accordance With The Specifications; To Underside Of Granular Sub-Bases. | 1 | m² | AED | 6.02 | Rate-only
2023-03 | 4 | 4.0445 | United Arab Emirates | Abu Dhabi | Infrastructure | Khaleel Al Arabi St | Junction Improvements - Main Works | DMT | AECC | Award | 2023 |  | Roads And Pavings | R169.2 | Unbound Sub-Base; Geotextile; All In Accordance With The Specifications; To Underside Of Granular Sub-Bases. | 1 | m² | AED | 13.08 | Rate-only
2023-03 | 4 | 4.0445 | United Arab Emirates | Abu Dhabi | Infrastructure | Khaleel Al Arabi St | Junction Improvements - Main Works | DMT | AECC | Award | 2023 |  | Roads And Pavings | R169.3 | Geogrid; All In Accordance With The Specifications; Geogrid. | 33610 | m² | AED | 9.21 | 309548.1
2023-03 | 4 | 4.0445 | United Arab Emirates | Abu Dhabi | Infrastructure | Khaleel Al Arabi St | Junction Improvements - Main Works | DMT | AECC | Award | 2023 |  | Roads And Pavings | R192 | Capillary Break Layer; All In Accordance With The Specifications; Agregate Meeting Requirements Of Clause 2.5.3 (Adqcc Specification) Wrapped In Geotextile (Class 1 As Per Aashto M288) ; Depth 300Mm. | 29914 | m² | AED | 50.53 | 1511554.42
2023-03 | 4 | 4.0446 | United Arab Emirates | Abu Dhabi | Infrastructure | Khaleel Al Arabi St | Junction Improvements - Main Works | DMT | AECC | Award | 2023 |  | Roads And Pavings | R194 | Sub-Bases, Flexible Road Bases And Surfacing; Granular Sub-Base Course; Type 1 Granular Sub-Base Material; All In Accordance With The Specifications; 65% Cbr; Depth 150Mm. | 38252 | m² | AED | 22.86 | 874440.72
2023-03 | 4 | 4.0446 | United Arab Emirates | Abu Dhabi | Infrastructure | Khaleel Al Arabi St | Junction Improvements - Main Works | DMT | AECC | Award | 2023 |  | Roads And Pavings | R195.1 | Sub-Bases, Flexible Road Bases And Surfacing; Aggregate Base Course - Type A Or B In Accordance With Clause 3.2.2 (Adqcc Specifications) ; 80% Cbr; Depth 150Mm. | 40450 | m² | AED | 26.24 | 1061408
2023-03 | 4 | 4.0446 | United Arab Emirates | Abu Dhabi | Infrastructure | Khaleel Al Arabi St | Junction Improvements - Main Works | DMT | AECC | Award | 2023 |  | Roads And Pavings | R322.1 | Sub-Bases, Flexible Road Bases And Surfacing; Asphalt Concrete Wearing Course Depth 50Mm. | 46075 | m² | AED | 44.4 | 2045730
2023-03 | 4 | 4.0446 | United Arab Emirates | Abu Dhabi | Infrastructure | Khaleel Al Arabi St | Junction Improvements - Main Works | DMT | AECC | Award | 2023 |  | Roads And Pavings | R322.2 | Sub-Bases, Flexible Road Bases And Surfacing; 50Mm Asphalt Concrete Wearing Course Overlay Of Existing Pavement. | 5981 | m² | AED | 44.4 | 265556.4
2023-03 | 4 | 4.0446 | United Arab Emirates | Abu Dhabi | Infrastructure | Khaleel Al Arabi St | Junction Improvements - Main Works | DMT | AECC | Award | 2023 |  | Roads And Pavings | R322.3 | Sub-Bases, Flexible Road Bases And Surfacing; Asphalt Concrete Binder Course Depth 50Mm. | 7824 | m² | AED | 43.23 | 338231.52
2023-03 | 4 | 4.0446 | United Arab Emirates | Abu Dhabi | Infrastructure | Khaleel Al Arabi St | Junction Improvements - Main Works | DMT | AECC | Award | 2023 |  | Roads And Pavings | R322.4 | Sub-Bases, Flexible Road Bases And Surfacing; Asphalt Concrete Binder Course Depth 60Mm. | 38252 | m² | AED | 51.41 | 1966535.32
2023-03 | 4 | 4.0446 | United Arab Emirates | Abu Dhabi | Infrastructure | Khaleel Al Arabi St | Junction Improvements - Main Works | DMT | AECC | Award | 2023 |  | Roads And Pavings | R313.1 | Sub-Bases, Flexible Road Bases And Surfacing; Asphalt Concrete Base Course Depth 70Mm. | 1 | m² | AED | 59.59 | Rate-only
2023-03 | 4 | 4.0446 | United Arab Emirates | Abu Dhabi | Infrastructure | Khaleel Al Arabi St | Junction Improvements - Main Works | DMT | AECC | Award | 2023 |  | Roads And Pavings | R315.1 | Sub-Bases, Flexible Road Bases And Surfacing; Asphalt Concrete Base Course Depth 200Mm (100+100Mm). | 1 | m² | AED | 172.93 | Rate-only
2023-03 | 4 | 4.0446 | United Arab Emirates | Abu Dhabi | Infrastructure | Khaleel Al Arabi St | Junction Improvements - Main Works | DMT | AECC | Award | 2023 |  | Roads And Pavings | R315.2 | Sub-Bases, Flexible Road Bases And Surfacing; Asphalt Concrete Base Course Depth 160Mm (80+80Mm). | 11580 | m² | AED | 139.04 | 1610083.2
2023-03 | 4 | 4.0446 | United Arab Emirates | Abu Dhabi | Infrastructure | Khaleel Al Arabi St | Junction Improvements - Main Works | DMT | AECC | Award | 2023 |  | Roads And Pavings | R315.3 | Sub-Bases, Flexible Road Bases And Surfacing; Asphalt Concrete Base Course Depth 170Mm (100+70Mm). | 1 | m² | AED | 147.22 | Rate-only
2023-03 | 4 | 4.0446 | United Arab Emirates | Abu Dhabi | Infrastructure | Khaleel Al Arabi St | Junction Improvements - Main Works | DMT | AECC | Award | 2023 |  | Roads And Pavings | R390.1 | Sub-Bases, Flexible Road Bases And Surfacing; Prime Coat - Mc 70. | 46060 | m² | AED | 4.67 | 215100.2
2023-03 | 4 | 4.0447 | United Arab Emirates | Abu Dhabi | Infrastructure | Khaleel Al Arabi St | Junction Improvements - Main Works | DMT | AECC | Award | 2023 |  | Roads And Pavings | R390.2 | Sub-Bases, Flexible Road Bases And Surfacing; Tack Coat - Ss-1H. | 92119 | m² | AED | 3.51 | 323337.69
2023-03 | 4 | 4.0447 | United Arab Emirates | Abu Dhabi | Infrastructure | Khaleel Al Arabi St | Junction Improvements - Main Works | DMT | AECC | Award | 2023 |  | Roads And Pavings | R390.3 | Sub-Bases, Flexible Road Bases And Surfacing; Preparation Of Existing Pavement To Receive 50Mm Overlay Including Removal Of Existing Pavement Marking, Lightly Milling The Existing Surface To Roughen Complete. | 5981 | m² | AED | 57.09 | 341455.29
2023-03 | 4 | 4.0447 | United Arab Emirates | Abu Dhabi | Infrastructure | Khaleel Al Arabi St | Junction Improvements - Main Works | DMT | AECC | Award | 2023 |  | Roads And Pavings | R390.4 | Sub-Bases, Flexible Road Bases And Surfacing; Preparation Of Existing Pavement To Receive 50Mm Overlay Including Removal Of Existing Pavement Marking, Lightly Milling The Existing Surface To Roughen Complete. | 500 | m² | AED | 116.59 | 58295
2023-03 | 4 | 4.0447 | United Arab Emirates | Abu Dhabi | Infrastructure | Khaleel Al Arabi St | Junction Improvements - Main Works | DMT | AECC | Award | 2023 |  | Roads And Pavings | R390.5 | Sub-Bases, Flexible Road Bases And Surfacing; Cold Planning (Milling) And Remove Existing Road Surfaces Up To 50Mm Depth; Milled Material To Be Removed To Dump Site. | 1 | m² | AED | 18.12 | Rate-only
2023-03 | 4 | 4.0447 | United Arab Emirates | Abu Dhabi | Infrastructure | Khaleel Al Arabi St | Junction Improvements - Main Works | DMT | AECC | Award | 2023 |  | Roads And Pavings | R390.6 | Adjustment For 0.1% Binder Content; For Item H On Page D/3/1. | 1 | m² | AED | 0.61 | Rate-only
2023-03 | 4 | 4.0447 | United Arab Emirates | Abu Dhabi | Infrastructure | Khaleel Al Arabi St | Junction Improvements - Main Works | DMT | AECC | Award | 2023 |  | Roads And Pavings | R390.7 | Adjustment For 0.1% Binder Content; For Item J On Page D/3/1. | 1 | m² | AED | 0.71 | Rate-only
2023-03 | 4 | 4.0447 | United Arab Emirates | Abu Dhabi | Infrastructure | Khaleel Al Arabi St | Junction Improvements - Main Works | DMT | AECC | Award | 2023 |  | Roads And Pavings | R390.8 | Adjustment For 0.1% Binder Content; For Item K On Page D/3/1. | 1 | m² | AED | 0.62 | Rate-only
2023-03 | 4 | 4.0447 | United Arab Emirates | Abu Dhabi | Infrastructure | Khaleel Al Arabi St | Junction Improvements - Main Works | DMT | AECC | Award | 2023 |  | Roads And Pavings | R390.9 | Adjustment For 0.1% Binder Content; For Item L On Page D/3/1. | 1 | m² | AED | 0.72 | Rate-only
2023-03 | 4 | 4.0447 | United Arab Emirates | Abu Dhabi | Infrastructure | Khaleel Al Arabi St | Junction Improvements - Main Works | DMT | AECC | Award | 2023 |  | Roads And Pavings | R390.10 | Adjustment For 0.1% Binder Content; For Item M On Page D/3/1. | 1 | m² | AED | 0.67 | Rate-only
2023-03 | 4 | 4.0447 | United Arab Emirates | Abu Dhabi | Infrastructure | Khaleel Al Arabi St | Junction Improvements - Main Works | DMT | AECC | Award | 2023 |  | Roads And Pavings | R390.11 | Adjustment For 0.1% Binder Content; For Item N On Page D/3/1. | 1 | m² | AED | 1.79 | Rate-only
2023-03 | 4 | 4.0448 | United Arab Emirates | Abu Dhabi | Infrastructure | Khaleel Al Arabi St | Junction Improvements - Main Works | DMT | AECC | Award | 2023 |  | Roads And Pavings | R390.12 | Adjustment For 0.1% Binder Content; For Item A On Page D/3/2. | 1 | m² | AED | 1.39 | Rate-only
2023-03 | 4 | 4.0448 | United Arab Emirates | Abu Dhabi | Infrastructure | Khaleel Al Arabi St | Junction Improvements - Main Works | DMT | AECC | Award | 2023 |  | Roads And Pavings | R390.13 | Adjustment For 0.1% Binder Content; For Item B On Page D/3/2. | 1 | m² | AED | 1.45 | Rate-only
2023-03 | 4 | 4.0448 | United Arab Emirates | Abu Dhabi | Infrastructure | Khaleel Al Arabi St | Junction Improvements - Main Works | DMT | AECC | Award | 2023 |  | Roads And Pavings | R390.14 | Adjustment For 0.1% Binder Content; For Item C On Page D/3/2. | 1 | m² | AED | 1.67 | Rate-only
2023-03 | 4 | 4.0448 | United Arab Emirates | Abu Dhabi | Infrastructure | Khaleel Al Arabi St | Junction Improvements - Main Works | DMT | AECC | Award | 2023 |  | Roads And Pavings | R390.15 | Adjustment For 0.1% Binder Content; For Item D On Page D/3/2. | 1 | m² | AED | 2.23 | Rate-only
2023-03 | 4 | 4.0448 | United Arab Emirates | Abu Dhabi | Infrastructure | Khaleel Al Arabi St | Junction Improvements - Main Works | DMT | AECC | Award | 2023 |  | Roads And Pavings | R390.16 | Adjustment For 0.1% Binder Content; For Item E On Page D/3/2. | 1 | m² | AED | 1.78 | Rate-only
2023-03 | 4 | 4.0448 | United Arab Emirates | Abu Dhabi | Infrastructure | Khaleel Al Arabi St | Junction Improvements - Main Works | DMT | AECC | Award | 2023 |  | Roads And Pavings | R390.17 | Adjustment For 0.1% Binder Content; For Item F On Page D/3/2. | 1 | m² | AED | 1.89 | Rate-only
2023-03 | 4 | 4.0448 | United Arab Emirates | Abu Dhabi | Infrastructure | Khaleel Al Arabi St | Junction Improvements - Main Works | DMT | AECC | Award | 2023 |  | Roads And Pavings | R711.1 | Kerb, Channels , Edgings; Footway And Paved Areas; Straight Or Curved Complete Including Earthworks, Concrete Bed And Backing, Backfilling And Transitions As Per Dwg; Precast Concrete Upstand Kerb 150 X 300Mm (Kerb Type B). | 3757 | m | AED | 89.64 | 336777.48
2023-03 | 4 | 4.0448 | United Arab Emirates | Abu Dhabi | Infrastructure | Khaleel Al Arabi St | Junction Improvements - Main Works | DMT | AECC | Award | 2023 |  | Roads And Pavings | R711.2 | Kerb, Channels , Edgings; Footway And Paved Areas; Straight Or Curved Complete Including Earthworks, Concrete Bed And Backing, Backfilling And Transitions As Per Dwg; Precast Concrete Upstand Kerb 150 X 300Mm (Kerb Type D). | 65 | m | AED | 89.64 | 5826.6
2023-03 | 4 | 4.0448 | United Arab Emirates | Abu Dhabi | Infrastructure | Khaleel Al Arabi St | Junction Improvements - Main Works | DMT | AECC | Award | 2023 |  | Roads And Pavings | R711.3 | Kerb, Channels , Edgings; Footway And Paved Areas; Straight Or Curved Complete Including Earthworks, Concrete Bed And Backing, Backfilling And Transitions As Per Dwg; Precast Concrete Heel Kerb 100 X 300Mm (Kerb Type C). | 1 | m | AED | 87.42 | Rate-only
2023-03 | 4 | 4.0449 | United Arab Emirates | Abu Dhabi | Infrastructure | Khaleel Al Arabi St | Junction Improvements - Main Works | DMT | AECC | Award | 2023 |  | Roads And Pavings | R711.4 | Kerb, Channels , Edgings; Footway And Paved Areas; Straight Or Curved Complete Including Earthworks, Concrete Bed And Backing, Backfilling And Transitions As Per Dwg; Precast Concrete Kerb 200 X 440Mm (Kerb Type G). | 1060 | m | AED | 117.36 | 124401.6
2023-03 | 4 | 4.0449 | United Arab Emirates | Abu Dhabi | Infrastructure | Khaleel Al Arabi St | Junction Improvements - Main Works | DMT | AECC | Award | 2023 |  | Roads And Pavings | R711.5 | Kerb, Channels , Edgings; Footway And Paved Areas; Straight Or Curved Complete Including Earthworks, Concrete Bed And Backing, Backfilling And Transitions As Per Dwg; Precast Concrete Kerb 200 X 400Mm (Kerb Type F). | 1111 | m | AED | 114.79 | 127531.69
2023-03 | 4 | 4.0449 | United Arab Emirates | Abu Dhabi | Infrastructure | Khaleel Al Arabi St | Junction Improvements - Main Works | DMT | AECC | Award | 2023 |  | Roads And Pavings | R195.1 | Light Duty Pavement; Aggregate Base Course - Type A Or B In Accordance With Clause 3.2.2 (Adqcc Specifications) ; 80% Cbr; Depth 150Mm. | 1 | m² | AED | 26.24 | Rate-only
2023-03 | 4 | 4.0449 | United Arab Emirates | Abu Dhabi | Infrastructure | Khaleel Al Arabi St | Junction Improvements - Main Works | DMT | AECC | Award | 2023 |  | Roads And Pavings | R195.2 | Light Duty Pavement; Asphalt Concrete Wearing Course Depth 50Mm With Ral Code 6037 Green Paint Coloured | 1 | m² | AED | 121.01 | Rate-only
2023-03 | 4 | 4.0449 | United Arab Emirates | Abu Dhabi | Infrastructure | Khaleel Al Arabi St | Junction Improvements - Main Works | DMT | AECC | Award | 2023 |  | Roads And Pavings | R390 | Light Duty Pavement; Prime Coat - Mc 70. | 1 | m² | AED | 5.26 | Rate-only
2023-03 | 4 | 4.0449 | United Arab Emirates | Abu Dhabi | Infrastructure | Khaleel Al Arabi St | Junction Improvements - Main Works | DMT | AECC | Award | 2023 |  | Roads And Pavings | R750.1 | Light Duty Pavement; Precast Concrete Normal Block Paving Tiles; Thickness 60Mm On And Including 50Mm Thick Sand Bed. | 1 | m² | AED | 60.6 | Rate-only
2023-03 | 4 | 4.0449 | United Arab Emirates | Abu Dhabi | Infrastructure | Khaleel Al Arabi St | Junction Improvements - Main Works | DMT | AECC | Award | 2023 |  | Roads And Pavings | R750.2 | Light Duty Pavement; Precast Concrete Shot Blast Finish Block Paving Tiles; Thickness 60Mm On And Including 50Mm Thick Sand Bed. | 1 | m² | AED | 105.57 | Rate-only
2023-03 | 4 | 4.0449 | United Arab Emirates | Abu Dhabi | Infrastructure | Khaleel Al Arabi St | Junction Improvements - Main Works | DMT | AECC | Award | 2023 |  | Roads And Pavings | R750.3 | Light Duty Pavement; Precast Concrete Block Paving Tiles; Thickness 80Mm On And Including 50Mm Thick Sand Bed | 2200 | m² | AED | 108.88 | 239536
2023-03 | 4 | 4.0449 | United Arab Emirates | Abu Dhabi | Infrastructure | Khaleel Al Arabi St | Junction Improvements - Main Works | DMT | AECC | Award | 2023 |  | Roads And Pavings | R750.4 | Light Duty Pavement; Relay Previously Set Aside Precast Concrete Block Paving Tiles; Thickness 60Mm On And Including 50Mm Thick Sand Bed. | 1 | m² | AED | 38.26 | Rate-only
2023-03 | 4 | 4.0449 | United Arab Emirates | Abu Dhabi | Infrastructure | Khaleel Al Arabi St | Junction Improvements - Main Works | DMT | AECC | Award | 2023 |  | Roads And Pavings | R811.1 | Ancillaries - Traffic Signs; Non-Illuminated; Warning And Regulatory Signs Including Posts Embedded In Ground/Pavement With Selected Fill Surround; Circular Sign Panel; Diameter = 0.3M. | 1 | Nr | AED | 1161.97 | Rate-only
2023-03 | 4 | 4.045 | United Arab Emirates | Abu Dhabi | Infrastructure | Khaleel Al Arabi St | Junction Improvements - Main Works | DMT | AECC | Award | 2023 |  | Roads And Pavings | R811.2 | Ancillaries - Traffic Signs; Non-Illuminated; Warning And Regulatory Signs Including Posts Embedded In Ground/Pavement With Selected Fill Surround; Circular Sign Panel; Diameter = 0.6M. | 1 | Nr | AED | 1278.21 | Rate-only
2023-03 | 4 | 4.045 | United Arab Emirates | Abu Dhabi | Infrastructure | Khaleel Al Arabi St | Junction Improvements - Main Works | DMT | AECC | Award | 2023 |  | Roads And Pavings | R811.3 | Ancillaries - Traffic Signs; Non-Illuminated; Warning And Regulatory Signs Including Posts Embedded In Ground/Pavement With Selected Fill Surround; Circular Sign Panel; Diameter = 0.75M. | 16 | Nr | AED | 1369.99 | 21919.84
2023-03 | 4 | 4.045 | United Arab Emirates | Abu Dhabi | Infrastructure | Khaleel Al Arabi St | Junction Improvements - Main Works | DMT | AECC | Award | 2023 |  | Roads And Pavings | R811.4 | Ancillaries - Traffic Signs; Non-Illuminated; Warning And Regulatory Signs Including Posts Embedded In Ground/Pavement With Selected Fill Surround; Circular Sign Panel; Diameter = 0.90M. | 43 | Nr | AED | 1559.64 | 67064.52
2023-03 | 4 | 4.045 | United Arab Emirates | Abu Dhabi | Infrastructure | Khaleel Al Arabi St | Junction Improvements - Main Works | DMT | AECC | Award | 2023 |  | Roads And Pavings | R811.5 | Ancillaries - Traffic Signs; Non-Illuminated; Warning And Regulatory Signs Including Posts Embedded In Ground/Pavement With Selected Fill Surround; Circular Sign Panel; Diameter = 1.20M. | 12 | Nr | AED | 1926.71 | 23120.52
2023-03 | 4 | 4.045 | United Arab Emirates | Abu Dhabi | Infrastructure | Khaleel Al Arabi St | Junction Improvements - Main Works | DMT | AECC | Award | 2023 |  | Roads And Pavings | R811.6 | Ancillaries - Traffic Signs; Non-Illuminated; Warning And Regulatory Signs Including Posts Embedded In Ground/Pavement With Selected Fill Surround; Circular Sign Panel; H = 0.75M With Rectangular Sign Panel; Ref: 589. | 1 | Nr | AED | 1590.22 | Rate-only
2023-03 | 4 | 4.045 | United Arab Emirates | Abu Dhabi | Infrastructure | Khaleel Al Arabi St | Junction Improvements - Main Works | DMT | AECC | Award | 2023 |  | Roads And Pavings | R811.7 | Ancillaries - Traffic Signs; Non-Illuminated; Warning And Regulatory Signs Including Posts Embedded In Ground/Pavement With Selected Fill Surround; Circular Sign Panel; H = 0.75M With Rectangular Sign Panel; Ref: 33A. | 1 | Nr | AED | 1694.23 | 1694.23
2023-03 | 4 | 4.045 | United Arab Emirates | Abu Dhabi | Infrastructure | Khaleel Al Arabi St | Junction Improvements - Main Works | DMT | AECC | Award | 2023 |  | Roads And Pavings | R811.8 | Ancillaries - Traffic Signs; Non-Illuminated; Warning And Regulatory Signs Including Posts Embedded In Ground/Pavement With Selected Fill Surround; Circular Sign Panel; H = 0.75M With Rectangular Sign Panel; Ref: 365. | 1 | Nr | AED | 1626.93 | Rate-only
2023-03 | 4 | 4.045 | United Arab Emirates | Abu Dhabi | Infrastructure | Khaleel Al Arabi St | Junction Improvements - Main Works | DMT | AECC | Award | 2023 |  | Roads And Pavings | R811.9 | Ancillaries - Traffic Signs; Non-Illuminated; Warning And Regulatory Signs Including Posts Embedded In Ground/Pavement With Selected Fill ; Triangular Sign Panel; H = 0.75M. | 1 | Nr | AED | 1229.27 | Rate-only
2023-03 | 4 | 4.045 | United Arab Emirates | Abu Dhabi | Infrastructure | Khaleel Al Arabi St | Junction Improvements - Main Works | DMT | AECC | Award | 2023 |  | Roads And Pavings | R811.10 | Ancillaries - Traffic Signs; Non-Illuminated; Warning And Regulatory Signs Including Posts Embedded In Ground/Pavement With Selected Fill Surround; Triangular Sign Panel; H = 0.90M. | 8 | Nr | AED | 1302.69 | 10421.52
2023-03 | 4 | 4.045 | United Arab Emirates | Abu Dhabi | Infrastructure | Khaleel Al Arabi St | Junction Improvements - Main Works | DMT | AECC | Award | 2023 |  | Roads And Pavings | R811.11 | Ancillaries - Traffic Signs; Non-Illuminated; Warning And Regulatory Signs Including Posts Embedded In Ground/Pavement With Selected Fill Surround; Triangular Sign Panel; H = 1.20M. | 5 | Nr | AED | 1473.99 | 7369.95
2023-03 | 4 | 4.045 | United Arab Emirates | Abu Dhabi | Infrastructure | Khaleel Al Arabi St | Junction Improvements - Main Works | DMT | AECC | Award | 2023 |  | Roads And Pavings | R811.12 | Ancillaries - Traffic Signs; Non-Illuminated; Warning And Regulatory Signs Including Posts Embedded In Ground/Pavement With Selected Fill Surround; Triangular Sign Panel; H = 0.75M With Rectangular Sign Panel; Ref: 303. | 1 | Nr | AED | 1284.33 | 1284.33
2023-03 | 4 | 4.0451 | United Arab Emirates | Abu Dhabi | Infrastructure | Khaleel Al Arabi St | Junction Improvements - Main Works | DMT | AECC | Award | 2023 |  | Roads And Pavings | R811.13 | Ancillaries - Traffic Signs; Non-Illuminated; Warning And Regulatory Signs Including Posts Embedded In Ground/Pavement With Selected Fill Surround; Triangular Sign Panel; H = 0.90M With Rectangular Sign Panel; Ref: 303A. | 2 | Nr | AED | 1382.22 | 2764.44
2023-03 | 4 | 4.0451 | United Arab Emirates | Abu Dhabi | Infrastructure | Khaleel Al Arabi St | Junction Improvements - Main Works | DMT | AECC | Award | 2023 |  | Roads And Pavings | R811.14 | Ancillaries - Traffic Signs; Non-Illuminated; Warning And Regulatory Signs Including Posts Embedded In Ground/Pavement With Selected Fill Surround; Triangular Sign Panel; H = 0.90M With Rectangular Sign Panel; Ref: 365. | 1 | Nr | AED | 1571.87 | Rate-only
2023-03 | 4 | 4.0451 | United Arab Emirates | Abu Dhabi | Infrastructure | Khaleel Al Arabi St | Junction Improvements - Main Works | DMT | AECC | Award | 2023 |  | Roads And Pavings | R811.15 | Ancillaries - Traffic Signs; Non-Illuminated; Warning And Regulatory Signs Including Posts Embedded In Ground/Pavement With Selected Fill Surround; Triangular Sign Panel; H = 0.90M With Rectangular Sign Panel; Ref: 589. | 6 | Nr | AED | 1571.88 | 9431.28
2023-03 | 4 | 4.0451 | United Arab Emirates | Abu Dhabi | Infrastructure | Khaleel Al Arabi St | Junction Improvements - Main Works | DMT | AECC | Award | 2023 |  | Roads And Pavings | R811.16 | Ancillaries - Traffic Signs; Non-Illuminated; Warning And Regulatory Signs Including Posts Embedded In Ground/Pavement With Selected Fill Surround; Triangular Sign Panel; H = 0.75M With Rectangular Sign Panel; Ref: 589. | 1 | Nr | AED | 1425.04 | Rate-only
2023-03 | 4 | 4.0451 | United Arab Emirates | Abu Dhabi | Infrastructure | Khaleel Al Arabi St | Junction Improvements - Main Works | DMT | AECC | Award | 2023 |  | Roads And Pavings | R811.17 | Ancillaries - Traffic Signs; Non-Illuminated; Warning And Regulatory Signs Including Posts Embedded In Ground/Pavement With Selected Fill Surround; Triangular Sign Panel; H = 1.20M With Rectangular Sign Panel; Ref: 589. | 1 | Nr | AED | 2036.83 | Rate-only
2023-03 | 4 | 4.0451 | United Arab Emirates | Abu Dhabi | Infrastructure | Khaleel Al Arabi St | Junction Improvements - Main Works | DMT | AECC | Award | 2023 |  | Roads And Pavings | R811.18 | Ancillaries - Traffic Signs; Non-Illuminated; Warning And Regulatory Signs Including Posts Embedded In Ground/Pavement With Selected Fill Surround; Triangular Sign Panel; H = 1.50M With Rectangular Sign Panel; Ref: 589. | 1 | Nr | AED | 2538.49 | Rate-only
2023-03 | 4 | 4.0451 | United Arab Emirates | Abu Dhabi | Infrastructure | Khaleel Al Arabi St | Junction Improvements - Main Works | DMT | AECC | Award | 2023 |  | Roads And Pavings | R811.1 | Ancillaries - Traffic Signs; Non-Illuminated; Warning And Regulatory Signs Including Posts Embedded In Ground/Pavement With Selected Fill Surround; Octagonal Sign Panel; H = 0.75M. | 1 | Nr | AED | 1369.98 | 1369.98
2023-03 | 4 | 4.0451 | United Arab Emirates | Abu Dhabi | Infrastructure | Khaleel Al Arabi St | Junction Improvements - Main Works | DMT | AECC | Award | 2023 |  | Roads And Pavings | R811.2 | Ancillaries - Traffic Signs; Non-Illuminated; Warning And Regulatory Signs Including Posts Embedded In Ground/Pavement With Selected Fill Surround; Octagonal Sign Panel; H = 1.20M. | 1 | Nr | AED | 1926.7 | Rate-only
2023-03 | 4 | 4.0451 | United Arab Emirates | Abu Dhabi | Infrastructure | Khaleel Al Arabi St | Junction Improvements - Main Works | DMT | AECC | Award | 2023 |  | Roads And Pavings | R811.3 | Ancillaries - Traffic Signs; Non-Illuminated; Warning And Regulatory Signs Including Posts Embedded In Ground/Pavement With Selected Fill Surround; Octagonal Sign Panel; H = 1.20M With Rectangular Sign Panel; Ref: 589. | 1 | Nr | AED | 2483.43 | Rate-only
2023-03 | 4 | 4.0451 | United Arab Emirates | Abu Dhabi | Infrastructure | Khaleel Al Arabi St | Junction Improvements - Main Works | DMT | AECC | Award | 2023 |  | Roads And Pavings | R811.4 | Ancillaries - Traffic Signs; Non-Illuminated; Warning And Regulatory Signs Including Posts Embedded In Ground/Pavement With Selected Fill Surround; Rectangular Sign Panel; Size 300 X 450Mm. | 1 | Nr | AED | 1180.33 | Rate-only
2023-03 | 4 | 4.0452 | United Arab Emirates | Abu Dhabi | Infrastructure | Khaleel Al Arabi St | Junction Improvements - Main Works | DMT | AECC | Award | 2023 |  | Roads And Pavings | R811.5 | Ancillaries - Traffic Signs; Non-Illuminated; Warning And Regulatory Signs Including Posts Embedded In Ground/Pavement With Selected Fill Surround; Rectangular Sign Panel; Size 300 X 600Mm. | 1 | Nr | AED | 1198.68 | Rate-only
2023-03 | 4 | 4.0452 | United Arab Emirates | Abu Dhabi | Infrastructure | Khaleel Al Arabi St | Junction Improvements - Main Works | DMT | AECC | Award | 2023 |  | Roads And Pavings | R811.6 | Ancillaries - Traffic Signs; Non-Illuminated; Warning And Regulatory Signs Including Posts Embedded In Ground/Pavement With Selected Fill Surround; Square Sign Panel; Size 600 X 600Mm. | 18 | Nr | AED | 1278.22 | 23007.96
2023-03 | 4 | 4.0452 | United Arab Emirates | Abu Dhabi | Infrastructure | Khaleel Al Arabi St | Junction Improvements - Main Works | DMT | AECC | Award | 2023 |  | Roads And Pavings | R811.7 | Ancillaries - Traffic Signs; Non-Illuminated; Warning And Regulatory Signs Including Posts Embedded In Ground/Pavement With Selected Fill Surround; Rectangular Sign Panel; Size 400 X 1200Mm. | 1 | Nr | AED | 1584.1 | Rate-only
2023-03 | 4 | 4.0452 | United Arab Emirates | Abu Dhabi | Infrastructure | Khaleel Al Arabi St | Junction Improvements - Main Works | DMT | AECC | Award | 2023 |  | Roads And Pavings | R811.8 | Ancillaries - Traffic Signs; Non-Illuminated; Warning And Regulatory Signs Including Posts Embedded In Ground/Pavement With Selected Fill Surround; Rectangular Sign Panel; Size 1200 X 1600Mm. | 1 | Nr | AED | 2826.03 | Rate-only
2023-03 | 4 | 4.0452 | United Arab Emirates | Abu Dhabi | Infrastructure | Khaleel Al Arabi St | Junction Improvements - Main Works | DMT | AECC | Award | 2023 |  | Roads And Pavings | R811.9 | Ancillaries - Traffic Signs; Non-Illuminated; Warning And Regulatory Signs Including Posts Embedded In Ground/Pavement With Selected Fill Surround; Rectangular Sign Panel; Size 1800 X 2000Mm. | 4 | Nr | AED | 13308.61 | 53234.44
2023-03 | 4 | 4.0452 | United Arab Emirates | Abu Dhabi | Infrastructure | Khaleel Al Arabi St | Junction Improvements - Main Works | DMT | AECC | Award | 2023 |  | Roads And Pavings | R811.10 | Ancillaries - Traffic Signs; Non-Illuminated; Warning And Regulatory Signs Including Posts Embedded In Ground/Pavement With Selected Fill Surround; Rectangular Sign Panel; Size 1800 X 2800Mm. | 1 | Nr | AED | 15530.57 | Rate-only
2023-03 | 4 | 4.0452 | United Arab Emirates | Abu Dhabi | Infrastructure | Khaleel Al Arabi St | Junction Improvements - Main Works | DMT | AECC | Award | 2023 |  | Roads And Pavings | R811.11 | Ancillaries - Traffic Signs; Non-Illuminated; Warning And Regulatory Signs Including Posts Embedded In Ground/Pavement With Selected Fill Surround; Rectangular Sign Panel; Size 2500 X 3500Mm. | 2 | Nr | AED | 20669.55 | 41339.1
2023-03 | 4 | 4.0452 | United Arab Emirates | Abu Dhabi | Infrastructure | Khaleel Al Arabi St | Junction Improvements - Main Works | DMT | AECC | Award | 2023 |  | Roads And Pavings | R811.12 | Ancillaries - Traffic Signs; Non-Illuminated; Warning And Regulatory Signs Including Posts Embedded In Ground/Pavement With Selected Fill Surround; Rectangular Sign Panel; Size 1200 X 1600Mm With Rectangular Sign Panel; Ref 465. | 1 | Nr | AED | 11155.92 | Rate-only
2023-03 | 4 | 4.0452 | United Arab Emirates | Abu Dhabi | Infrastructure | Khaleel Al Arabi St | Junction Improvements - Main Works | DMT | AECC | Award | 2023 |  | Roads And Pavings | R811.13 | Ancillaries - Traffic Signs; Non-Illuminated; Warning And Regulatory Signs Including Posts Embedded In Ground/Pavement With Selected Fill Surround; Rectangular Sign Panel; Size 1200 X 1600Mm With Rectangular Sign Panel; Ref 589. | 5 | Nr | AED | 10871.27 | 54356.35
2023-03 | 4 | 4.0453 | United Arab Emirates | Abu Dhabi | Infrastructure | Khaleel Al Arabi St | Junction Improvements - Main Works | DMT | AECC | Award | 2023 |  | Roads And Pavings | R811.14 | Ancillaries - Traffic Signs; Non-Illuminated; Warning And Regulatory Signs Including Posts Embedded In Ground/Pavement With Selected Fill Surround; Rectangular Sign Panel; Size 2250 X 3000Mm With Rectangular Sign Panel; Ref 589. | 1 | Nr | AED | 18974.91 | Rate-only
2023-03 | 4 | 4.0453 | United Arab Emirates | Abu Dhabi | Infrastructure | Khaleel Al Arabi St | Junction Improvements - Main Works | DMT | AECC | Award | 2023 |  | Roads And Pavings | R811.15 | Warning And Regulatory Signs On Shared Posts Including Mounting, Clips, And Bolt Assembly Etc Complete. (Pole Measured Elsewhere).; Circular Sign Panel; H = 0.3M On Shared Pole. | 1 | Nr | AED | 369.13 | Rate-only
2023-03 | 4 | 4.0453 | United Arab Emirates | Abu Dhabi | Infrastructure | Khaleel Al Arabi St | Junction Improvements - Main Works | DMT | AECC | Award | 2023 |  | Roads And Pavings | R811.16 | Warning And Regulatory Signs On Shared Posts Including Mounting, Clips, And Bolt Assembly Etc Complete. (Pole Measured Elsewhere).; Circular Sign Panel; H = 0.75M On Shared Pole. | 2 | Nr | AED | 583.25 | 1166.5
2023-03 | 4 | 4.0453 | United Arab Emirates | Abu Dhabi | Infrastructure | Khaleel Al Arabi St | Junction Improvements - Main Works | DMT | AECC | Award | 2023 |  | Roads And Pavings | R811.18 | Warning And Regulatory Signs On Shared Posts Including Mounting, Clips, And Bolt Assembly Etc Complete. (Pole Measured Elsewhere).; Triangular Sign Panel; H = 0.90M On Shared Pole. | 1 | Nr | AED | 503.72 | Rate-only
2023-03 | 4 | 4.0453 | United Arab Emirates | Abu Dhabi | Infrastructure | Khaleel Al Arabi St | Junction Improvements - Main Works | DMT | AECC | Award | 2023 |  | Roads And Pavings | R811.19 | Warning And Regulatory Signs On Shared Posts Including Mounting, Clips, And Bolt Assembly Etc Complete. (Pole Measured Elsewhere).; Octagonal Sign Panel; H = 1.20M On Shared Pole. | 1 | Nr | AED | 1097.15 | Rate-only
2023-03 | 4 | 4.0453 | United Arab Emirates | Abu Dhabi | Infrastructure | Khaleel Al Arabi St | Junction Improvements - Main Works | DMT | AECC | Award | 2023 |  | Roads And Pavings | R811.2 | Warning And Regulatory Signs On Shared Posts Including Mounting, Clips, And Bolt Assembly Etc Complete. (Pole Measured Elsewhere).; Remove And Re-Installation Of Existing Sign Including The Foundation And With All Accessories | 1 | Nr | AED | 38 | 1440.5
2023-03 | 4 | 4.0453 | United Arab Emirates | Abu Dhabi | Infrastructure | Khaleel Al Arabi St | Junction Improvements - Main Works | DMT | AECC | Award | 2023 |  | Roads And Pavings | R822.1 | Ancillaries - Traffic Signs; Reflecting Road Studs; Including All Necessary Fixing Accessories; As Shown On Drawings All In Accordance With The Specifictions; Green/Green Studs. | 412 | Nr | AED | 48.39 | 19936.68
2023-03 | 4 | 4.0453 | United Arab Emirates | Abu Dhabi | Infrastructure | Khaleel Al Arabi St | Junction Improvements - Main Works | DMT | AECC | Award | 2023 |  | Roads And Pavings | R822.2 | Ancillaries - Traffic Signs; Reflecting Road Studs; Including All Necessary Fixing Accessories; As Shown On Drawings All In Accordance With The Specifictions; Red/Red Studs. | 846 | Nr | AED | 48.39 | 40937.94
2023-03 | 4 | 4.0453 | United Arab Emirates | Abu Dhabi | Infrastructure | Khaleel Al Arabi St | Junction Improvements - Main Works | DMT | AECC | Award | 2023 |  | Roads And Pavings | R822.3 | Ancillaries - Traffic Signs; Reflecting Road Studs; Including All Necessary Fixing Accessories; As Shown On Drawings All In Accordance With The Specifictions; White/Red Studs. | 1 | Nr | AED | 48.39 | Rate-only
2023-03 | 4 | 4.0453 | United Arab Emirates | Abu Dhabi | Infrastructure | Khaleel Al Arabi St | Junction Improvements - Main Works | DMT | AECC | Award | 2023 |  | Roads And Pavings | R822.4 | Ancillaries - Traffic Signs; Reflecting Road Studs; Including All Necessary Fixing Accessories; As Shown On Drawings All In Accordance With The Specifictions; White/White Studs. | 296 | Nr | AED | 48.39 | 14323.44
2023-03 | 4 | 4.0454 | United Arab Emirates | Abu Dhabi | Infrastructure | Khaleel Al Arabi St | Junction Improvements - Main Works | DMT | AECC | Award | 2023 |  | Roads And Pavings | R822.5 | Ancillaries - Traffic Signs; Reflecting Road Studs; Including All Necessary Fixing Accessories; As Shown On Drawings All In Accordance With The Specifictions; Yellow/Red Studs. | 661 | Nr | AED | 48.39 | 31985.79
2023-03 | 4 | 4.0454 | United Arab Emirates | Abu Dhabi | Infrastructure | Khaleel Al Arabi St | Junction Improvements - Main Works | DMT | AECC | Award | 2023 |  | Roads And Pavings | R823.1 | Ancillaries - Surface Marking; Thermo Plastic Marking As Specified; Pavement Arrow; Type 614. | 138 | Nr | AED | 65.4 | 9025.2
2023-03 | 4 | 4.0454 | United Arab Emirates | Abu Dhabi | Infrastructure | Khaleel Al Arabi St | Junction Improvements - Main Works | DMT | AECC | Award | 2023 |  | Roads And Pavings | R823.2 | Ancillaries - Surface Marking; Thermo Plastic Marking As Specified; Pavement Arrow; Type 615. | 26 | Nr | AED | 85.02 | 2210.52
2023-03 | 4 | 4.0454 | United Arab Emirates | Abu Dhabi | Infrastructure | Khaleel Al Arabi St | Junction Improvements - Main Works | DMT | AECC | Award | 2023 |  | Roads And Pavings | R823.3 | Ancillaries - Surface Marking; Thermo Plastic Marking As Specified; Pavement Arrow; Type 616. | 1 | Nr | AED | 85.02 | Rate-only
2023-03 | 4 | 4.0454 | United Arab Emirates | Abu Dhabi | Infrastructure | Khaleel Al Arabi St | Junction Improvements - Main Works | DMT | AECC | Award | 2023 |  | Roads And Pavings | R823.4 | Ancillaries - Surface Marking; Thermo Plastic Marking As Specified; Straight/Right Arrow Type 617. | 1 | Nr | AED | 130.8 | Rate-only
2023-03 | 4 | 4.0454 | United Arab Emirates | Abu Dhabi | Infrastructure | Khaleel Al Arabi St | Junction Improvements - Main Works | DMT | AECC | Award | 2023 |  | Roads And Pavings | R823.5 | Ancillaries - Surface Marking; Thermo Plastic Marking As Specified; Straight/Left Arrow Type 618. | 1 | Nr | AED | 130.8 | Rate-only
2023-03 | 4 | 4.0454 | United Arab Emirates | Abu Dhabi | Infrastructure | Khaleel Al Arabi St | Junction Improvements - Main Works | DMT | AECC | Award | 2023 |  | Roads And Pavings | R823.6 | Ancillaries - Surface Marking; Thermo Plastic Marking As Specified; Left/Right Arrow Type 619. | 21 | Nr | AED | 137.34 | 2884.14
2023-03 | 4 | 4.0454 | United Arab Emirates | Abu Dhabi | Infrastructure | Khaleel Al Arabi St | Junction Improvements - Main Works | DMT | AECC | Award | 2023 |  | Roads And Pavings | R823.7 | Ancillaries - Surface Marking; Thermo Plastic Marking As Specified; Lane Arrows Type 656. | 11 | Nr | AED | 65.4 | 719.4
2023-03 | 4 | 4.0454 | United Arab Emirates | Abu Dhabi | Infrastructure | Khaleel Al Arabi St | Junction Improvements - Main Works | DMT | AECC | Award | 2023 |  | Roads And Pavings | R823.8 | Ancillaries - Surface Marking; Thermo Plastic Marking As Specified; U-Turn Arrow. | 5 | Nr | AED | 150.42 | 752.1
2023-03 | 4 | 4.0454 | United Arab Emirates | Abu Dhabi | Infrastructure | Khaleel Al Arabi St | Junction Improvements - Main Works | DMT | AECC | Award | 2023 |  | Roads And Pavings | R823.9 | Ancillaries - Surface Marking; Thermo Plastic Marking As Specified; Cycle Track Symbol Marking | 1 | Nr | AED | 588.58 | Rate-only
2023-03 | 4 | 4.0454 | United Arab Emirates | Abu Dhabi | Infrastructure | Khaleel Al Arabi St | Junction Improvements - Main Works | DMT | AECC | Award | 2023 |  | Roads And Pavings | R823.10 | Ancillaries - Surface Marking; Thermo Plastic Marking As Specified; White Chevron And Hatch Marking. | 2539 | m² | AED | 52.32 | 132840.48
2023-03 | 4 | 4.0455 | United Arab Emirates | Abu Dhabi | Infrastructure | Khaleel Al Arabi St | Junction Improvements - Main Works | DMT | AECC | Award | 2023 |  | Roads And Pavings | R824.1 | Ancillaries - Surface Marking; Thermo Plastic Marking As Specified; White Continuous Lines; 100 Mm Wide. | 1 | m | AED | 2.88 | Rate-only
2023-03 | 4 | 4.0455 | United Arab Emirates | Abu Dhabi | Infrastructure | Khaleel Al Arabi St | Junction Improvements - Main Works | DMT | AECC | Award | 2023 |  | Roads And Pavings | R824.2 | Ancillaries - Surface Marking; Thermo Plastic Marking As Specified; White Continuous Lines; 150 Mm Wide. | 1 | m | AED | 4.32 | Rate-only
2023-03 | 4 | 4.0455 | United Arab Emirates | Abu Dhabi | Infrastructure | Khaleel Al Arabi St | Junction Improvements - Main Works | DMT | AECC | Award | 2023 |  | Roads And Pavings | R824.3 | Ancillaries - Surface Marking; Thermo Plastic Marking As Specified; White Continuous Lines; 300 Mm Wide. | 110 | m | AED | 15.7 | 1727
2023-03 | 4 | 4.0455 | United Arab Emirates | Abu Dhabi | Infrastructure | Khaleel Al Arabi St | Junction Improvements - Main Works | DMT | AECC | Award | 2023 |  | Roads And Pavings | R825.1 | Ancillaries - Surface Marking; Thermo Plastic Marking As Specified; Yellow Contionous Lines; Rumble Strips; 300Mm Wide. | 165 | m | AED | 37.28 | 6151.2
2023-03 | 4 | 4.0455 | United Arab Emirates | Abu Dhabi | Infrastructure | Khaleel Al Arabi St | Junction Improvements - Main Works | DMT | AECC | Award | 2023 |  | Roads And Pavings | R825.2 | Ancillaries - Surface Marking; Thermo Plastic Marking As Specified; White Intermittent Lines; 100 Mm Wide. | 150 | m | AED | 2.88 | 432
2023-03 | 4 | 4.0455 | United Arab Emirates | Abu Dhabi | Infrastructure | Khaleel Al Arabi St | Junction Improvements - Main Works | DMT | AECC | Award | 2023 |  | Roads And Pavings | R825.3 | Ancillaries - Surface Marking; Thermo Plastic Marking As Specified; White Intermittent Lines; 150 Mm Wide. | 3535 | m | AED | 4.32 | 15271.2
2023-03 | 4 | 4.0455 | United Arab Emirates | Abu Dhabi | Infrastructure | Khaleel Al Arabi St | Junction Improvements - Main Works | DMT | AECC | Award | 2023 |  | Roads And Pavings | R825.4 | Ancillaries - Surface Marking; Thermo Plastic Marking As Specified; White Intermittent Lines; 200 Mm Wide. | 1648 | m | AED | 5.75 | 9476
2023-03 | 4 | 4.0455 | United Arab Emirates | Abu Dhabi | Infrastructure | Khaleel Al Arabi St | Junction Improvements - Main Works | DMT | AECC | Award | 2023 |  | Roads And Pavings | R825.5 | Ancillaries - Surface Marking; Thermo Plastic Marking As Specified; White Intermittent Lines; 300 Mm Wide. | 1 | m | AED | 15.7 | Rate-only
2023-03 | 4 | 4.0455 | United Arab Emirates | Abu Dhabi | Infrastructure | Khaleel Al Arabi St | Junction Improvements - Main Works | DMT | AECC | Award | 2023 |  | Roads And Pavings | R825.6 | Ancillaries - Surface Marking; Thermo Plastic Marking As Specified; White Intermittent Lines; 500 Mm Wide. | 390 | m | AED | 26.16 | 10202.4
2023-03 | 4 | 4.0456 | United Arab Emirates | Abu Dhabi | Infrastructure | Khaleel Al Arabi St | Junction Improvements - Main Works | DMT | AECC | Award | 2023 |  | Roads And Pavings | R829.1 | Painting; Chlorinated Rubber Based Quick Drying Paint (Black And White) Applied In Two Coats To Exposed Faces Of Precast Concrete Upstand Kerbs. | 150 | m² | AED | 45.78 | 6867
2023-03 | 4 | 4.0456 | United Arab Emirates | Abu Dhabi | Infrastructure | Khaleel Al Arabi St | Junction Improvements - Main Works | DMT | AECC | Award | 2023 |  | Roads And Pavings | R829.2 | Painting; Remove Existing Road Marking By Sand Blasting. | 100 | m² | AED | 65.4 | 6540
2023-03 | 4 | 4.0456 | United Arab Emirates | Abu Dhabi | Infrastructure | Khaleel Al Arabi St | Junction Improvements - Main Works | DMT | AECC | Award | 2023 |  | Miscellaneous Work | X193.1 | Fences; Safety Fence; Including Finishes, Posts, Frames, Earthworks, Foundation And All Necessary Fixing Accessories; All In Accordance With The Specifications; Supply And Installation Of Median Fence; 1280Mm High; Type 2. | 1 | m | AED | 365.24 | Rate-only
2023-03 | 4 | 4.0456 | United Arab Emirates | Abu Dhabi | Infrastructure | Khaleel Al Arabi St | Junction Improvements - Main Works | DMT | AECC | Award | 2023 |  | Miscellaneous Work | X193.2 | Fences; Safety Fence; Including Finishes, Posts, Frames, Earthworks, Foundation And All Necessary Fixing Accessories; All In Accordance With The Specifications; Remove And Re-Installation Of Median Fence Including Foundation And With All Accessories | 595 | m | AED | 159.94 | 95164.3
2023-03 | 4 | 4.0456 | United Arab Emirates | Abu Dhabi | Infrastructure | Khaleel Al Arabi St | Junction Improvements - Main Works | DMT | AECC | Award | 2023 |  | Miscellaneous Work | X900.1 | Crash Cushion; Crash Cushions ; Redirective, Non-Grating; Including Finishes And All Necessary Fixing Accessories; All In Accordance With The Specifications. | 3 | Nr | AED | 78974.19 | 236922.57
2023-03 | 4 | 4.0456 | United Arab Emirates | Abu Dhabi | Infrastructure | Khaleel Al Arabi St | Junction Improvements - Main Works | DMT | AECC | Award | 2023 |  | Miscellaneous Work | X900.2 | Crash Cushion; Galvanized Mild Steel Crashworthy End Terminal | 10 | Nr | AED | 17282.76 | 172827.6
2023-03 | 4 | 4.0456 | United Arab Emirates | Abu Dhabi | Infrastructure | Khaleel Al Arabi St | Junction Improvements - Main Works | DMT | AECC | Award | 2023 |  | Miscellaneous Work | X199.1 | Concrete Barrier; Precast Concrete Barrier; Class C30; Including Finishes And All Necessary Fixing Accessories; Complete As Detailed On Drawing All In Accordance With The Specifications; Concrete Barrier Type 1 (Tl4) | 405 | m | AED | 1090.94 | 441830.7
2023-03 | 4 | 4.0456 | United Arab Emirates | Abu Dhabi | Infrastructure | Khaleel Al Arabi St | Junction Improvements - Main Works | DMT | AECC | Award | 2023 |  | Miscellaneous Work | X199.2 | Concrete Barrier; Precast Concrete Barrier; Class C30; Including Finishes And All Necessary Fixing Accessories; Complete As Detailed On Drawing All In Accordance With The Specifications; Concrete Barrier Type 2 (Tl2) | 1230 | m | AED | 784.04 | 964369.2
2023-03 | 4 | 4.0456 | United Arab Emirates | Abu Dhabi | Infrastructure | Khaleel Al Arabi St | Junction Improvements - Main Works | DMT | AECC | Award | 2023 |  | Miscellaneous Work | X199.3 | Concrete Barrier; Precast Concrete Barrier; Class C30; Including Finishes And All Necessary Fixing Accessories; Complete As Detailed On Drawing All In Accordance With The Specifications; Cast-In-Place Concrete Barrier Type-1 (Tl4) Complete As Detailed On Dwg. Drawings. | 1 | m | AED | 949.09 | Rate-only
2023-03 | 4 | 4.0456 | United Arab Emirates | Abu Dhabi | Infrastructure | Khaleel Al Arabi St | Junction Improvements - Main Works | DMT | AECC | Award | 2023 |  | Miscellaneous Work | X199.4 | Concrete Barrier; Precast Concrete Barrier; Class C30; Including Finishes And All Necessary Fixing Accessories; Complete As Detailed On Drawing All In Accordance With The Specifications; Cast-In-Place Concrete Barrier (Tl5), Height 1370Mm Complete As Detailed On Dwg. Drawings. | 15 | m | AED | 1654.86 | 24822.9
2023-03 | 4 | 4.0457 | United Arab Emirates | Abu Dhabi | Infrastructure | Khaleel Al Arabi St | Junction Improvements - Main Works | DMT | AECC | Award | 2023 |  | Miscellaneous Work | X199.5 | Concrete Barrier; Precast Concrete Barrier; Class C30; Including Finishes And All Necessary Fixing Accessories; Complete As Detailed On Drawing All In Accordance With The Specifications; Concrete Transition Barrier | 230 | m | AED | 699.4 | 160862
2023-03 | 4 | 4.0457 | United Arab Emirates | Abu Dhabi | Infrastructure | Khaleel Al Arabi St | Junction Improvements - Main Works | DMT | AECC | Award | 2023 |  | Miscellaneous Work | X199.6 | Rope Rail; Supply And Installation Of Rope Rail Including Post And Other Accessories Complete As Detailed On Dwg. | 1 | m | AED | 275.57 | Rate-only
2023-03 | 4 | 4.0457 | United Arab Emirates | Abu Dhabi | Infrastructure | Khaleel Al Arabi St | Junction Improvements - Main Works | DMT | AECC | Award | 2023 |  | Miscellaneous Work | X199.7 | Rope Rail; Removal And Re-Installation Of Existing Rope Rail With Foundation And All Accessories | 1070 | m | AED | 165.79 | 177395.3
2023-03 | 4 | 4.0457 | United Arab Emirates | Abu Dhabi | Infrastructure | Khaleel Al Arabi St | Junction Improvements - Main Works | DMT | AECC | Award | 2023 |  | Miscellaneous Work | X999.1 | Bollards; Bollards; Type 2; Including Foundation, Bituminous Waterproof Coating, Reinforcement And All Necessary Fixing Accessories; Complete As Detailed On Drawing. All In Accordance With The Specifications | 26 | Nr | AED | 774.97 | 20149.22
2023-03 | 4 | 4.0457 | United Arab Emirates | Abu Dhabi | Infrastructure | Khaleel Al Arabi St | Junction Improvements - Main Works | DMT | AECC | Award | 2023 |  | Miscellaneous Work | X999.2 | Bollards; Bollards; Type 2; Including Foundation, Bituminous Waterproof Coating, Reinforcement And All Necessary Fixing Accessories; Complete As Detailed On Drawing. All In Accordance With The Specifications | 46 | Nr | AED | 175.74 | 8084.04
2023-03 | 4 | 4.0457 | United Arab Emirates | Abu Dhabi | Infrastructure | Khaleel Al Arabi St | Junction Improvements - Main Works | DMT | AECC | Award | 2023 |  | Miscellaneous Work | X900.1 | Tying To Existing Pavement; Tying To Existing Pavement As Detailed On Dwg; Including Breakout Existing Pavement, Saw Cutting, Vertical Tack Coat, Milling (If Required) And All Necessary Preparations Work; New Pavement Type 1A With Existing Pavement; Transverse Joints | 1 | m | AED | 428.25 | Rate-only
2023-03 | 4 | 4.0457 | United Arab Emirates | Abu Dhabi | Infrastructure | Khaleel Al Arabi St | Junction Improvements - Main Works | DMT | AECC | Award | 2023 |  | Miscellaneous Work | X900.2 | Tying To Existing Pavement; Tying To Existing Pavement As Detailed On Dwg; Including Breakout Existing Pavement, Saw Cutting, Vertical Tack Coat, Milling (If Required) And All Necessary Preparations Work; New Pavement Type 1A With Existing Pavement; Longitudinal Joints | 610 | m | AED | 220.24 | 134346.4
2023-03 | 4 | 4.0457 | United Arab Emirates | Abu Dhabi | Infrastructure | Khaleel Al Arabi St | Junction Improvements - Main Works | DMT | AECC | Award | 2023 |  | Miscellaneous Work | X900.3 | Tying To Existing Pavement; Tying To Existing Pavement As Detailed On Dwg; Including Breakout Existing Pavement, Saw Cutting, Vertical Tack Coat, Milling (If Required) And All Necessary Preparations Work; New Pavement Type 2A With Existing Pavement; Transverse Joints | 1 | m | AED | 428.25 | Rate-only
2023-03 | 4 | 4.0457 | United Arab Emirates | Abu Dhabi | Infrastructure | Khaleel Al Arabi St | Junction Improvements - Main Works | DMT | AECC | Award | 2023 |  | Miscellaneous Work | X900.4 | Tying To Existing Pavement; Tying To Existing Pavement As Detailed On Dwg; Including Breakout Existing Pavement, Saw Cutting, Vertical Tack Coat, Milling (If Required) And All Necessary Preparations Work | 362 | m | AED | 221.47 | 80172.14
2023-03 | 4 | 4.0457 | United Arab Emirates | Abu Dhabi | Infrastructure | Khaleel Al Arabi St | Junction Improvements - Main Works | DMT | AECC | Award | 2023 |  | Miscellaneous Work | X900.5 | Tying To Existing Pavement; Tying To Existing Pavement As Detailed On Dwg; Including Breakout Existing Pavement, Saw Cutting, Vertical Tack Coat, Milling (If Required) And All Necessary Preparations Work; New Pavement Type 3 With Existing Pavement; Transverse Joints | 20 | m | AED | 428.25 | 8565
2023-03 | 4 | 4.0457 | United Arab Emirates | Abu Dhabi | Infrastructure | Khaleel Al Arabi St | Junction Improvements - Main Works | DMT | AECC | Award | 2023 |  | Miscellaneous Work | X900.6 | Tying To Existing Pavement; Tying To Existing Pavement As Detailed On Dwg; Including Breakout Existing Pavement, Saw Cutting, Vertical Tack Coat, Milling (If Required) And All Necessary Preparations Work; New Pavement Type 3 With Existing Pavement; Longitudinal Joints | 225 | m | AED | 143.16 | 32211
2023-03 | 4 | 4.0458 | United Arab Emirates | Abu Dhabi | Infrastructure | Khaleel Al Arabi St | Junction Improvements - Main Works | DMT | AECC | Award | 2023 |  | Miscellaneous Work | X900.7 | Tying To Existing Pavement; Tying To Existing Pavement As Detailed On Dwg; Including Breakout Existing Pavement, Saw Cutting, Vertical Tack Coat, Milling (If Required) And All Necessary Preparations Work; New Pavement Type 4 With Existing Pavement; Transverse Joints | 21 | m | AED | 428.25 | 8993.25
2023-03 | 4 | 4.0458 | United Arab Emirates | Abu Dhabi | Infrastructure | Khaleel Al Arabi St | Junction Improvements - Main Works | DMT | AECC | Award | 2023 |  | Miscellaneous Work | X900.8 | Tying To Existing Pavement; Tying To Existing Pavement As Detailed On Dwg; Including Breakout Existing Pavement, Saw Cutting, Vertical Tack Coat, Milling (If Required) And All Necessary Preparations Work; New Pavement Type 4 With Existing Pavement; Longitudinal Joints | 90 | m | AED | 148.05 | 13324.5
2023-03 | 4 | 4.0458 | United Arab Emirates | Abu Dhabi | Infrastructure | Khaleel Al Arabi St | Junction Improvements - Main Works | DMT | AECC | Award | 2023 |  | Miscellaneous Work | X900.9 | Tying To Existing Pavement; Tying To Existing Pavement As Detailed On Dwg; Including Breakout Existing Pavement, Saw Cutting, Vertical Tack Coat, Milling (If Required) And All Necessary Preparations Work; New Pavement Type 6 With Existing Pavement; Transverse Joints | 30 | m | AED | 428.25 | 12847.5
2023-03 | 4 | 4.0458 | United Arab Emirates | Abu Dhabi | Infrastructure | Khaleel Al Arabi St | Junction Improvements - Main Works | DMT | AECC | Award | 2023 |  | Miscellaneous Work | X900.10 | Tying To Existing Pavement; Tying To Existing Pavement As Detailed On Dwg; Including Breakout Existing Pavement, Saw Cutting, Vertical Tack Coat, Milling (If Required) And All Necessary Preparations Work; New Pavement Type 6 With Existing Pavement; Longitudinal Joints | 1585 | m | AED | 211.68 | 335512.8
2023-03 | 4 | 4.0458 | United Arab Emirates | Abu Dhabi | Infrastructure | Khaleel Al Arabi St | Junction Improvements - Main Works | DMT | AECC | Award | 2023 |  | Earthworks | E323 | Excavation For Foundations; Excavation For Structures: Material Other Than Top Soil, Rock Or Artificial Hard Material For Attaining The Proposed Sub Grade, Haul Up To Stockpiles On Designated Area To Be Determined By The Department.; Excavation For Structures; Depth 0.5 - 1M. | 10 | m³ | AED | 30.33 | 303.3
2023-03 | 4 | 4.0458 | United Arab Emirates | Abu Dhabi | Infrastructure | Khaleel Al Arabi St | Junction Improvements - Main Works | DMT | AECC | Award | 2023 |  | Earthworks | E324 | Excavation For Foundations; Excavation For Structures: Material Other Than Top Soil, Rock Or Artificial Hard Material For Attaining The Proposed Sub Grade, Haul Up To Stockpiles On Designated Area To Be Determined By The Department.; Excavation For Structures; Depth 1 - 2M. | 10 | m³ | AED | 76.56 | 765.6
2023-03 | 4 | 4.0458 | United Arab Emirates | Abu Dhabi | Infrastructure | Khaleel Al Arabi St | Junction Improvements - Main Works | DMT | AECC | Award | 2023 |  | Earthworks | E325 | Excavation For Foundations; Excavation For Structures: Material Other Than Top Soil, Rock Or Artificial Hard Material For Attaining The Proposed Sub Grade, Haul Up To Stockpiles On Designated Area To Be Determined By The Department. | 476 | m³ | AED | 164.99 | 78535.24
2023-03 | 4 | 4.0458 | United Arab Emirates | Abu Dhabi | Infrastructure | Khaleel Al Arabi St | Junction Improvements - Main Works | DMT | AECC | Award | 2023 |  | Earthworks | E335 | Excavation For Foundations; Excavation For Structures: Material Other Than Top Soil, Rock Or Artificial Hard Material For Attaining The Proposed Sub Grade, Haul Up To Stockpiles On Designated Area To Be Determined By The Department.; | 15 | m³ | AED | 206.22 | 3093.3
2023-03 | 4 | 4.0458 | United Arab Emirates | Abu Dhabi | Infrastructure | Khaleel Al Arabi St | Junction Improvements - Main Works | DMT | AECC | Award | 2023 |  | Earthworks | E336 | Excavation For Foundations; Excavation For Structures: Material Other Than Top Soil, Rock Or Artificial Hard Material For Attaining The Proposed Sub Grade, Haul Up To Stockpiles On Designated Area To Be Determined By The Department.; Excavation For Foundations Rock; (Maximum Depth 5-10) | 15 | m³ | AED | 329.94 | 4949.1
2023-03 | 4 | 4.0458 | United Arab Emirates | Abu Dhabi | Infrastructure | Khaleel Al Arabi St | Junction Improvements - Main Works | DMT | AECC | Award | 2023 |  | Earthworks | E522 | Excavation Ancillaries; Preparation Of Excavated Surface To Receive Permanent Works | 183 | m² | AED | 5.66 | 1035.78
2023-03 | 4 | 4.0459 | United Arab Emirates | Abu Dhabi | Infrastructure | Khaleel Al Arabi St | Junction Improvements - Main Works | DMT | AECC | Award | 2023 |  | Earthworks | E532 | Excavation Ancillaries; Disposal Of Excavated Surplus Material As Directed By The Engineer | 347 | m³ | AED | 33.36 | 11575.92
2023-03 | 4 | 4.0459 | United Arab Emirates | Abu Dhabi | Infrastructure | Khaleel Al Arabi St | Junction Improvements - Main Works | DMT | AECC | Award | 2023 |  | Earthworks | E533 | Excavation Ancillaries; Disposal Of Excavated Material; Rock | 30 | m³ | AED | 41.7 | 1251
2023-03 | 4 | 4.0459 | United Arab Emirates | Abu Dhabi | Infrastructure | Khaleel Al Arabi St | Junction Improvements - Main Works | DMT | AECC | Award | 2023 |  | Earthworks | E614 | Filling; Filling To Structure Using Suitable Excavated Material | 129 | m³ | AED | 35.2 | 4540.8
2023-03 | 4 | 4.0459 | United Arab Emirates | Abu Dhabi | Infrastructure | Khaleel Al Arabi St | Junction Improvements - Main Works | DMT | AECC | Award | 2023 |  | Earthworks | E712 | Filling Ancillaries; Trimming Of Filled Surfaces Not To Receive Permanent Work | 65 | m² | AED | 5.66 | 367.9
2023-03 | 4 | 4.0459 | United Arab Emirates | Abu Dhabi | Infrastructure | Khaleel Al Arabi St | Junction Improvements - Main Works | DMT | AECC | Award | 2023 |  | Earthworks | E722 | Filling Ancillaries; Preparation Of Filled Surfaces To Receive Permanent Work. | 162 | m² | AED | 5.66 | 916.92
2023-03 | 4 | 4.0459 | United Arab Emirates | Abu Dhabi | Infrastructure | Khaleel Al Arabi St | Junction Improvements - Main Works | DMT | AECC | Award | 2023 |  | In situ concrete | F152 | Provision Of Concrete Designed Mix; Concrete Sulphate Resisting Class 25;Src | 19 | m³ | AED | 308.73 | 5865.87
2023-03 | 4 | 4.0459 | United Arab Emirates | Abu Dhabi | Infrastructure | Khaleel Al Arabi St | Junction Improvements - Main Works | DMT | AECC | Award | 2023 |  | In situ concrete | F292 | Provision Of Concrete Designed Mix; Concrete Class 50/20; Opc | 261 | m³ | AED | 358.19 | 93487.59
2023-03 | 4 | 4.0459 | United Arab Emirates | Abu Dhabi | Infrastructure | Khaleel Al Arabi St | Junction Improvements - Main Works | DMT | AECC | Award | 2023 |  | In situ concrete | F611 | Placing Of Concrete; Mass Concrete; Blinding Concrete Thickness: Not Exceeding 150 Mm | 19 | m³ | AED | 154.42 | 2933.98
2023-03 | 4 | 4.0459 | United Arab Emirates | Abu Dhabi | Infrastructure | Khaleel Al Arabi St | Junction Improvements - Main Works | DMT | AECC | Award | 2023 |  | In situ concrete | F724 | Reinforced Concrete; Pile Caps (Concrete Class 50/20) | 261 | m³ | AED | 104.46 | 27264.06
2023-03 | 4 | 4.046 | United Arab Emirates | Abu Dhabi | Infrastructure | Khaleel Al Arabi St | Junction Improvements - Main Works | DMT | AECC | Award | 2023 |  | Concrete Ancillaries | G345 | Formwork Class F2; Sides Of Footing/Pile Cap; Width: Exceeding 1.22 M | 139 | m² | AED | 281.59 | 39141.01
2023-03 | 4 | 4.046 | United Arab Emirates | Abu Dhabi | Infrastructure | Khaleel Al Arabi St | Junction Improvements - Main Works | DMT | AECC | Award | 2023 |  | Concrete Ancillaries | G523 | Reinforcement; Deformed High Yield Steel Bars To Bs 4449 Grade B500B; Nominal Diameter 10Mm | 1 | t | AED | 5018.36 | Rate Only
2023-03 | 4 | 4.046 | United Arab Emirates | Abu Dhabi | Infrastructure | Khaleel Al Arabi St | Junction Improvements - Main Works | DMT | AECC | Award | 2023 |  | Concrete Ancillaries | G524 | Reinforcement; Deformed High Yield Steel Bars To Bs 4449 Grade B500B; Nominal Diameter 12Mm | 0.51003 | t | AED | 4566.92 | Rate Only
2023-03 | 4 | 4.046 | United Arab Emirates | Abu Dhabi | Infrastructure | Khaleel Al Arabi St | Junction Improvements - Main Works | DMT | AECC | Award | 2023 |  | Concrete Ancillaries | G525 | Reinforcement; Deformed High Yield Steel Bars To Bs 4449 Grade B500B; Nominal Diameter 16Mm | 1 | t | AED | 4566.92 | Rate Only
2023-03 | 4 | 4.046 | United Arab Emirates | Abu Dhabi | Infrastructure | Khaleel Al Arabi St | Junction Improvements - Main Works | DMT | AECC | Award | 2023 |  | Concrete Ancillaries | G526 | Reinforcement; Deformed High Yield Steel Bars To Bs 4449 Grade B500B; Nominal Diameter 20Mm | 27 | t | AED | 4566.92 | 123306.84
2023-03 | 4 | 4.046 | United Arab Emirates | Abu Dhabi | Infrastructure | Khaleel Al Arabi St | Junction Improvements - Main Works | DMT | AECC | Award | 2023 |  | Concrete Ancillaries | G527 | Reinforcement; Deformed High Yield Steel Bars To Bs 4449 Grade Nominal Diameter 25Mm | 22 | t | AED | 4566.92 | 100472.24
2023-03 | 4 | 4.046 | United Arab Emirates | Abu Dhabi | Infrastructure | Khaleel Al Arabi St | Junction Improvements - Main Works | DMT | AECC | Award | 2023 |  | Concrete Ancillaries | G528 | Reinforcement; Deformed High Yield Steel Bars To Bs 4449 Grade B500B; Nominal Diameter 32Mm Or Greater | 1 | t | AED | 4566.92 | Rate Only
2023-03 | 4 | 4.046 | United Arab Emirates | Abu Dhabi | Infrastructure | Khaleel Al Arabi St | Junction Improvements - Main Works | DMT | AECC | Award | 2023 |  | Concrete Ancillaries | G813 | Concrete Accessories; Finishing Of Top Surface Of Pile Cap, Abutment Base Top, Approach Slab And Footing Class U2 Finish | 120 | m² | AED | 17.14 | 2056.8
2023-03 | 4 | 4.046 | United Arab Emirates | Abu Dhabi | Infrastructure | Khaleel Al Arabi St | Junction Improvements - Main Works | DMT | AECC | Award | 2023 |  | Piles | P151 | Bored-Cast In Place Concrete Pile Using Concrete Grade C50/20 As Specified.; Pile Diameter 900Mm; Number Of Piles | 29 | Nr | AED | 1344.52 | 38991.08
2023-03 | 4 | 4.046 | United Arab Emirates | Abu Dhabi | Infrastructure | Khaleel Al Arabi St | Junction Improvements - Main Works | DMT | AECC | Award | 2023 |  | Piles | P152 | Bored-Cast In Place Concrete Pile Using Concrete Grade C50/20 As Specified.; Pile Diameter 900Mm; Concreted Length | 609 | m | AED | 236.43 | 143985.87
2023-03 | 4 | 4.0461 | United Arab Emirates | Abu Dhabi | Infrastructure | Khaleel Al Arabi St | Junction Improvements - Main Works | DMT | AECC | Award | 2023 |  | Piles | P153 | Bored-Cast In Place Concrete Pile Using Concrete Grade C50/20 As Specified.; Pile Diameter 900Mm; Depth Bored To Maximum Depth 20M | 580 | m | AED | 537.81 | 311929.8
2023-03 | 4 | 4.0461 | United Arab Emirates | Abu Dhabi | Infrastructure | Khaleel Al Arabi St | Junction Improvements - Main Works | DMT | AECC | Award | 2023 |  | Piling Ancillaries | Q145 | Pile Diameter 900Mm; Permanent Steel Casing For 900Mm Diameter Pile Protected With Anticorrosive Coating; Maximum Length 3 M As Specified And Shown On Drawings | 87 | m | AED | 5176.4 | 450346.8
2023-03 | 4 | 4.0461 | United Arab Emirates | Abu Dhabi | Infrastructure | Khaleel Al Arabi St | Junction Improvements - Main Works | DMT | AECC | Award | 2023 |  | Piling Ancillaries | Q175 | Pile Diameter 900Mm; Cutting Off Surplus Lengths 900Mm Dia.Piles | 29 | m | AED | 550.15 | 15954.35
2023-03 | 4 | 4.0461 | United Arab Emirates | Abu Dhabi | Infrastructure | Khaleel Al Arabi St | Junction Improvements - Main Works | DMT | AECC | Award | 2023 |  | Piling Ancillaries | Q185 | Pile Diameter 900Mm; Preparing Pile Head 900Mm Diameter | 29 | Nr | AED | 1075.62 | 31192.98
2023-03 | 4 | 4.0461 | United Arab Emirates | Abu Dhabi | Infrastructure | Khaleel Al Arabi St | Junction Improvements - Main Works | DMT | AECC | Award | 2023 |  | Piling Ancillaries | Q212.1 | Pile Reinforcement; Non Epoxy Coated, Deformed High Yield Bars; Nominal Size 25Mm. | 19 | t | AED | 5597.17 | 106346.23
2023-03 | 4 | 4.0461 | United Arab Emirates | Abu Dhabi | Infrastructure | Khaleel Al Arabi St | Junction Improvements - Main Works | DMT | AECC | Award | 2023 |  | Piling Ancillaries | Q212.2 | Pile Reinforcement; Non Epoxy Coated, Deformed High Yield Bars; Nominal Size 32Mm. | 31 | t | AED | 5093.67 | 157903.77
2023-03 | 4 | 4.0461 | United Arab Emirates | Abu Dhabi | Infrastructure | Khaleel Al Arabi St | Junction Improvements - Main Works | DMT | AECC | Award | 2023 |  | Piling Ancillaries | Q213.1 | Non Epoxy Coated, Deformed High Yield Helical Bars; Nominal Size 16Mm | 7 | t | AED | 5093.67 | 35655.69
2023-03 | 4 | 4.0461 | United Arab Emirates | Abu Dhabi | Infrastructure | Khaleel Al Arabi St | Junction Improvements - Main Works | DMT | AECC | Award | 2023 |  | Piling Ancillaries | Q213.2 | Non Epoxy Coated, Deformed High Yield Helical Bars; Nominal Size 20Mm | 7 | t | AED | 5093.67 | 35655.69
2023-03 | 4 | 4.0461 | United Arab Emirates | Abu Dhabi | Infrastructure | Khaleel Al Arabi St | Junction Improvements - Main Works | DMT | AECC | Award | 2023 |  | Piling Ancillaries | Q81* | Pile Tests; Static Load Test According To Specifications For 900Mm Diameter Pile - Working/ Non Working Pile. | 3 | Nr | AED | 60503.34 | 181510.02
2023-03 | 4 | 4.0461 | United Arab Emirates | Abu Dhabi | Infrastructure | Khaleel Al Arabi St | Junction Improvements - Main Works | DMT | AECC | Award | 2023 |  | Piling Ancillaries | Q81* | Pile Tests; High Strain Dynamic Load Test According To Specifications For 900Mm Diameter Pile - Working Pile. | 1 | Nr | AED | 33612.97 | 33612.97
2023-03 | 4 | 4.0461 | United Arab Emirates | Abu Dhabi | Infrastructure | Khaleel Al Arabi St | Junction Improvements - Main Works | DMT | AECC | Award | 2023 |  | Piling Ancillaries | Q840.1 | Pile Tests; Non-Destructive Test By Cross Hole Sonic Logging According To Specifications For 900Mm Diameter Pile - Working/ Non Working Pile. | 5 | Nr | AED | 6722.59 | 33612.95
2023-03 | 4 | 4.0462 | United Arab Emirates | Abu Dhabi | Infrastructure | Khaleel Al Arabi St | Junction Improvements - Main Works | DMT | AECC | Award | 2023 |  | Piling Ancillaries | Q840.2 | Pile Tests; Non-Destructive Test By Sonic Integrity According To Specifications For 900Mm Diameter Pile - Working/ Non Working Pile | 2 | Nr | AED | 40.34 | 80.68
2023-03 | 4 | 4.0462 | United Arab Emirates | Abu Dhabi | Infrastructure | Khaleel Al Arabi St | Junction Improvements - Main Works | DMT | AECC | Award | 2023 |  | Piling Ancillaries | Q840.3 | Pile Tests; Calliper Logging Of Pile Bore In Accordance With Specification For 900Mm Dia. Pile - Working/ Non Working Pile | 5 | Nr | AED | 3361.3 | 16806.5
2023-03 | 4 | 4.0462 | United Arab Emirates | Abu Dhabi | Infrastructure | Khaleel Al Arabi St | Junction Improvements - Main Works | DMT | AECC | Award | 2023 |  | Waterproofing | W239 | Waterproofing; Self Adhesive Rubber / Bitumen 1.5Mm Thick; Tanking Self Adhesive Waterproofing Membrane To Buried Concrete | 666 | m² | AED | 87.39 | 58201.74
2023-03 | 4 | 4.0462 | United Arab Emirates | Abu Dhabi | Infrastructure | Khaleel Al Arabi St | Junction Improvements - Main Works | DMT | AECC | Award | 2023 |  | Waterproofing | W429 | Waterproofing; Self Adhesive Rubber / Bitumen 1.5Mm Thick; Protection To Waterproofing Membrane Not Less Than 6Mm Thick | 666 | m² | AED | 74.44 | 49577.04
2023-03 | 4 | 4.0462 | United Arab Emirates | Abu Dhabi | Infrastructure | Khaleel Al Arabi St | Junction Improvements - Main Works | DMT | AECC | Award | 2023 |  | Waterproofing | W449 | Waterproofing; Self Adhesive Rubber / Bitumen 1.5Mm Thick; 50Mm Screed For Waterproofing Membrane. | 183 | m² | AED | 32.92 | 6024.36
2023-03 | 4 | 4.0462 | United Arab Emirates | Abu Dhabi | Infrastructure | Khaleel Al Arabi St | Junction Improvements - Main Works | DMT | AECC | Award | 2023 |  | In situ concrete | F152 | Provision Of Concrete Designed Mix; Concrete Sulphate Resisting Class 25;Src | 17 | m³ | AED | 308.73 | 5248.41
2023-03 | 4 | 4.0462 | United Arab Emirates | Abu Dhabi | Infrastructure | Khaleel Al Arabi St | Junction Improvements - Main Works | DMT | AECC | Award | 2023 |  | In situ concrete | F292 | Provision Of Concrete Designed Mix; Concrete Class 40/20; Opc | 769 | m³ | AED | 355.37 | 273279.53
2023-03 | 4 | 4.0462 | United Arab Emirates | Abu Dhabi | Infrastructure | Khaleel Al Arabi St | Junction Improvements - Main Works | DMT | AECC | Award | 2023 |  | In situ concrete | F611 | Placing Of Concrete; Mass Concrete; Blinding Concrete Thickness: Not Exceeding 150 Mm | 17 | m³ | AED | 154.42 | 2625.14
2023-03 | 4 | 4.0462 | United Arab Emirates | Abu Dhabi | Infrastructure | Khaleel Al Arabi St | Junction Improvements - Main Works | DMT | AECC | Award | 2023 |  | In situ concrete | F742 | Reinforced Concrete; Abutment Walls, Wing Walls & Curtain Walls (Concrete Class 40/20); Thickness: 150-300 Mm | 13 | m³ | AED | 121.32 | 1577.16
2023-03 | 4 | 4.0462 | United Arab Emirates | Abu Dhabi | Infrastructure | Khaleel Al Arabi St | Junction Improvements - Main Works | DMT | AECC | Award | 2023 |  | In situ concrete | F743 | Reinforced Concrete; Abutment Walls, Wing Walls & Curtain Walls (Concrete Class 40/20); Thickness: 300-500 Mm | 108 | m³ | AED | 110.4 | 11923.2
2023-03 | 4 | 4.0463 | United Arab Emirates | Abu Dhabi | Infrastructure | Khaleel Al Arabi St | Junction Improvements - Main Works | DMT | AECC | Award | 2023 |  | In situ concrete | F744 | Reinforced Concrete; Abutment Walls, Wing Walls & Curtain Walls (Concrete Class 40/20); Thickness: Exceeding 500 Mm | 570 | m³ | AED | 110.4 | 62928
2023-03 | 4 | 4.0463 | United Arab Emirates | Abu Dhabi | Infrastructure | Khaleel Al Arabi St | Junction Improvements - Main Works | DMT | AECC | Award | 2023 |  | In situ concrete | F733 | Approach Slab (Concrete Class 40/20); Thickness: 300-500 Mm | 78 | m³ | AED | 104.46 | 8147.88
2023-03 | 4 | 4.0463 | United Arab Emirates | Abu Dhabi | Infrastructure | Khaleel Al Arabi St | Junction Improvements - Main Works | DMT | AECC | Award | 2023 |  | Concrete Ancillaries | G245 | Exposed Vertical Sides Of Abutment & Wing Wall; Width: Exceeding 1.22 M | 451 | m² | AED | 323.85 | 146056.35
2023-03 | 4 | 4.0463 | United Arab Emirates | Abu Dhabi | Infrastructure | Khaleel Al Arabi St | Junction Improvements - Main Works | DMT | AECC | Award | 2023 |  | Concrete Ancillaries | G345 | Formwork Class F2; Sides Of Abutment, Curtain Wall & Wing Wall; Width: Exceeding 1.22 M | 647 | m² | AED | 380.32 | 246067.04
2023-03 | 4 | 4.0463 | United Arab Emirates | Abu Dhabi | Infrastructure | Khaleel Al Arabi St | Junction Improvements - Main Works | DMT | AECC | Award | 2023 |  | Concrete Ancillaries | G375 | Formwork Class F2; Sides Of Abutment, Curtain Wall & Wing Wall; Opening In Abutment Wall Size 800 X 1000 Mm As Shown In Drawing ; In Various Abutment Side Wall Thickness | 4 | Nr | AED | 673.26 | 2693.04
2023-03 | 4 | 4.0463 | United Arab Emirates | Abu Dhabi | Infrastructure | Khaleel Al Arabi St | Junction Improvements - Main Works | DMT | AECC | Award | 2023 |  | Concrete Ancillaries | G344 | Sides Of Approach Slab; Width: 0.4 - 1.22 M | 30 | m² | AED | 144.87 | 4346.1
2023-03 | 4 | 4.0463 | United Arab Emirates | Abu Dhabi | Infrastructure | Khaleel Al Arabi St | Junction Improvements - Main Works | DMT | AECC | Award | 2023 |  | Concrete Ancillaries | G523 | Reinforcement; Deformed High Yield Steel Bars To Bs 4449 Grade B500B; Nominal Diameter 10Mm | 1 | t | AED | 5018.36 | Rate Only
2023-03 | 4 | 4.0463 | United Arab Emirates | Abu Dhabi | Infrastructure | Khaleel Al Arabi St | Junction Improvements - Main Works | DMT | AECC | Award | 2023 |  | Concrete Ancillaries | G524 | Reinforcement; Deformed High Yield Steel Bars To Bs 4449 Grade B500B; Nominal Diameter 12Mm | 17 | t | AED | 4566.92 | 77637.64
2023-03 | 4 | 4.0463 | United Arab Emirates | Abu Dhabi | Infrastructure | Khaleel Al Arabi St | Junction Improvements - Main Works | DMT | AECC | Award | 2023 |  | Concrete Ancillaries | G525 | Reinforcement; Deformed High Yield Steel Bars To Bs 4449 Grade B500B; Nominal Diameter 16Mm | 17 | t | AED | 4566.92 | 77637.64
2023-03 | 4 | 4.0464 | United Arab Emirates | Abu Dhabi | Infrastructure | Khaleel Al Arabi St | Junction Improvements - Main Works | DMT | AECC | Award | 2023 |  | Concrete Ancillaries | G526 | Reinforcement; Deformed High Yield Steel Bars To Bs 4449 Grade B500B; Nominal Diameter 20Mm | 23 | t | AED | 4566.92 | 105039.16
2023-03 | 4 | 4.0464 | United Arab Emirates | Abu Dhabi | Infrastructure | Khaleel Al Arabi St | Junction Improvements - Main Works | DMT | AECC | Award | 2023 |  | Concrete Ancillaries | G527 | Reinforcement; Deformed High Yield Steel Bars To Bs 4449 Grade B500B; Nominal Diameter 25Mm | 23 | t | AED | 4566.92 | 105039.16
2023-03 | 4 | 4.0464 | United Arab Emirates | Abu Dhabi | Infrastructure | Khaleel Al Arabi St | Junction Improvements - Main Works | DMT | AECC | Award | 2023 |  | Concrete Ancillaries | G528 | Reinforcement; Deformed High Yield Steel Bars To Bs 4449 Grade B500B; Nominal Diameter 32Mm Or Greater | 34 | t | AED | 4566.92 | 155275.28
2023-03 | 4 | 4.0464 | United Arab Emirates | Abu Dhabi | Infrastructure | Khaleel Al Arabi St | Junction Improvements - Main Works | DMT | AECC | Award | 2023 |  | Concrete Ancillaries | G670 | Joints; Sawed Groove In Approach Slab As Shown On Drawings. | 48 | m | AED | 72.99 | 3503.52
2023-03 | 4 | 4.0464 | United Arab Emirates | Abu Dhabi | Infrastructure | Khaleel Al Arabi St | Junction Improvements - Main Works | DMT | AECC | Award | 2023 |  | Concrete Ancillaries | G690.1 | Joints; Joint In Approach Slab; 15Mm Preformed Joint Filler Including Sealant As Shown On Drawings. | 70 | m | AED | 292.43 | 20470.1
2023-03 | 4 | 4.0464 | United Arab Emirates | Abu Dhabi | Infrastructure | Khaleel Al Arabi St | Junction Improvements - Main Works | DMT | AECC | Award | 2023 |  | Concrete Ancillaries | G690.2 | Joints; Bridge 'Expansion Joints' Complete As Detailed On Drawing At Abutments. | 36 | m | AED | 7394.85 | 266214.6
2023-03 | 4 | 4.0464 | United Arab Emirates | Abu Dhabi | Infrastructure | Khaleel Al Arabi St | Junction Improvements - Main Works | DMT | AECC | Award | 2023 |  | Concrete Ancillaries | G899 | Concrete Accessories; Formation And Finishing Of 100Mm Ø Half Round Drainage Channel With Min 0.35% Fall To Outlet As Indicated On The Drawing | 36 | m | AED | 137.09 | 4935.24
2023-03 | 4 | 4.0464 | United Arab Emirates | Abu Dhabi | Infrastructure | Khaleel Al Arabi St | Junction Improvements - Main Works | DMT | AECC | Award | 2023 |  | Concrete Ancillaries | G813.1 | Concrete Accessories; Finishing Of Top Surface Of Approach Slab | 156 | m² | AED | 17.14 | 2673.84
2023-03 | 4 | 4.0464 | United Arab Emirates | Abu Dhabi | Infrastructure | Khaleel Al Arabi St | Junction Improvements - Main Works | DMT | AECC | Award | 2023 |  | Concrete Ancillaries | G813.2 | Concrete Accessories; Finishing Of Top Surface Of Abutment Wall Top | 112 | m² | AED | 17.14 | 1919.68
2023-03 | 4 | 4.0464 | United Arab Emirates | Abu Dhabi | Infrastructure | Khaleel Al Arabi St | Junction Improvements - Main Works | DMT | AECC | Award | 2023 |  | Concrete Ancillaries | G823.1 | Concrete Accessories; Coating System To Exposed Concrete Surfaces Including Bridge Parapets As Per Specifications | 640 | m² | AED | 48.4 | 30976
2023-03 | 4 | 4.0465 | United Arab Emirates | Abu Dhabi | Infrastructure | Khaleel Al Arabi St | Junction Improvements - Main Works | DMT | AECC | Award | 2023 |  | Concrete Ancillaries | G823.2 | Concrete Accessories; Coating System To Concrete Surfaces At Expansion Joint Locations | 89 | m² | AED | 48.4 | 4307.6
2023-03 | 4 | 4.0465 | United Arab Emirates | Abu Dhabi | Infrastructure | Khaleel Al Arabi St | Junction Improvements - Main Works | DMT | AECC | Award | 2023 |  | Pipework - Pipes | I511.1 | Pipe Works - Pipes; 150Mm Diameter Pvc Perforated Pipe Behind Abutment As Shown On Drawings. | 36 | m | AED | 208.84 | 7518.24
2023-03 | 4 | 4.0465 | United Arab Emirates | Abu Dhabi | Infrastructure | Khaleel Al Arabi St | Junction Improvements - Main Works | DMT | AECC | Award | 2023 |  | Pipework - Pipes | I511.2 | Pipe Works - Pipes; Upvc 100 Dia Gallery Drain Pipe As Shown In The Drawings | 15 | m | AED | 259.78 | 3896.7
2023-03 | 4 | 4.0465 | United Arab Emirates | Abu Dhabi | Infrastructure | Khaleel Al Arabi St | Junction Improvements - Main Works | DMT | AECC | Award | 2023 |  | Waterproofing | W239 | Tanking Self Adhesive Waterproofing Membrane To Buried Concrete; Tanking Self Adhesive Waterproofing Membrane To Buried Concrete | 990 | m² | AED | 87.39 | 86516.1
2023-03 | 4 | 4.0465 | United Arab Emirates | Abu Dhabi | Infrastructure | Khaleel Al Arabi St | Junction Improvements - Main Works | DMT | AECC | Award | 2023 |  | Waterproofing | W429 | Tanking Self Adhesive Waterproofing Membrane To Buried Concrete; Protection To Waterproofing Membrane Not Less Than 6Mm Thick | 506 | m² | AED | 74.44 | 37666.64
2023-03 | 4 | 4.0465 | United Arab Emirates | Abu Dhabi | Infrastructure | Khaleel Al Arabi St | Junction Improvements - Main Works | DMT | AECC | Award | 2023 |  | Waterproofing | W449 | Tanking Self Adhesive Waterproofing Membrane To Buried Concrete; 50Mm Screed For Waterproofing Membrane. | 485 | m² | AED | 32.92 | 15966.2
2023-03 | 4 | 4.0465 | United Arab Emirates | Abu Dhabi | Infrastructure | Khaleel Al Arabi St | Junction Improvements - Main Works | DMT | AECC | Award | 2023 |  | Earthworks | E323 | Excavation For Foundations; Excavation For Structures: Material Other Than Top Soil, Rock Or Artificial Hard Material For Attaining The Proposed Sub Grade, Haul Up To Stockpiles On Designated Area To Be Determined By The Department.; Excavation For Structures; Depth 0.5 - 1M. | 10 | m³ | AED | 30.33 | 303.3
2023-03 | 4 | 4.0465 | United Arab Emirates | Abu Dhabi | Infrastructure | Khaleel Al Arabi St | Junction Improvements - Main Works | DMT | AECC | Award | 2023 |  | Earthworks | E324 | Excavation For Foundations; Excavation For Structures: Material Other Than Top Soil, Rock Or Artificial Hard Material For Attaining The Proposed Sub Grade, Haul Up To Stockpiles On Designated Area To Be Determined By The Department.; Excavation For Structures; Depth 1 - 2M | 10 | m³ | AED | 76.56 | 765.6
2023-03 | 4 | 4.0465 | United Arab Emirates | Abu Dhabi | Infrastructure | Khaleel Al Arabi St | Junction Improvements - Main Works | DMT | AECC | Award | 2023 |  | Earthworks | E325 | Excavation For Foundations; Excavation For Structures: Material Other Than Top Soil, Rock Or Artificial Hard Material For Attaining The Proposed Sub Grade, Haul Up To Stockpiles On Designated Area To Be Determined By The Department. | 1273 | m³ | AED | 164.99 | 210032.27
2023-03 | 4 | 4.0465 | United Arab Emirates | Abu Dhabi | Infrastructure | Khaleel Al Arabi St | Junction Improvements - Main Works | DMT | AECC | Award | 2023 |  | Earthworks | E335 | Excavation For Foundations; Excavation For Structures: Material Other Than Top Soil, Rock Or Artificial Hard Material For Attaining The Proposed Sub Grade, Haul Up To Stockpiles On Designated Area To Be Determined By The Department.; Excavation For Foundations Rock; (Maximum Depth 2-5) | 10 | m³ | AED | 206.22 | 2062.2
2023-03 | 4 | 4.0465 | United Arab Emirates | Abu Dhabi | Infrastructure | Khaleel Al Arabi St | Junction Improvements - Main Works | DMT | AECC | Award | 2023 |  | Earthworks | E336 | Excavation For Foundations; Excavation For Structures: Material Other Than Top Soil, Rock Or Artificial Hard Material For Attaining The Proposed Sub Grade, Haul Up To Stockpiles On Designated Area To Be Determined By The Department.; Excavation For Foundations Rock; (Maximum Depth 5-10 | 10 | m³ | AED | 329.94 | 3299.4
2023-03 | 4 | 4.0466 | United Arab Emirates | Abu Dhabi | Infrastructure | Khaleel Al Arabi St | Junction Improvements - Main Works | DMT | AECC | Award | 2023 |  | Earthworks | E522 | Excavation Ancillaries; Preparation Of Excavated Surface To Receive Permanent Works | 354 | m² | AED | 5.66 | 2003.64
2023-03 | 4 | 4.0466 | United Arab Emirates | Abu Dhabi | Infrastructure | Khaleel Al Arabi St | Junction Improvements - Main Works | DMT | AECC | Award | 2023 |  | Earthworks | E532 | Excavation Ancillaries; Disposal Of Excavated Surplus Material As Directed By The Engineer | 898 | m³ | AED | 33.36 | 29957.28
2023-03 | 4 | 4.0466 | United Arab Emirates | Abu Dhabi | Infrastructure | Khaleel Al Arabi St | Junction Improvements - Main Works | DMT | AECC | Award | 2023 |  | Earthworks | E533 | Excavation Ancillaries; Disposal Of Excavated Material; Rock | 20 | m³ | AED | 41.7 | 834
2023-03 | 4 | 4.0466 | United Arab Emirates | Abu Dhabi | Infrastructure | Khaleel Al Arabi St | Junction Improvements - Main Works | DMT | AECC | Award | 2023 |  | Earthworks | E614 | Filling; Filling To Structure Using Suitable Excavated Material | 375 | m³ | AED | 35.2 | 13200
2023-03 | 4 | 4.0466 | United Arab Emirates | Abu Dhabi | Infrastructure | Khaleel Al Arabi St | Junction Improvements - Main Works | DMT | AECC | Award | 2023 |  | Earthworks | E712 | Filling Ancillaries; Trimming Of Filled Surfaces Not To Receive Permanent Work | 342 | m² | AED | 5.66 | 1935.72
2023-03 | 4 | 4.0466 | United Arab Emirates | Abu Dhabi | Infrastructure | Khaleel Al Arabi St | Junction Improvements - Main Works | DMT | AECC | Award | 2023 |  | In situ concrete | F611 | Mass Concrete; Blinding Concrete Thickness: Not Exceeding 150 Mm | 36 | m³ | AED | 154.42 | 5559.12
2023-03 | 4 | 4.0466 | United Arab Emirates | Abu Dhabi | Infrastructure | Khaleel Al Arabi St | Junction Improvements - Main Works | DMT | AECC | Award | 2023 |  | In situ concrete | F724 | Reinforced Concrete; Pile Caps (Concrete Class 50/20); Thickness: Exceeding 500 Mm | 851 | m³ | AED | 104.46 | 88895.46
2023-03 | 4 | 4.0466 | United Arab Emirates | Abu Dhabi | Infrastructure | Khaleel Al Arabi St | Junction Improvements - Main Works | DMT | AECC | Award | 2023 |  | Concrete Ancillaries | G345 | Formwork Class F2; Sides Of Footing/Pile Cap; Width: Exceeding 1.22 M | 324 | m² | AED | 281.59 | 91235.16
2023-03 | 4 | 4.0466 | United Arab Emirates | Abu Dhabi | Infrastructure | Khaleel Al Arabi St | Junction Improvements - Main Works | DMT | AECC | Award | 2023 |  | Concrete Ancillaries | G523 | Reinforcement; Deformed High Yield Steel Bars To Bs 4449 Grade; B500B; Nominal Diameter 10Mm | 1 | t | AED | 5018.36 | Rate Only
2023-03 | 4 | 4.0466 | United Arab Emirates | Abu Dhabi | Infrastructure | Khaleel Al Arabi St | Junction Improvements - Main Works | DMT | AECC | Award | 2023 |  | Concrete Ancillaries | G524 | Reinforcement; Deformed High Yield Steel Bars To Bs 4449 Grade B500B; Nominal Diameter 12Mm | 1 | t | AED | 4566.92 | Rate Only
2023-03 | 4 | 4.0467 | United Arab Emirates | Abu Dhabi | Infrastructure | Khaleel Al Arabi St | Junction Improvements - Main Works | DMT | AECC | Award | 2023 |  | Concrete Ancillaries | G525 | Reinforcement; Deformed High Yield Steel Bars To Bs 4449 Grade B500B; Nominal Diameter 16Mm | 24 | t | AED | 4566.92 | 109606.08
2023-03 | 4 | 4.0467 | United Arab Emirates | Abu Dhabi | Infrastructure | Khaleel Al Arabi St | Junction Improvements - Main Works | DMT | AECC | Award | 2023 |  | Concrete Ancillaries | G526 | Reinforcement; Deformed High Yield Steel Bars To Bs 4449 Grade B500B; Nominal Diameter 20Mm | 1 | t | AED | 4566.92 | Rate Only
2023-03 | 4 | 4.0467 | United Arab Emirates | Abu Dhabi | Infrastructure | Khaleel Al Arabi St | Junction Improvements - Main Works | DMT | AECC | Award | 2023 |  | Concrete Ancillaries | G527 | Reinforcement; Deformed High Yield Steel Bars To Bs 4449 Grade B500B; Nominal Diameter 25Mm | 1 | t | AED | 4566.92 | Rate Only
2023-03 | 4 | 4.0467 | United Arab Emirates | Abu Dhabi | Infrastructure | Khaleel Al Arabi St | Junction Improvements - Main Works | DMT | AECC | Award | 2023 |  | Concrete Ancillaries | G528 | Reinforcement; Deformed High Yield Steel Bars To Bs 4449 Grade B500B; Nominal Diameter 32Mm Or Greater | 148 | t | AED | 4566.92 | 675904.16
2023-03 | 4 | 4.0467 | United Arab Emirates | Abu Dhabi | Infrastructure | Khaleel Al Arabi St | Junction Improvements - Main Works | DMT | AECC | Award | 2023 |  | Concrete Ancillaries | G813 | Concrete Accessories; Finishing Of Top Surface Of Pile Cap, Class U2 Finish | 317 | m² | AED | 17.14 | 5433.38
2023-03 | 4 | 4.0467 | United Arab Emirates | Abu Dhabi | Infrastructure | Khaleel Al Arabi St | Junction Improvements - Main Works | DMT | AECC | Award | 2023 |  | Piles | P161 | Bored-Cast In Place Concrete Pile Using Concrete Grade C50/20 As Specified.; Pile Diameter 1200Mm; Number Of Piles | 37 | Nr | AED | 2016.78 | 74620.86
2023-03 | 4 | 4.0467 | United Arab Emirates | Abu Dhabi | Infrastructure | Khaleel Al Arabi St | Junction Improvements - Main Works | DMT | AECC | Award | 2023 |  | Piles | P162 | Bored-Cast In Place Concrete Pile Using Concrete Grade C50/20 As Specified.; Pile Diameter 1200Mm; Concreted Length | 777 | m | AED | 407.24 | 316425.48
2023-03 | 4 | 4.0467 | United Arab Emirates | Abu Dhabi | Infrastructure | Khaleel Al Arabi St | Junction Improvements - Main Works | DMT | AECC | Award | 2023 |  | Piles | P163 | Bored-Cast In Place Concrete Pile Using Concrete Grade C50/20 As Specified.; Pile Diameter 1200Mm; Depth Bored To Maximum Depth 20M | 740 | m | AED | 672.26 | 497472.4
2023-03 | 4 | 4.0467 | United Arab Emirates | Abu Dhabi | Infrastructure | Khaleel Al Arabi St | Junction Improvements - Main Works | DMT | AECC | Award | 2023 |  | Piling Ancillaries | Q146 | Pile Diameter 1200Mm; Permanent Steel Casing For 1200Mm Diameter Pile Protected With Anticorrosive Coating; Maximum Length 3 M As Specified And Shown On Drawings | 111 | m | AED | 6184.79 | 686511.69
2023-03 | 4 | 4.0468 | United Arab Emirates | Abu Dhabi | Infrastructure | Khaleel Al Arabi St | Junction Improvements - Main Works | DMT | AECC | Award | 2023 |  | Piling Ancillaries | Q176 | Pile Diameter 1200Mm; Cutting Off Surplus Lengths 1200Mm Dia.Piles | 37 | m | AED | 733.53 | 27140.61
2023-03 | 4 | 4.0468 | United Arab Emirates | Abu Dhabi | Infrastructure | Khaleel Al Arabi St | Junction Improvements - Main Works | DMT | AECC | Award | 2023 |  | Piling Ancillaries | Q186 | Pile Diameter 1200Mm; Preparing Pile Head 1200Mm Diameter | 37 | Nr | AED | 1344.52 | 49747.24
2023-03 | 4 | 4.0468 | United Arab Emirates | Abu Dhabi | Infrastructure | Khaleel Al Arabi St | Junction Improvements - Main Works | DMT | AECC | Award | 2023 |  | Piling Ancillaries | Q212.1 | Pile Reinforcement; Non Epoxy Coated, Deformed High Yield Bars; Nominal Size 25Mm. | 51 | t | AED | 5597.17 | 285455.67
2023-03 | 4 | 4.0468 | United Arab Emirates | Abu Dhabi | Infrastructure | Khaleel Al Arabi St | Junction Improvements - Main Works | DMT | AECC | Award | 2023 |  | Piling Ancillaries | Q212.2 | Pile Reinforcement; Non Epoxy Coated, Deformed High Yield Bars; Nominal Size 32Mm. | 28 | t | AED | 5093.67 | 142622.76
2023-03 | 4 | 4.0468 | United Arab Emirates | Abu Dhabi | Infrastructure | Khaleel Al Arabi St | Junction Improvements - Main Works | DMT | AECC | Award | 2023 |  | Piling Ancillaries | Q213.1 | Non Epoxy Coated, Deformed High Yield Helical Bars; Nominal Size 16Mm | 13 | t | AED | 5093.67 | 66217.71
2023-03 | 4 | 4.0468 | United Arab Emirates | Abu Dhabi | Infrastructure | Khaleel Al Arabi St | Junction Improvements - Main Works | DMT | AECC | Award | 2023 |  | Piling Ancillaries | Q213.2 | Non Epoxy Coated, Deformed High Yield Helical Bars; Nominal Size 20Mm | 88 | t | AED | 5093.67 | 448242.96
2023-03 | 4 | 4.0468 | United Arab Emirates | Abu Dhabi | Infrastructure | Khaleel Al Arabi St | Junction Improvements - Main Works | DMT | AECC | Award | 2023 |  | Piling Ancillaries | Q81* | Pile Tests; Static Load Test According To Specifications For 1200Mm Diameter Pile - Working/ Non Working Pile. | 4 | Nr | AED | 100838.9 | 403355.6
2023-03 | 4 | 4.0468 | United Arab Emirates | Abu Dhabi | Infrastructure | Khaleel Al Arabi St | Junction Improvements - Main Works | DMT | AECC | Award | 2023 |  | Piling Ancillaries | Q81* | Pile Tests; High Strain Dynamic Load Test According To Specifications For 1200Mm Diameter Pile - Working Pile. | 2 | Nr | AED | 67225.94 | 134451.88
2023-03 | 4 | 4.0468 | United Arab Emirates | Abu Dhabi | Infrastructure | Khaleel Al Arabi St | Junction Improvements - Main Works | DMT | AECC | Award | 2023 |  | Piling Ancillaries | Q840.1 | Pile Tests; Non-Destructive Test By Cross Hole Sonic Logging According To Specifications For 1200Mm Diameter Pile - Working/ Non Working Pile. | 6 | Nr | AED | 6722.6 | 40335.6
2023-03 | 4 | 4.0468 | United Arab Emirates | Abu Dhabi | Infrastructure | Khaleel Al Arabi St | Junction Improvements - Main Works | DMT | AECC | Award | 2023 |  | Piling Ancillaries | Q840.2 | Pile Tests; Non-Destructive Test By Low Strain Integrity According To Specifications For 1200Mm Diameter Pile - Working/ Non Working Pile. | 3 | Nr | AED | 67.23 | 201.69
2023-03 | 4 | 4.0469 | United Arab Emirates | Abu Dhabi | Infrastructure | Khaleel Al Arabi St | Junction Improvements - Main Works | DMT | AECC | Award | 2023 |  | Piling Ancillaries | Q840.3 | Pile Tests; Calliper Logging Of Pile Bore In Accordance With Specification For 1200Mm Dia. Pile - Working/ Non Working Pile. | 6 | Nr | AED | 4033.56 | 24201.36
2023-03 | 4 | 4.0469 | United Arab Emirates | Abu Dhabi | Infrastructure | Khaleel Al Arabi St | Junction Improvements - Main Works | DMT | AECC | Award | 2023 |  | Waterproofing | W239 | Self Adhesive Rubber / Bitumen 1.5Mm Thick; Tanking Self Adhesive Waterproofing Membrane To Buried Concrete | 988 | m² | AED | 87.39 | 86341.32
2023-03 | 4 | 4.0469 | United Arab Emirates | Abu Dhabi | Infrastructure | Khaleel Al Arabi St | Junction Improvements - Main Works | DMT | AECC | Award | 2023 |  | Waterproofing | W429 | Self Adhesive Rubber / Bitumen 1.5Mm Thick; Protection To Waterproofing Membrane Not Less Than 6Mm Thick | 648 | m² | AED | 74.44 | 48237.12
2023-03 | 4 | 4.0469 | United Arab Emirates | Abu Dhabi | Infrastructure | Khaleel Al Arabi St | Junction Improvements - Main Works | DMT | AECC | Award | 2023 |  | Waterproofing | W449 | Self Adhesive Rubber / Bitumen 1.5Mm Thick; 50Mm Screed For Waterproofing Membrane. | 341 | m² | AED | 32.92 | 11225.72
2023-03 | 4 | 4.0469 | United Arab Emirates | Abu Dhabi | Infrastructure | Khaleel Al Arabi St | Junction Improvements - Main Works | DMT | AECC | Award | 2023 |  | In situ concrete | F292 | Provision Of Concrete Designed Mix; Concrete Class 40/20; Opc | 253 | m³ | AED | 355.37 | 89908.61
2023-03 | 4 | 4.0469 | United Arab Emirates | Abu Dhabi | Infrastructure | Khaleel Al Arabi St | Junction Improvements - Main Works | DMT | AECC | Award | 2023 |  | In situ concrete | F755 | Placing Of Concrete; Reinforced Concrete; Pier/Pier Shaft/Pier Cap (Concrete Class 40/20); Cross-Sectional Area: Exceeding 1 M² | 253 | m³ | AED | 146.6 | 37089.8
2023-03 | 4 | 4.0469 | United Arab Emirates | Abu Dhabi | Infrastructure | Khaleel Al Arabi St | Junction Improvements - Main Works | DMT | AECC | Award | 2023 |  | Concrete Ancillaries | G360 | Formwork Class F3; Column Pier Formwork As Detailed On Drawings. Note: Area Covered By Architectural Grooves Is Measured Separately. | 407 | m² | AED | 309.57 | 125994.99
2023-03 | 4 | 4.0469 | United Arab Emirates | Abu Dhabi | Infrastructure | Khaleel Al Arabi St | Junction Improvements - Main Works | DMT | AECC | Award | 2023 |  | Concrete Ancillaries | G523 | Reinforcement; Deformed High Yield Steel Bars To Bs 4449 Grade B500B; Nominal Diameter 10Mm | 1 | t | AED | 5018.36 | Rate Only
2023-03 | 4 | 4.0469 | United Arab Emirates | Abu Dhabi | Infrastructure | Khaleel Al Arabi St | Junction Improvements - Main Works | DMT | AECC | Award | 2023 |  | Concrete Ancillaries | G524 | Reinforcement; Deformed High Yield Steel Bars To Bs 4449 Grade B500B; Nominal Diameter 12Mm | 1 | t | AED | 4566.92 | Rate Only
2023-03 | 4 | 4.0469 | United Arab Emirates | Abu Dhabi | Infrastructure | Khaleel Al Arabi St | Junction Improvements - Main Works | DMT | AECC | Award | 2023 |  | Concrete Ancillaries | G525 | Reinforcement; Deformed High Yield Steel Bars To Bs 4449 Grade B500B; Nominal Diameter 16Mm | 28 | t | AED | 4566.92 | 127873.76
2023-03 | 4 | 4.0469 | United Arab Emirates | Abu Dhabi | Infrastructure | Khaleel Al Arabi St | Junction Improvements - Main Works | DMT | AECC | Award | 2023 |  | Concrete Ancillaries | G526 | Reinforcement; Deformed High Yield Steel Bars To Bs 4449 Grade B500B; Nominal Diameter 20Mm | 23 | t | AED | 4566.92 | 105039.16
2023-03 | 4 | 4.047 | United Arab Emirates | Abu Dhabi | Infrastructure | Khaleel Al Arabi St | Junction Improvements - Main Works | DMT | AECC | Award | 2023 |  | Concrete Ancillaries | G527 | Reinforcement; Deformed High Yield Steel Bars To Bs 4449 Grade B500B; Nominal Diameter 25Mm | 9 | t | AED | 4566.92 | 41102.28
2023-03 | 4 | 4.047 | United Arab Emirates | Abu Dhabi | Infrastructure | Khaleel Al Arabi St | Junction Improvements - Main Works | DMT | AECC | Award | 2023 |  | Concrete Ancillaries | G528 | Reinforcement; Deformed High Yield Steel Bars To Bs 4449 Grade B500B; Nominal Diameter 32Mm Or Greater | 72 | t | AED | 4566.92 | 328818.24
2023-03 | 4 | 4.047 | United Arab Emirates | Abu Dhabi | Infrastructure | Khaleel Al Arabi St | Junction Improvements - Main Works | DMT | AECC | Award | 2023 |  | Concrete Ancillaries | G813 | Concrete Accessories; Finishing Of Top Of Pier Class U3 Finish | 42 | m² | AED | 17.14 | 719.88
2023-03 | 4 | 4.047 | United Arab Emirates | Abu Dhabi | Infrastructure | Khaleel Al Arabi St | Junction Improvements - Main Works | DMT | AECC | Award | 2023 |  | Concrete Ancillaries | G460 | Surface Features; Striated Feature To Pier | 272 | m² | AED | 208.34 | 56668.48
2023-03 | 4 | 4.047 | United Arab Emirates | Abu Dhabi | Infrastructure | Khaleel Al Arabi St | Junction Improvements - Main Works | DMT | AECC | Award | 2023 |  | Concrete Ancillaries | G823 | Surface Features; Coating System To Exposed Concrete Surfaces Including Bridge Parapets | 453 | m² | AED | 48.4 | 21925.2
2023-03 | 4 | 4.047 | United Arab Emirates | Abu Dhabi | Infrastructure | Khaleel Al Arabi St | Junction Improvements - Main Works | DMT | AECC | Award | 2023 |  | Miscellaneous Metalwork | N269.1 | Replaceable Spherical Bearings As Per Specifications; Guided Bearing Ultimate Limit State Capacity Not Exceeding 8,000 - 12,000Kn | 3 | Nr | AED | 88694.82 | 266084.46
2023-03 | 4 | 4.047 | United Arab Emirates | Abu Dhabi | Infrastructure | Khaleel Al Arabi St | Junction Improvements - Main Works | DMT | AECC | Award | 2023 |  | Miscellaneous Metalwork | N269.2 | Replaceable Spherical Bearings As Per Specifications; Guided Bearing Ultimate Limit State Capacity Not Exceeding 20,000 - 24,000Kn | 1 | Nr | AED | 237266.81 | 237266.81
2023-03 | 4 | 4.047 | United Arab Emirates | Abu Dhabi | Infrastructure | Khaleel Al Arabi St | Junction Improvements - Main Works | DMT | AECC | Award | 2023 |  | Miscellaneous Metalwork | N269.3 | Replaceable Spherical Bearings As Per Specifications; Guided Bearing Ultimate Limit State Capacity Exceeding 30,000Kn | 0.51003 | Nr | AED | 312210.21 | Rate Only
2023-03 | 4 | 4.047 | United Arab Emirates | Abu Dhabi | Infrastructure | Khaleel Al Arabi St | Junction Improvements - Main Works | DMT | AECC | Award | 2023 |  | Miscellaneous Metalwork | N269.4 | Replaceable Spherical Bearings As Per Specifications; Free Bearing Ultimate Limit State Capacity 8,000 - 12,000Kn | 3 | Nr | AED | 65417.98 | 196253.94
2023-03 | 4 | 4.047 | United Arab Emirates | Abu Dhabi | Infrastructure | Khaleel Al Arabi St | Junction Improvements - Main Works | DMT | AECC | Award | 2023 |  | Miscellaneous Metalwork | N269.5 | Replaceable Spherical Bearings As Per Specifications; Free Bearing Ultimate Limit State Capacity 20,000 - 24,000Kn | 1 | Nr | AED | 150585.7 | 150585.7
2023-03 | 4 | 4.0471 | United Arab Emirates | Abu Dhabi | Infrastructure | Khaleel Al Arabi St | Junction Improvements - Main Works | DMT | AECC | Award | 2023 |  | Miscellaneous Metalwork | N269.6 | Replaceable Spherical Bearings As Per Specifications; Free Bearing Ultimate Limit State Capacity Exceeding 30,000Kn | 0.51003 | Nr | AED | 197172.77 | Rate Only
2023-03 | 4 | 4.0471 | United Arab Emirates | Abu Dhabi | Infrastructure | Khaleel Al Arabi St | Junction Improvements - Main Works | DMT | AECC | Award | 2023 |  | Miscellaneous Metalwork | N190.1 | Access Door; 900 X 900Mm For Bridge Deck Including Edge Angles, Embeds, Etc. Complete As Shown On Drawings | 24 | Nr | AED | 2823.49 | 67763.76
2023-03 | 4 | 4.0471 | United Arab Emirates | Abu Dhabi | Infrastructure | Khaleel Al Arabi St | Junction Improvements - Main Works | DMT | AECC | Award | 2023 |  | Miscellaneous Metalwork | N190.2 | Access Door; 800 X 1000Mm For Access Gallery Including Edge Angles, Embeds, Etc. Complete As Shown On Drawings | 4 | Nr | AED | 3495.75 | 13983
2023-03 | 4 | 4.0471 | United Arab Emirates | Abu Dhabi | Infrastructure | Khaleel Al Arabi St | Junction Improvements - Main Works | DMT | AECC | Award | 2023 |  | Concrete Ancillaries | G823 | Concrete Accessories; Spray Applied Protective Coating System To Concrete Surfaces At Expansion Joint Locations As Shown On Drawings And Specification. | 453 | m² | AED | 294.59 | 133449.27
2023-03 | 4 | 4.0471 | United Arab Emirates | Abu Dhabi | Infrastructure | Khaleel Al Arabi St | Junction Improvements - Main Works | DMT | AECC | Award | 2023 |  | Waterproofing | W239 | Self Adhesive Rubber / Bitumen 1.5Mm Thick; Tanking Self Adhesive Waterproofing Membrane To Buried Concrete | 48 | m² | AED | 87.39 | 4194.72
2023-03 | 4 | 4.0471 | United Arab Emirates | Abu Dhabi | Infrastructure | Khaleel Al Arabi St | Junction Improvements - Main Works | DMT | AECC | Award | 2023 |  | Waterproofing | W429 | Self Adhesive Rubber / Bitumen 1.5Mm Thick; Protection To Waterproofing Membrane Not Less Than 6Mm Thick | 48 | m² | AED | 74.44 | 3573.12
2023-03 | 4 | 4.0471 | United Arab Emirates | Abu Dhabi | Infrastructure | Khaleel Al Arabi St | Junction Improvements - Main Works | DMT | AECC | Award | 2023 |  | In situ concrete | F292 | Provision Of Concrete Designed Mix; Concrete Class 50/20; Opc | 3809 | m³ | AED | 358.19 | 1364345.71
2023-03 | 4 | 4.0471 | United Arab Emirates | Abu Dhabi | Infrastructure | Khaleel Al Arabi St | Junction Improvements - Main Works | DMT | AECC | Award | 2023 |  | In situ concrete | F834 | Placing Of Concrete; Prestressed Concrete; Prestressed Post Tensioned Cast Insitu Box Girder Deck Thickness Exceeding 500Mm | 3809 | m³ | AED | 121.32 | 462107.88
2023-03 | 4 | 4.0471 | United Arab Emirates | Abu Dhabi | Infrastructure | Khaleel Al Arabi St | Junction Improvements - Main Works | DMT | AECC | Award | 2023 |  | Concrete Ancillaries | G315 | Formwork Class F3; Horizontal Soffit Of Bridge Deck | 2386 | m² | AED | 308.51 | 736104.86
2023-03 | 4 | 4.0472 | United Arab Emirates | Abu Dhabi | Infrastructure | Khaleel Al Arabi St | Junction Improvements - Main Works | DMT | AECC | Award | 2023 |  | Concrete Ancillaries | G360 | Formwork Class F3; Curved And Sloping Soffit Of Bridge Deck | 1269 | m² | AED | 370.24 | 469834.56
2023-03 | 4 | 4.0472 | United Arab Emirates | Abu Dhabi | Infrastructure | Khaleel Al Arabi St | Junction Improvements - Main Works | DMT | AECC | Award | 2023 |  | Concrete Ancillaries | G344 | Edges Of Bridge Deck; Width: 0.4 - 1.22 M | 114 | m² | AED | 230.66 | 26295.24
2023-03 | 4 | 4.0472 | United Arab Emirates | Abu Dhabi | Infrastructure | Khaleel Al Arabi St | Junction Improvements - Main Works | DMT | AECC | Award | 2023 |  | Concrete Ancillaries | G384.1 | Formwork Class F2; Voids In Bridge Deck Varying In Size, Dimension Approximately Up To Max 3286 X 3000 Mm In Size As Shown On The Drawing For The Bridge Br-01 | 454 | m | AED | 1684.65 | 764831.1
2023-03 | 4 | 4.0472 | United Arab Emirates | Abu Dhabi | Infrastructure | Khaleel Al Arabi St | Junction Improvements - Main Works | DMT | AECC | Award | 2023 |  | Concrete Ancillaries | G384.2 | Formwork Class F2; Voids In Bridge Deck Varying In Size, Dimension Approximately Up To Max. 3586 X 3000 Mm In Size As Shown On The Drawing For The Bridge Br-01 | 227 | m | AED | 1807.67 | 410341.09
2023-03 | 4 | 4.0472 | United Arab Emirates | Abu Dhabi | Infrastructure | Khaleel Al Arabi St | Junction Improvements - Main Works | DMT | AECC | Award | 2023 |  | Concrete Ancillaries | G375.1 | Formwork Class F2; Void In Cast In Situ Diaphragm ,Size 800 X 1050Mm As Shown In Drawing | 9 | Nr | AED | 3366.27 | 30296.43
2023-03 | 4 | 4.0472 | United Arab Emirates | Abu Dhabi | Infrastructure | Khaleel Al Arabi St | Junction Improvements - Main Works | DMT | AECC | Award | 2023 |  | Concrete Ancillaries | G375.2 | Formwork Class F2; Void In Bridge Deck Size 900X900Mm As Per Standard Requirement. | 24 | Nr | AED | 1195.75 | 28698
2023-03 | 4 | 4.0472 | United Arab Emirates | Abu Dhabi | Infrastructure | Khaleel Al Arabi St | Junction Improvements - Main Works | DMT | AECC | Award | 2023 |  | Concrete Ancillaries | G523 | Deformed High Yield Steel Bars To Bs 4449 Grade B500B; Nominal Diameter 10Mm | 1 | t | AED | 5018.36 | Rate Only
2023-03 | 4 | 4.0472 | United Arab Emirates | Abu Dhabi | Infrastructure | Khaleel Al Arabi St | Junction Improvements - Main Works | DMT | AECC | Award | 2023 |  | Concrete Ancillaries | G524 | Deformed High Yield Steel Bars To Bs 4449 Grade B500B; Nominal Diameter 12Mm | 114 | t | AED | 4566.92 | 520628.88
2023-03 | 4 | 4.0472 | United Arab Emirates | Abu Dhabi | Infrastructure | Khaleel Al Arabi St | Junction Improvements - Main Works | DMT | AECC | Award | 2023 |  | Concrete Ancillaries | G525 | Deformed High Yield Steel Bars To Bs 4449 Grade B500B; Nominal Diameter 16Mm | 114 | t | AED | 4566.92 | 520628.88
2023-03 | 4 | 4.0472 | United Arab Emirates | Abu Dhabi | Infrastructure | Khaleel Al Arabi St | Junction Improvements - Main Works | DMT | AECC | Award | 2023 |  | Concrete Ancillaries | G526 | Deformed High Yield Steel Bars To Bs 4449 Grade B500B; Nominal Diameter 20Mm | 152 | t | AED | 4566.92 | 694171.84
2023-03 | 4 | 4.0473 | United Arab Emirates | Abu Dhabi | Infrastructure | Khaleel Al Arabi St | Junction Improvements - Main Works | DMT | AECC | Award | 2023 |  | Concrete Ancillaries | G527 | Deformed High Yield Steel Bars To Bs 4449 Grade B500B; Nominal Diameter 25Mm | 152 | t | AED | 4566.92 | 694171.84
2023-03 | 4 | 4.0473 | United Arab Emirates | Abu Dhabi | Infrastructure | Khaleel Al Arabi St | Junction Improvements - Main Works | DMT | AECC | Award | 2023 |  | Concrete Ancillaries | G528 | Deformed High Yield Steel Bars To Bs 4449 Grade B500B; Nominal Diameter 32Mm Or Greater | 228 | t | AED | 4566.92 | 1041257.76
2023-03 | 4 | 4.0473 | United Arab Emirates | Abu Dhabi | Infrastructure | Khaleel Al Arabi St | Junction Improvements - Main Works | DMT | AECC | Award | 2023 |  | Concrete Ancillaries | G690.2 | Joints; Arrier Expansion Joints Complete Including; 15Mm Preformed Joint Filler Including Sealing Compound As Indicated On The Drawings. | 4 | Nr | AED | 8067.11 | 32268.44
2023-03 | 4 | 4.0473 | United Arab Emirates | Abu Dhabi | Infrastructure | Khaleel Al Arabi St | Junction Improvements - Main Works | DMT | AECC | Award | 2023 |  | Concrete Ancillaries | G728 | Post-Tensioned Prestressing; Prestressing Steel (Steel To Include For Web Coupler Arrangement As Shown In Dwgs); 5.24Mm Strand 7 Wire Low Relaxation Grade 270 Confirming To Astm A416 Grade 270; Main Web ; Cables; Prestressing Tendons, Inclined Or Vertical In Insitu Concrete According To Cable Profiles Shown On Dwg, Length Approx. 226M Size 26 Strands 15.2 Diameter | 24 | Nr | AED | 97053.61 | 2329286.64
2023-03 | 4 | 4.0473 | United Arab Emirates | Abu Dhabi | Infrastructure | Khaleel Al Arabi St | Junction Improvements - Main Works | DMT | AECC | Award | 2023 |  | Concrete Ancillaries | G758 | Post-Tensioned Prestressing; Prestressing Steel (Steel To Include For Web Coupler Arrangement As Shown In Dwgs); 5.24Mm Strand 7 Wire Low Relaxation Grade 270 Confirming To Astm A416 Grade 270; Main Web Cables; Jacking Of Prestressing Tendons To The Force As Shown On Dwg. | 96 | Nr | AED | 1980.69 | 190146.24
2023-03 | 4 | 4.0473 | United Arab Emirates | Abu Dhabi | Infrastructure | Khaleel Al Arabi St | Junction Improvements - Main Works | DMT | AECC | Award | 2023 |  | Concrete Ancillaries | G813.1 | Concrete Accessories; Finishing Of Top Of Deck Slab Class U4 Finish | 4066 | m² | AED | 17.14 | 69691.24
2023-03 | 4 | 4.0473 | United Arab Emirates | Abu Dhabi | Infrastructure | Khaleel Al Arabi St | Junction Improvements - Main Works | DMT | AECC | Award | 2023 |  | Concrete Ancillaries | G813.2 | Concrete Accessories; Finishing Of Top Surface Of Box Girder Bottom Slab, Class U4 Finish | 2015 | m² | AED | 17.14 | 34537.1
2023-03 | 4 | 4.0473 | United Arab Emirates | Abu Dhabi | Infrastructure | Khaleel Al Arabi St | Junction Improvements - Main Works | DMT | AECC | Award | 2023 |  | Concrete Ancillaries | G823.1 | Concrete Accessories; Coating System To Exposed Concrete Surfaces Including Bridge Parapets As Per Specifications | 5963 | m² | AED | 48.4 | 288609.2
2023-03 | 4 | 4.0473 | United Arab Emirates | Abu Dhabi | Infrastructure | Khaleel Al Arabi St | Junction Improvements - Main Works | DMT | AECC | Award | 2023 |  | Concrete Ancillaries | G823.2 | Concrete Accessories; Coating System To Concrete Surfaces Inside The Concrete Box Girders | 6694 | m² | AED | 48.4 | 323989.6
2023-03 | 4 | 4.0473 | United Arab Emirates | Abu Dhabi | Infrastructure | Khaleel Al Arabi St | Junction Improvements - Main Works | DMT | AECC | Award | 2023 |  | Pipework - Pipes | I511 | Drain Water Down Take Upvc Pipes Including Fittings, Complete Fixed On Bridge Deck Or Pier; Deck Drainage Down 300Mm Minimum Dia Upvc Pipe Including Pipe Support And Necessary Fittings, Fixtures, Concrete Thrust Block Etc. Complete As Shown On Drawings | 40 | m | AED | 428.74 | 17149.6
2023-03 | 4 | 4.0473 | United Arab Emirates | Abu Dhabi | Infrastructure | Khaleel Al Arabi St | Junction Improvements - Main Works | DMT | AECC | Award | 2023 |  | Pipework - Pipes | I531 | Supply And Install Drainage Pipe Along The Ramp Including All Necessary Works, Inlet Chamber, Connection To Existing Etc. Complete As Per Drawings And Standards; Upvc Pipe 315Mm Dia | 1 | m | AED | 374.95 | Rate Only
2023-03 | 4 | 4.0474 | United Arab Emirates | Abu Dhabi | Infrastructure | Khaleel Al Arabi St | Junction Improvements - Main Works | DMT | AECC | Award | 2023 |  | Miscellaneous Work | X191 | Fences; Reinforced Concrete Single Face Bridge Barrier (Type Tl-4) Complete Including Reinforcement, Formwork & Ducts; Etc. Complete As Shown On Drawings (Coating System To Barrier Measured Separately) | 453 | m | AED | 962.65 | 436080.45
2023-03 | 4 | 4.0474 | United Arab Emirates | Abu Dhabi | Infrastructure | Khaleel Al Arabi St | Junction Improvements - Main Works | DMT | AECC | Award | 2023 |  | Miscellaneous Work | X900 | Fences; Lighting Pole Corbel On The Bridges Including Concrete, Formwork, Reinforcement, Anchor Bolts, 50Mm Dia Conduit, Access Panel, Etc Complete As Shown On Drawing. | 11 | Nr | AED | 3377.23 | 37149.53
2023-03 | 4 | 4.0474 | United Arab Emirates | Abu Dhabi | Infrastructure | Khaleel Al Arabi St | Junction Improvements - Main Works | DMT | AECC | Award | 2023 |  | Miscellaneous Metalwork | N900.1 | Bearing Cover Plate; 3Mm Powder Coated Aluminium Cover Plate Including Stainless Steel Fixing Plates, Hinges And Bolts All As Shown In The Dwg | 117 | m | AED | 873.94 | 102250.98
2023-03 | 4 | 4.0474 | United Arab Emirates | Abu Dhabi | Infrastructure | Khaleel Al Arabi St | Junction Improvements - Main Works | DMT | AECC | Award | 2023 |  | Miscellaneous Metalwork | N900.2 | Bearing Cover Plate; 3Mm Powder Coated Aluminium Cover Plate Including Stainless Steel Fixing Plates, Hinges And Bolts All As Shown In The Dwg | 8 | Nr | AED | 1021.83 | 8174.64
2023-03 | 4 | 4.0474 | United Arab Emirates | Abu Dhabi | Infrastructure | Khaleel Al Arabi St | Junction Improvements - Main Works | DMT | AECC | Award | 2023 |  | Miscellaneous Metalwork | N900.3 | Bearing Cover Plate; 500Mm Dia Stainless Steel Plate For Jack Location For Bearing Replacement (At Abutment & Deck) Including All As Shown In Drawing And Specification. | 8 | Nr | AED | 1021.84 | 8174.72
2023-03 | 4 | 4.0474 | United Arab Emirates | Abu Dhabi | Infrastructure | Khaleel Al Arabi St | Junction Improvements - Main Works | DMT | AECC | Award | 2023 |  | Roads And Pavings | R160 | Geotextiles; Geotextiles Fabric As Shown On Drawings. | 162 | m² | AED | 6.61 | 1070.82
2023-03 | 4 | 4.0474 | United Arab Emirates | Abu Dhabi | Infrastructure | Khaleel Al Arabi St | Junction Improvements - Main Works | DMT | AECC | Award | 2023 |  | Roads And Pavings | R194 | Sub-Bases; Aggregate Road Base; 80% Cbr; Depth 150Mm | 162 | m² | AED | 28.83 | 4670.46
2023-03 | 4 | 4.0474 | United Arab Emirates | Abu Dhabi | Infrastructure | Khaleel Al Arabi St | Junction Improvements - Main Works | DMT | AECC | Award | 2023 |  | Roads And Pavings | R322.1 | Bridge Deck Wearing Surface; Asphalt Wearing Course In Accordance With Clause 3.3 (Adqcc Specification) 40Mm Thick | 4066 | m² | AED | 45.71 | 185856.86
2023-03 | 4 | 4.0474 | United Arab Emirates | Abu Dhabi | Infrastructure | Khaleel Al Arabi St | Junction Improvements - Main Works | DMT | AECC | Award | 2023 |  | Roads And Pavings | R322.2 | Bridge Deck Wearing Surface; Asphalt Binder Course In Accordance With Clause 3.3 (Adqcc Specification) 50Mm Thick | 4066 | m² | AED | 47.5 | 193135
2023-03 | 4 | 4.0475 | United Arab Emirates | Abu Dhabi | Infrastructure | Khaleel Al Arabi St | Junction Improvements - Main Works | DMT | AECC | Award | 2023 |  | Roads And Pavings | R390.1 | Bridge Deck Wearing Surface; Red Colour Sand Asphalt:20Mm | 4066 | m² | AED | 124.54 | 506379.64
2023-03 | 4 | 4.0475 | United Arab Emirates | Abu Dhabi | Infrastructure | Khaleel Al Arabi St | Junction Improvements - Main Works | DMT | AECC | Award | 2023 |  | Roads And Pavings | R390.2 | Bridge Deck Wearing Surface; Tack Coat - Ss -1H | 4066 | m² | AED | 5.14 | 20899.24
2023-03 | 4 | 4.0475 | United Arab Emirates | Abu Dhabi | Infrastructure | Khaleel Al Arabi St | Junction Improvements - Main Works | DMT | AECC | Award | 2023 |  | Roads And Pavings | R380 | Bridge Deck Wearing Surface; Asphalt Regulating Layer | 87 | t | AED | 398.01 | 34626.87
2023-03 | 4 | 4.0475 | United Arab Emirates | Abu Dhabi | Infrastructure | Khaleel Al Arabi St | Junction Improvements - Main Works | DMT | AECC | Award | 2023 |  | Waterproofing | W590 | Bridge Deck Wearing Surface; Spray Applied Water Proofing Membrane | 4066 | m² | AED | 294.59 | 1197802.94
2023-03 | 4 | 4.0475 | United Arab Emirates | Abu Dhabi | Infrastructure | Khaleel Al Arabi St | Junction Improvements - Main Works | DMT | AECC | Award | 2023 |  | Earthworks | E323 | Excavation For Foundations; Excavation For Structures: Material Other Than Top Soil, Rock Or Artificial Hard Material For Attaining The Proposed Sub Grade, Haul Up To Stockpiles On Designated Area To Be Determined By The Department.; Excavation For Structures; Depth 0.5 - 1M. | 10 | m³ | AED | 30.33 | 303.3
2023-03 | 4 | 4.0475 | United Arab Emirates | Abu Dhabi | Infrastructure | Khaleel Al Arabi St | Junction Improvements - Main Works | DMT | AECC | Award | 2023 |  | Earthworks | E324 | Excavation For Foundations; Excavation For Structures: Material Other Than Top Soil, Rock Or Artificial Hard Material For Attaining The Proposed Sub Grade, Haul Up To Stockpiles On Designated Area To Be Determined By The Department.; Excavation For Structures; Depth 1 - 2M. | 10 | m³ | AED | 76.56 | 765.6
2023-03 | 4 | 4.0475 | United Arab Emirates | Abu Dhabi | Infrastructure | Khaleel Al Arabi St | Junction Improvements - Main Works | DMT | AECC | Award | 2023 |  | Earthworks | E325 | Excavation For Foundations; Excavation For Structures: Material Other Than Top Soil, Rock Or Artificial Hard Material For Attaining The Proposed Sub Grade, Haul Up To Stockpiles On Designated Area To Be Determined By The Department. | 169 | m³ | AED | 164.99 | 27883.31
2023-03 | 4 | 4.0475 | United Arab Emirates | Abu Dhabi | Infrastructure | Khaleel Al Arabi St | Junction Improvements - Main Works | DMT | AECC | Award | 2023 |  | Earthworks | E335 | Excavation For Foundations; Excavation For Structures: Material Other Than Top Soil, Rock Or Artificial Hard Material For Attaining The Proposed Sub Grade, Haul Up To Stockpiles On Designated Area To Be Determined By The Department. | 15 | m³ | AED | 206.22 | 3093.3
2023-03 | 4 | 4.0475 | United Arab Emirates | Abu Dhabi | Infrastructure | Khaleel Al Arabi St | Junction Improvements - Main Works | DMT | AECC | Award | 2023 |  | Earthworks | E336 | Excavation For Foundations; Excavation For Structures: Material Other Than Top Soil, Rock Or Artificial Hard Material For Attaining The Proposed Sub Grade, Haul Up To Stockpiles On Designated Area To Be Determined By The Department.; Excavation For Foundations Rock; (Maximum Depth 5-10) | 15 | m³ | AED | 329.94 | 4949.1
2023-03 | 4 | 4.0475 | United Arab Emirates | Abu Dhabi | Infrastructure | Khaleel Al Arabi St | Junction Improvements - Main Works | DMT | AECC | Award | 2023 |  | Earthworks | E522 | Excavation Ancillaries; Preparation Of Excavated Surface To Receive Permanent Works | 65 | m² | AED | 5.66 | 367.9
2023-03 | 4 | 4.0476 | United Arab Emirates | Abu Dhabi | Infrastructure | Khaleel Al Arabi St | Junction Improvements - Main Works | DMT | AECC | Award | 2023 |  | Earthworks | E532 | Excavation Ancillaries; Disposal Of Excavated Surplus Material As Directed By The Engineer | 123 | m³ | AED | 33.36 | 4103.28
2023-03 | 4 | 4.0476 | United Arab Emirates | Abu Dhabi | Infrastructure | Khaleel Al Arabi St | Junction Improvements - Main Works | DMT | AECC | Award | 2023 |  | Earthworks | E533 | Excavation Ancillaries; Disposal Of Excavated Material; Rock | 30 | m³ | AED | 41.7 | 1251
2023-03 | 4 | 4.0476 | United Arab Emirates | Abu Dhabi | Infrastructure | Khaleel Al Arabi St | Junction Improvements - Main Works | DMT | AECC | Award | 2023 |  | Earthworks | E614 | Filling; Filling To Structure Using Suitable Excavated Material | 46 | m³ | AED | 35.2 | 1619.2
2023-03 | 4 | 4.0476 | United Arab Emirates | Abu Dhabi | Infrastructure | Khaleel Al Arabi St | Junction Improvements - Main Works | DMT | AECC | Award | 2023 |  | Earthworks | E712 | Filling Ancillaries; Trimming Of Filled Surfaces Not To Receive Permanent Work | 23 | m² | AED | 5.66 | 130.18
2023-03 | 4 | 4.0476 | United Arab Emirates | Abu Dhabi | Infrastructure | Khaleel Al Arabi St | Junction Improvements - Main Works | DMT | AECC | Award | 2023 |  | Earthworks | E722 | Filling Ancillaries; Preparation Of Filled Surfaces To Receive Permanent Work. | 48 | m² | AED | 5.66 | 271.68
2023-03 | 4 | 4.0476 | United Arab Emirates | Abu Dhabi | Infrastructure | Khaleel Al Arabi St | Junction Improvements - Main Works | DMT | AECC | Award | 2023 |  | In situ concrete | F152 | Provision Of Concrete Designed Mix; Concrete Sulphate Resisting Class 25;Src | 7 | m³ | AED | 308.73 | 2161.11
2023-03 | 4 | 4.0476 | United Arab Emirates | Abu Dhabi | Infrastructure | Khaleel Al Arabi St | Junction Improvements - Main Works | DMT | AECC | Award | 2023 |  | In situ concrete | F292 | Provision Of Concrete Designed Mix; Concrete Class 50/20; Opc | 92 | m³ | AED | 358.19 | 32953.48
2023-03 | 4 | 4.0476 | United Arab Emirates | Abu Dhabi | Infrastructure | Khaleel Al Arabi St | Junction Improvements - Main Works | DMT | AECC | Award | 2023 |  | In situ concrete | F611 | Placing Of Concrete; Mass Concrete; Blinding Concrete Thickness: Not Exceeding 150 M | 7 | m³ | AED | 154.42 | 1080.94
2023-03 | 4 | 4.0476 | United Arab Emirates | Abu Dhabi | Infrastructure | Khaleel Al Arabi St | Junction Improvements - Main Works | DMT | AECC | Award | 2023 |  | In situ concrete | F724 | Reinforced Concrete; Pile Caps (Concrete Class 50/20); Thickness: Exceeding 500 Mm | 92 | m³ | AED | 104.46 | 9610.32
2023-03 | 4 | 4.0476 | United Arab Emirates | Abu Dhabi | Infrastructure | Khaleel Al Arabi St | Junction Improvements - Main Works | DMT | AECC | Award | 2023 |  | Concrete Ancillaries | G345 | Formwork Class F2; Sides Of Footing/Pile Cap; Width: Exceeding 1.22 M | 54 | m² | AED | 281.59 | 15205.86
2023-03 | 4 | 4.0476 | United Arab Emirates | Abu Dhabi | Infrastructure | Khaleel Al Arabi St | Junction Improvements - Main Works | DMT | AECC | Award | 2023 |  | Concrete Ancillaries | G523 | Reinforcement; Deformed High Yield Steel Bars To Bs 4449 Grade B500B; Nominal Diameter 10Mm | 1 | t | AED | 5018.36 | Rate Only
2023-03 | 4 | 4.0477 | United Arab Emirates | Abu Dhabi | Infrastructure | Khaleel Al Arabi St | Junction Improvements - Main Works | DMT | AECC | Award | 2023 |  | Concrete Ancillaries | G524 | Reinforcement; Deformed High Yield Steel Bars To Bs 4449 Grade B500B; Nominal Diameter 12Mm | 2 | t | AED | 4566.92 | 9133.84
2023-03 | 4 | 4.0477 | United Arab Emirates | Abu Dhabi | Infrastructure | Khaleel Al Arabi St | Junction Improvements - Main Works | DMT | AECC | Award | 2023 |  | Concrete Ancillaries | G525 | Reinforcement; Deformed High Yield Steel Bars To Bs 4449 Grade B500B; Nominal Diameter 16Mm | 2 | t | AED | 4566.92 | 9133.84
2023-03 | 4 | 4.0477 | United Arab Emirates | Abu Dhabi | Infrastructure | Khaleel Al Arabi St | Junction Improvements - Main Works | DMT | AECC | Award | 2023 |  | Concrete Ancillaries | G526 | Reinforcement; Deformed High Yield Steel Bars To Bs 4449 Grade B500B; Nominal Diameter 20Mm | 3 | t | AED | 4566.92 | 13700.76
2023-03 | 4 | 4.0477 | United Arab Emirates | Abu Dhabi | Infrastructure | Khaleel Al Arabi St | Junction Improvements - Main Works | DMT | AECC | Award | 2023 |  | Concrete Ancillaries | G527 | Reinforcement; Deformed High Yield Steel Bars To Bs 4449 Grade B500B; Nominal Diameter 25Mm | 3 | t | AED | 4566.92 | 13700.76
2023-03 | 4 | 4.0477 | United Arab Emirates | Abu Dhabi | Infrastructure | Khaleel Al Arabi St | Junction Improvements - Main Works | DMT | AECC | Award | 2023 |  | Concrete Ancillaries | G528 | Reinforcement; Deformed High Yield Steel Bars To Bs 4449 Grade B500B; Nominal Diameter 32Mm Or Greater | 4 | t | AED | 4566.92 | 18267.68
2023-03 | 4 | 4.0477 | United Arab Emirates | Abu Dhabi | Infrastructure | Khaleel Al Arabi St | Junction Improvements - Main Works | DMT | AECC | Award | 2023 |  | Concrete Ancillaries | G813 | Concrete Accessories; Finishing Of Top Surface Of Pile Cap, Abutment Base Top, Approach Slab And Footing Class U2 Finish | 43 | m² | AED | 17.14 | 737.02
2023-03 | 4 | 4.0477 | United Arab Emirates | Abu Dhabi | Infrastructure | Khaleel Al Arabi St | Junction Improvements - Main Works | DMT | AECC | Award | 2023 |  | Piles | P151 | Bored-Cast In Place Concrete Pile Using Concrete Grade C50/20 As Specified.; Pile Diameter 900Mm; Number Of Piles | 11 | Nr | AED | 1344.52 | 14789.72
2023-03 | 4 | 4.0477 | United Arab Emirates | Abu Dhabi | Infrastructure | Khaleel Al Arabi St | Junction Improvements - Main Works | DMT | AECC | Award | 2023 |  | Piles | P152 | Bored-Cast In Place Concrete Pile Using Concrete Grade C50/20 As Specified.; Pile Diameter 900Mm; Concreted Length | 231 | m | AED | 236.43 | 54615.33
2023-03 | 4 | 4.0477 | United Arab Emirates | Abu Dhabi | Infrastructure | Khaleel Al Arabi St | Junction Improvements - Main Works | DMT | AECC | Award | 2023 |  | Piles | P153 | Bored-Cast In Place Concrete Pile Using Concrete Grade C50/20 As Specified.; Pile Diameter 900Mm; Depth Bored To Maximum Depth 20M | 220 | m | AED | 537.81 | 118318.2
2023-03 | 4 | 4.0477 | United Arab Emirates | Abu Dhabi | Infrastructure | Khaleel Al Arabi St | Junction Improvements - Main Works | DMT | AECC | Award | 2023 |  | Piling Ancillaries | Q145 | Piling Ancillaries; Permanent Steel Casing For 900Mm Diameter Pile Protected With Anticorrosive Coating; Maximum Length 3 M As Specified And Shown On Drawings | 33 | m | AED | 5176.4 | 170821.2
2023-03 | 4 | 4.0478 | United Arab Emirates | Abu Dhabi | Infrastructure | Khaleel Al Arabi St | Junction Improvements - Main Works | DMT | AECC | Award | 2023 |  | Piling Ancillaries | Q175 | Piling Ancillaries; Cutting Off Surplus Lengths 900Mm Dia.Piles | 11 | m | AED | 550.15 | 6051.65
2023-03 | 4 | 4.0478 | United Arab Emirates | Abu Dhabi | Infrastructure | Khaleel Al Arabi St | Junction Improvements - Main Works | DMT | AECC | Award | 2023 |  | Piling Ancillaries | Q185 | Piling Ancillaries; Preparing Pile Head 900Mm Diameter | 11 | Nr | AED | 1075.62 | 11831.82
2023-03 | 4 | 4.0478 | United Arab Emirates | Abu Dhabi | Infrastructure | Khaleel Al Arabi St | Junction Improvements - Main Works | DMT | AECC | Award | 2023 |  | Piling Ancillaries | Q212.1 | Pile Reinforcement; Non Epoxy Coated, Deformed High Yield 25Mm.Bars; Nominal Size 25Mm. | 8 | t | AED | 5597.17 | 44777.36
2023-03 | 4 | 4.0478 | United Arab Emirates | Abu Dhabi | Infrastructure | Khaleel Al Arabi St | Junction Improvements - Main Works | DMT | AECC | Award | 2023 |  | Piling Ancillaries | Q212.2 | Pile Reinforcement; Non Epoxy Coated, Deformed High Yield Bars; Nominal Size 32Mm. | 12 | t | AED | 5093.67 | 61124.04
2023-03 | 4 | 4.0478 | United Arab Emirates | Abu Dhabi | Infrastructure | Khaleel Al Arabi St | Junction Improvements - Main Works | DMT | AECC | Award | 2023 |  | Piling Ancillaries | Q213.1 | Non Epoxy Coated, Deformed High Yield Helical Bars; Nominal Size 16Mm | 3 | t | AED | 5093.67 | 15281.01
2023-03 | 4 | 4.0478 | United Arab Emirates | Abu Dhabi | Infrastructure | Khaleel Al Arabi St | Junction Improvements - Main Works | DMT | AECC | Award | 2023 |  | Piling Ancillaries | Q213.2 | Non Epoxy Coated, Deformed High Yield Helical Bars; Nominal Size 20Mm | 3 | t | AED | 5093.67 | 15281.01
2023-03 | 4 | 4.0478 | United Arab Emirates | Abu Dhabi | Infrastructure | Khaleel Al Arabi St | Junction Improvements - Main Works | DMT | AECC | Award | 2023 |  | Piling Ancillaries | Q81* | Pile Tests; Static Load Test According To Specifications For 900Mm Diameter Pile - Working/ Non Working Pile. | 2 | Nr | AED | 60503.34 | 121006.68
2023-03 | 4 | 4.0478 | United Arab Emirates | Abu Dhabi | Infrastructure | Khaleel Al Arabi St | Junction Improvements - Main Works | DMT | AECC | Award | 2023 |  | Piling Ancillaries | Q81* | Pile Tests; High Strain Dynamic Load Test According To Specifications For 900Mm Diameter Pile - Working Pile. | 1 | Nr | AED | 33612.97 | 33612.97
2023-03 | 4 | 4.0478 | United Arab Emirates | Abu Dhabi | Infrastructure | Khaleel Al Arabi St | Junction Improvements - Main Works | DMT | AECC | Award | 2023 |  | Piling Ancillaries | Q840.1 | Pile Tests; Non-Destructive Test By Cross Hole Sonic Logging According To Specifications For 900Mm Diameter Pile - Working/ Non Working Pile. | 3 | Nr | AED | 6722.59 | 20167.77
2023-03 | 4 | 4.0479 | United Arab Emirates | Abu Dhabi | Infrastructure | Khaleel Al Arabi St | Junction Improvements - Main Works | DMT | AECC | Award | 2023 |  | Piling Ancillaries | Q840.2 | Pile Tests; Non-Destructive Test By Sonic Integrity According To Specifications For 900Mm Diameter Pile - Working/ Non Working Pile. | 2 | Nr | AED | 40.34 | 80.68
2023-03 | 4 | 4.0479 | United Arab Emirates | Abu Dhabi | Infrastructure | Khaleel Al Arabi St | Junction Improvements - Main Works | DMT | AECC | Award | 2023 |  | Piling Ancillaries | Q840.3 | Pile Tests; Calliper Logging Of Pile Bore In Accordance With Specification For 900Mm Dia. Pile - Working/ Non Working Pile. | 3 | Nr | AED | 3361.3 | 10083.9
2023-03 | 4 | 4.0479 | United Arab Emirates | Abu Dhabi | Infrastructure | Khaleel Al Arabi St | Junction Improvements - Main Works | DMT | AECC | Award | 2023 |  | Waterproofing | W239 | Self Adhesive Rubber / Bitumen 1.5Mm Thick; Anking Self Adhesive Waterproofing Membrane To Buried Concrete | 115 | m² | AED | 87.39 | 10049.85
2023-03 | 4 | 4.0479 | United Arab Emirates | Abu Dhabi | Infrastructure | Khaleel Al Arabi St | Junction Improvements - Main Works | DMT | AECC | Award | 2023 |  | Waterproofing | W429 | Self Adhesive Rubber / Bitumen 1.5Mm Thick; Protection To Waterproofing Membrane Not Less Than 6Mm Thick | 54 | m² | AED | 74.44 | 4019.76
2023-03 | 4 | 4.0479 | United Arab Emirates | Abu Dhabi | Infrastructure | Khaleel Al Arabi St | Junction Improvements - Main Works | DMT | AECC | Award | 2023 |  | Waterproofing | W449 | Self Adhesive Rubber / Bitumen 1.5Mm Thick; 50Mm Screed For Waterproofing Membrane | 62 | m² | AED | 32.92 | 2041.04
2023-03 | 4 | 4.0479 | United Arab Emirates | Abu Dhabi | Infrastructure | Khaleel Al Arabi St | Junction Improvements - Main Works | DMT | AECC | Award | 2023 |  | In situ concrete | F152 | Provision Of Concrete Designed Mix; Concrete Sulphate Resisting Class 25;Src | 5 | m³ | AED | 308.73 | 1543.65
2023-03 | 4 | 4.0479 | United Arab Emirates | Abu Dhabi | Infrastructure | Khaleel Al Arabi St | Junction Improvements - Main Works | DMT | AECC | Award | 2023 |  | In situ concrete | F292 | Provision Of Concrete Designed Mix; Concrete Class 40/20; Opc | 257 | m³ | AED | 355.37 | 91330.09
2023-03 | 4 | 4.0479 | United Arab Emirates | Abu Dhabi | Infrastructure | Khaleel Al Arabi St | Junction Improvements - Main Works | DMT | AECC | Award | 2023 |  | In situ concrete | F611 | Placing Of Concrete; Mass Concrete; Blinding Concrete Thickness: Not Exceeding 150 Mm | 5 | m³ | AED | 154.42 | 772.1
2023-03 | 4 | 4.0479 | United Arab Emirates | Abu Dhabi | Infrastructure | Khaleel Al Arabi St | Junction Improvements - Main Works | DMT | AECC | Award | 2023 |  | In situ concrete | F742 | Reinforced Concrete; Abutment Walls, Wing Walls & Curtain Walls (Concrete Class 40/20); Thickness: 150-300 Mm | 7 | m³ | AED | 121.32 | 849.24
2023-03 | 4 | 4.0479 | United Arab Emirates | Abu Dhabi | Infrastructure | Khaleel Al Arabi St | Junction Improvements - Main Works | DMT | AECC | Award | 2023 |  | In situ concrete | F743 | Reinforced Concrete; Abutment Walls, Wing Walls & Curtain Walls (Concrete Class 40/20); Thickness: 300-500 Mm | 40 | m³ | AED | 110.4 | 4416
2023-03 | 4 | 4.048 | United Arab Emirates | Abu Dhabi | Infrastructure | Khaleel Al Arabi St | Junction Improvements - Main Works | DMT | AECC | Award | 2023 |  | In situ concrete | F744 | Reinforced Concrete; Abutment Walls, Wing Walls & Curtain Walls (Concrete Class 40/20); Thickness: Exceeding 500 Mm | 187 | m³ | AED | 110.4 | 20644.8
2023-03 | 4 | 4.048 | United Arab Emirates | Abu Dhabi | Infrastructure | Khaleel Al Arabi St | Junction Improvements - Main Works | DMT | AECC | Award | 2023 |  | In situ concrete | F733 | Approach Slab (Concrete Class 40/20); Thickness: 300-500 Mm | 23 | m³ | AED | 104.46 | 2402.58
2023-03 | 4 | 4.048 | United Arab Emirates | Abu Dhabi | Infrastructure | Khaleel Al Arabi St | Junction Improvements - Main Works | DMT | AECC | Award | 2023 |  | Concrete Ancillaries | G245 | Formwork Class F3; Exposed Vertical Sides Of Abutment & Wing Wall; Width: Exceeding 1.22 M | 153 | m² | AED | 323.85 | 49549.05
2023-03 | 4 | 4.048 | United Arab Emirates | Abu Dhabi | Infrastructure | Khaleel Al Arabi St | Junction Improvements - Main Works | DMT | AECC | Award | 2023 |  | Concrete Ancillaries | G345.2 | Formwork Class F2; Sides Of Abutment, Curtain Wall & Wing Wall; Width: Exceeding 1.22 M | 174 | m² | AED | 380.32 | 66175.68
2023-03 | 4 | 4.048 | United Arab Emirates | Abu Dhabi | Infrastructure | Khaleel Al Arabi St | Junction Improvements - Main Works | DMT | AECC | Award | 2023 |  | Concrete Ancillaries | G375.1 | Formwork Class F2; Sides Of Abutment, Curtain Wall & Wing Wall; Opening In Abutment Wall Size 800 X 1000 Mm As Shown In Drawing ; In Various Abutment Side Wall Thickness | 2 | Nr | AED | 673.26 | 1346.52
2023-03 | 4 | 4.048 | United Arab Emirates | Abu Dhabi | Infrastructure | Khaleel Al Arabi St | Junction Improvements - Main Works | DMT | AECC | Award | 2023 |  | Concrete Ancillaries | G344 | Sides Of Approach Slab; Width: 0.4 - 1.22 M | 13 | m² | AED | 144.87 | 1883.31
2023-03 | 4 | 4.048 | United Arab Emirates | Abu Dhabi | Infrastructure | Khaleel Al Arabi St | Junction Improvements - Main Works | DMT | AECC | Award | 2023 |  | In situ concrete | F152 | Provision Of Concrete Designed Mix; Concrete Sulphate Resisting Class 25;Src | 5 | m³ | AED | 308.73 | 1543.65
2023-03 | 4 | 4.048 | United Arab Emirates | Abu Dhabi | Infrastructure | Khaleel Al Arabi St | Junction Improvements - Main Works | DMT | AECC | Award | 2023 |  | In situ concrete | F292 | Provision Of Concrete Designed Mix; Concrete Class 40/20; Opc | 257 | m³ | AED | 355.37 | 91330.09
2023-03 | 4 | 4.048 | United Arab Emirates | Abu Dhabi | Infrastructure | Khaleel Al Arabi St | Junction Improvements - Main Works | DMT | AECC | Award | 2023 |  | In situ concrete | F611 | Placing Of Concrete; Mass Concrete; Blinding Concrete Thickness: Not Exceeding 150 Mm | 5 | m³ | AED | 154.42 | 772.1
2023-03 | 4 | 4.048 | United Arab Emirates | Abu Dhabi | Infrastructure | Khaleel Al Arabi St | Junction Improvements - Main Works | DMT | AECC | Award | 2023 |  | In situ concrete | F742 | Reinforced Concrete; Abutment Walls, Wing Walls & Curtain Walls (Concrete Class 40/20); Thickness: 150-300 Mm | 7 | m³ | AED | 121.32 | 849.24
2023-03 | 4 | 4.048 | United Arab Emirates | Abu Dhabi | Infrastructure | Khaleel Al Arabi St | Junction Improvements - Main Works | DMT | AECC | Award | 2023 |  | In situ concrete | F743 | Reinforced Concrete; Abutment Walls, Wing Walls & Curtain Walls (Concrete Class 40/20); Thickness: 150-300 Mm | 40 | m³ | AED | 110.4 | 4416
2023-03 | 4 | 4.0481 | United Arab Emirates | Abu Dhabi | Infrastructure | Khaleel Al Arabi St | Junction Improvements - Main Works | DMT | AECC | Award | 2023 |  | In situ concrete | F744 | Reinforced Concrete; Abutment Walls, Wing Walls & Curtain Walls (Concrete Class 40/20); Thickness: Exceeding 500 Mm | 187 | m³ | AED | 110.4 | 20644.8
2023-03 | 4 | 4.0481 | United Arab Emirates | Abu Dhabi | Infrastructure | Khaleel Al Arabi St | Junction Improvements - Main Works | DMT | AECC | Award | 2023 |  | In situ concrete | F733 | Approach Slab (Concrete Class 40/20); Thickness: 300-500 Mm | 23 | m³ | AED | 104.46 | 2402.58
2023-03 | 4 | 4.0481 | United Arab Emirates | Abu Dhabi | Infrastructure | Khaleel Al Arabi St | Junction Improvements - Main Works | DMT | AECC | Award | 2023 |  | Concrete Ancillaries | G245 | Formwork Class F3; Exposed Vertical Sides Of Abutment & Wing Wall | 153 | m² | AED | 323.85 | 49549.05
2023-03 | 4 | 4.0481 | United Arab Emirates | Abu Dhabi | Infrastructure | Khaleel Al Arabi St | Junction Improvements - Main Works | DMT | AECC | Award | 2023 |  | Concrete Ancillaries | G345.2 | Formwork Class F2; Sides Of Abutment, Curtain Wall & Wing Wall; Width: Exceeding 1.22 M | 174 | m² | AED | 380.32 | 66175.68
2023-03 | 4 | 4.0481 | United Arab Emirates | Abu Dhabi | Infrastructure | Khaleel Al Arabi St | Junction Improvements - Main Works | DMT | AECC | Award | 2023 |  | Concrete Ancillaries | G375.1 | Formwork Class F2; Sides Of Abutment, Curtain Wall & Wing Wall; Opening In Abutment Wall Size 800 X 1000 Mm As Shown In Drawing ; In Various Abutment Side Wall Thickness | 2 | Nr | AED | 673.26 | 1346.52
2023-03 | 4 | 4.0481 | United Arab Emirates | Abu Dhabi | Infrastructure | Khaleel Al Arabi St | Junction Improvements - Main Works | DMT | AECC | Award | 2023 |  | Concrete Ancillaries | G344 | Sides Of Approach Slab; Width: 0.4 - 1.22 M | 13 | m² | AED | 144.87 | 1883.31
2023-03 | 4 | 4.0481 | United Arab Emirates | Abu Dhabi | Infrastructure | Khaleel Al Arabi St | Junction Improvements - Main Works | DMT | AECC | Award | 2023 |  | Concrete Ancillaries | G523 | Reinforcement; Deformed High Yield Steel Bars To Bs 4449 Grade B500B; Nominal Diameter 10Mm | 1 | t | AED | 5018.36 | Rate Only
2023-03 | 4 | 4.0481 | United Arab Emirates | Abu Dhabi | Infrastructure | Khaleel Al Arabi St | Junction Improvements - Main Works | DMT | AECC | Award | 2023 |  | Concrete Ancillaries | G524 | Reinforcement; Deformed High Yield Steel Bars To Bs 4449 Grade B500B; Nominal Diameter 12Mm | 6 | t | AED | 4566.92 | 27401.52
2023-03 | 4 | 4.0481 | United Arab Emirates | Abu Dhabi | Infrastructure | Khaleel Al Arabi St | Junction Improvements - Main Works | DMT | AECC | Award | 2023 |  | Concrete Ancillaries | G525 | Reinforcement; Deformed High Yield Steel Bars To Bs 4449 Grade B500B; Nominal Diameter 16Mm | 6 | t | AED | 4566.92 | 27401.52
2023-03 | 4 | 4.0481 | United Arab Emirates | Abu Dhabi | Infrastructure | Khaleel Al Arabi St | Junction Improvements - Main Works | DMT | AECC | Award | 2023 |  | Concrete Ancillaries | G526 | Reinforcement; Deformed High Yield Steel Bars To Bs 4449 Grade B500B; Nominal Diameter 20Mm | 8 | t | AED | 4566.92 | 36535.36
2023-03 | 4 | 4.0482 | United Arab Emirates | Abu Dhabi | Infrastructure | Khaleel Al Arabi St | Junction Improvements - Main Works | DMT | AECC | Award | 2023 |  | Concrete Ancillaries | G527 | Reinforcement; Deformed High Yield Steel Bars To Bs 4449 Grade B500B; Nominal Diameter 25Mm | 8 | t | AED | 4566.92 | 36535.36
2023-03 | 4 | 4.0482 | United Arab Emirates | Abu Dhabi | Infrastructure | Khaleel Al Arabi St | Junction Improvements - Main Works | DMT | AECC | Award | 2023 |  | Concrete Ancillaries | G528 | Reinforcement; Deformed High Yield Steel Bars To Bs 4449 Grade B500B; Nominal Diameter 32Mm Or Greater | 12 | t | AED | 4566.92 | 54803.04
2023-03 | 4 | 4.0482 | United Arab Emirates | Abu Dhabi | Infrastructure | Khaleel Al Arabi St | Junction Improvements - Main Works | DMT | AECC | Award | 2023 |  | Concrete Ancillaries | G670 | Joints; Sawed Groove In Approach Slab As Shown On Drawings. | 24 | m | AED | 72.99 | 1751.76
2023-03 | 4 | 4.0482 | United Arab Emirates | Abu Dhabi | Infrastructure | Khaleel Al Arabi St | Junction Improvements - Main Works | DMT | AECC | Award | 2023 |  | Concrete Ancillaries | G690.1 | Joints; Joint In Approach Slab; 15Mm Preformed Joint Filler Including Sealant As Shown On Drawings. | 30 | m | AED | 292.43 | 8772.9
2023-03 | 4 | 4.0482 | United Arab Emirates | Abu Dhabi | Infrastructure | Khaleel Al Arabi St | Junction Improvements - Main Works | DMT | AECC | Award | 2023 |  | Concrete Ancillaries | G690.2 | Joints; Bridge 'Expansion Joints' Complete As Detailed On Drawing At Abutments. | 25 | m | AED | 7394.85 | 184871.25
2023-03 | 4 | 4.0482 | United Arab Emirates | Abu Dhabi | Infrastructure | Khaleel Al Arabi St | Junction Improvements - Main Works | DMT | AECC | Award | 2023 |  | Concrete Ancillaries | G899 | Concrete Accessories; Formation And Finishing Of 100Mm Ø Half Round Drainage Channel With Min 0.35% Fall To Outlet As Indicated On The Drawing | 13 | m | AED | 137.09 | 1782.17
2023-03 | 4 | 4.0482 | United Arab Emirates | Abu Dhabi | Infrastructure | Khaleel Al Arabi St | Junction Improvements - Main Works | DMT | AECC | Award | 2023 |  | Concrete Ancillaries | G813.1 | Concrete Accessories; Finishing Of Top Surface Of Approach Slab | 45 | m² | AED | 17.14 | 771.3
2023-03 | 4 | 4.0482 | United Arab Emirates | Abu Dhabi | Infrastructure | Khaleel Al Arabi St | Junction Improvements - Main Works | DMT | AECC | Award | 2023 |  | Concrete Ancillaries | G813.2 | Concrete Accessories; Finishing Of Top Surface Of Abutment Wall Top | 39 | m² | AED | 17.14 | 668.46
2023-03 | 4 | 4.0482 | United Arab Emirates | Abu Dhabi | Infrastructure | Khaleel Al Arabi St | Junction Improvements - Main Works | DMT | AECC | Award | 2023 |  | Concrete Ancillaries | G823.1 | Concrete Accessories; Coating System To Exposed Concrete Surfaces Including Bridge Parapets As Per Specifications | 233 | m² | AED | 48.4 | 11277.2
2023-03 | 4 | 4.0483 | United Arab Emirates | Abu Dhabi | Infrastructure | Khaleel Al Arabi St | Junction Improvements - Main Works | DMT | AECC | Award | 2023 |  | Concrete Ancillaries | G823.2 | Concrete Accessories; Coating System To Concrete Surfaces At Expansion Joint Locations | 65 | m² | AED | 48.4 | 3146
2023-03 | 4 | 4.0483 | United Arab Emirates | Abu Dhabi | Infrastructure | Khaleel Al Arabi St | Junction Improvements - Main Works | DMT | AECC | Award | 2023 |  | Pipework - Pipes | I511.1 | 150Mm Diameter Pvc Perforated Pipe Behind Abutment As Shown On Drawings. | 3 | m | AED | 208.84 | 626.52
2023-03 | 4 | 4.0483 | United Arab Emirates | Abu Dhabi | Infrastructure | Khaleel Al Arabi St | Junction Improvements - Main Works | DMT | AECC | Award | 2023 |  | Pipework - Pipes | I511.2 | Upvc 100 Dia Gallery Drain Pipe As Shown In The Drawings | 7 | m | AED | 259.78 | 1818.46
2023-03 | 4 | 4.0483 | United Arab Emirates | Abu Dhabi | Infrastructure | Khaleel Al Arabi St | Junction Improvements - Main Works | DMT | AECC | Award | 2023 |  | Waterproofing | W239 | Self Adhesive Rubber / Bitumen 1.5Mm Thick; Tanking Self Adhesive Waterproofing Membrane To Buried Concrete | 419 | m² | AED | 87.39 | 36616.41
2023-03 | 4 | 4.0483 | United Arab Emirates | Abu Dhabi | Infrastructure | Khaleel Al Arabi St | Junction Improvements - Main Works | DMT | AECC | Award | 2023 |  | Waterproofing | W429 | Self Adhesive Rubber / Bitumen 1.5Mm Thick; Protection To Waterproofing Membrane Not Less Than 6Mm Thick | 268 | m² | AED | 74.44 | 19949.92
2023-03 | 4 | 4.0483 | United Arab Emirates | Abu Dhabi | Infrastructure | Khaleel Al Arabi St | Junction Improvements - Main Works | DMT | AECC | Award | 2023 |  | Waterproofing | W449 | Self Adhesive Rubber / Bitumen 1.5Mm Thick; 50Mm Screed For Waterproofing Membrane. | 152 | m² | AED | 32.92 | 5003.84
2023-03 | 4 | 4.0483 | United Arab Emirates | Abu Dhabi | Infrastructure | Khaleel Al Arabi St | Junction Improvements - Main Works | DMT | AECC | Award | 2023 |  | Earthworks | E323 | Excavation For Foundations; Excavation For Structures: Material Other Than Top Soil, Rock Or Artificial Hard Material For Attaining The Proposed Sub Grade, Haul Up To Stockpiles On Designated Area To Be Determined By The Department.; Excavation For Structures; Depth 0.5 - 1M. | 10 | m³ | AED | 30.33 | 303.3
2023-03 | 4 | 4.0483 | United Arab Emirates | Abu Dhabi | Infrastructure | Khaleel Al Arabi St | Junction Improvements - Main Works | DMT | AECC | Award | 2023 |  | Earthworks | E324 | Excavation For Foundations; Excavation For Structures: Material Other Than Top Soil, Rock Or Artificial Hard Material For Attaining The Proposed Sub Grade, Haul Up To Stockpiles On Designated Area To Be Determined By The Department.; Excavation For Structures; Depth 1 - 2M. | 10 | m³ | AED | 76.56 | 765.6
2023-03 | 4 | 4.0483 | United Arab Emirates | Abu Dhabi | Infrastructure | Khaleel Al Arabi St | Junction Improvements - Main Works | DMT | AECC | Award | 2023 |  | Earthworks | E325 | Excavation For Foundations; Excavation For Structures: Material Other Than Top Soil, Rock Or Artificial Hard Material For Attaining The Proposed Sub Grade, Haul Up To Stockpiles On Designated Area To Be Determined By The Department.; Excavation For Structures; Depth 2 - 5M. | 1660 | m³ | AED | 164.99 | 273883.4
2023-03 | 4 | 4.0483 | United Arab Emirates | Abu Dhabi | Infrastructure | Khaleel Al Arabi St | Junction Improvements - Main Works | DMT | AECC | Award | 2023 |  | Earthworks | E335 | Excavation For Foundations; Excavation For Structures: Material Other Than Top Soil, Rock Or Artificial Hard Material For Attaining The Proposed Sub Grade, Haul Up To Stockpiles On Designated Area To Be Determined By The Department.; Excavation For Foundations Rock; (Maximum Depth 2-5) | 10 | m³ | AED | 206.22 | 2062.2
2023-03 | 4 | 4.0484 | United Arab Emirates | Abu Dhabi | Infrastructure | Khaleel Al Arabi St | Junction Improvements - Main Works | DMT | AECC | Award | 2023 |  | Earthworks | E336 | Excavation For Foundations; Excavation For Structures: Material Other Than Top Soil, Rock Or Artificial Hard Material For Attaining The Proposed Sub Grade, Haul Up To Stockpiles On Designated Area To Be Determined By The Department.; Excavation For Foundations Rock; (Maximum Depth 5-10) | 10 | m³ | AED | 329.94 | 3299.4
2023-03 | 4 | 4.0484 | United Arab Emirates | Abu Dhabi | Infrastructure | Khaleel Al Arabi St | Junction Improvements - Main Works | DMT | AECC | Award | 2023 |  | Earthworks | E522 | Excavation Ancillaries; Preparation Of Excavated Surface To Receive Permanent Works | 462 | m² | AED | 5.66 | 2614.92
2023-03 | 4 | 4.0484 | United Arab Emirates | Abu Dhabi | Infrastructure | Khaleel Al Arabi St | Junction Improvements - Main Works | DMT | AECC | Award | 2023 |  | Earthworks | E532 | Excavation Ancillaries; Disposal Of Excavated Surplus Material As Directed By The Engineer | 1204 | m³ | AED | 33.36 | 40165.44
2023-03 | 4 | 4.0484 | United Arab Emirates | Abu Dhabi | Infrastructure | Khaleel Al Arabi St | Junction Improvements - Main Works | DMT | AECC | Award | 2023 |  | Earthworks | E533 | Excavation Ancillaries; Disposal Of Excavated Material; Rock | 20 | m³ | AED | 41.7 | 834
2023-03 | 4 | 4.0484 | United Arab Emirates | Abu Dhabi | Infrastructure | Khaleel Al Arabi St | Junction Improvements - Main Works | DMT | AECC | Award | 2023 |  | Earthworks | E614 | Filling; Filling To Structure Using Suitable Excavated Material | 456 | m³ | AED | 35.2 | 16051.2
2023-03 | 4 | 4.0484 | United Arab Emirates | Abu Dhabi | Infrastructure | Khaleel Al Arabi St | Junction Improvements - Main Works | DMT | AECC | Award | 2023 |  | Earthworks | E712 | Filling Ancillaries; Trimming Of Filled Surfaces Not To Receive Permanent Work | 402 | m² | AED | 5.66 | 2275.32
2023-03 | 4 | 4.0484 | United Arab Emirates | Abu Dhabi | Infrastructure | Khaleel Al Arabi St | Junction Improvements - Main Works | DMT | AECC | Award | 2023 |  | In situ concrete | F152 | Provision Of Concrete Designed Mix; Concrete Sulphate Resisting Class 25;Src | 47 | m³ | AED | 308.73 | 14510.31
2023-03 | 4 | 4.0484 | United Arab Emirates | Abu Dhabi | Infrastructure | Khaleel Al Arabi St | Junction Improvements - Main Works | DMT | AECC | Award | 2023 |  | In situ concrete | F292 | Provision Of Concrete Designed Mix; Concrete Class 50/20; Opc | 1099 | m³ | AED | 358.19 | 393650.81
2023-03 | 4 | 4.0484 | United Arab Emirates | Abu Dhabi | Infrastructure | Khaleel Al Arabi St | Junction Improvements - Main Works | DMT | AECC | Award | 2023 |  | In situ concrete | F611 | Placing Of Concrete; Mass Concrete; Blinding Concrete Thickness: Not Exceeding 150 Mm | 47 | m³ | AED | 154.42 | 7257.74
2023-03 | 4 | 4.0484 | United Arab Emirates | Abu Dhabi | Infrastructure | Khaleel Al Arabi St | Junction Improvements - Main Works | DMT | AECC | Award | 2023 |  | In situ concrete | F724 | Reinforced Concrete; Pile Caps (Concrete Class 50/20); Thickness: Exceeding 500 Mm | 1099 | m³ | AED | 104.46 | 114801.54
2023-03 | 4 | 4.0484 | United Arab Emirates | Abu Dhabi | Infrastructure | Khaleel Al Arabi St | Junction Improvements - Main Works | DMT | AECC | Award | 2023 |  | Concrete Ancillaries | G345 | Formwork Class F2; Sides Of Footing/Pile Cap; Width: Exceeding 1.22 M | 531 | m² | AED | 281.59 | 149524.29
2023-03 | 4 | 4.0485 | United Arab Emirates | Abu Dhabi | Infrastructure | Khaleel Al Arabi St | Junction Improvements - Main Works | DMT | AECC | Award | 2023 |  | Concrete Ancillaries | G523 | Reinforcement; Deformed High Yield Steel Bars To Bs 4449 Grade B500B; Nominal Diameter 10Mm | 1 | t | AED | 5018.36 | Rate Only
2023-03 | 4 | 4.0485 | United Arab Emirates | Abu Dhabi | Infrastructure | Khaleel Al Arabi St | Junction Improvements - Main Works | DMT | AECC | Award | 2023 |  | Concrete Ancillaries | G524 | Reinforcement; Deformed High Yield Steel Bars To Bs 4449 Grade B500B; Nominal Diameter 12Mm | 1 | t | AED | 4566.92 | Rate Only
2023-03 | 4 | 4.0485 | United Arab Emirates | Abu Dhabi | Infrastructure | Khaleel Al Arabi St | Junction Improvements - Main Works | DMT | AECC | Award | 2023 |  | Concrete Ancillaries | G525 | Reinforcement; Deformed High Yield Steel Bars To Bs 4449 Grade B500B; Nominal Diameter 16Mm | 28 | t | AED | 4566.92 | 127873.76
2023-03 | 4 | 4.0485 | United Arab Emirates | Abu Dhabi | Infrastructure | Khaleel Al Arabi St | Junction Improvements - Main Works | DMT | AECC | Award | 2023 |  | Concrete Ancillaries | G526 | Reinforcement; Deformed High Yield Steel Bars To Bs 4449 Grade B500B; Nominal Diameter 20Mm | 10 | t | AED | 4566.92 | 45669.2
2023-03 | 4 | 4.0485 | United Arab Emirates | Abu Dhabi | Infrastructure | Khaleel Al Arabi St | Junction Improvements - Main Works | DMT | AECC | Award | 2023 |  | Concrete Ancillaries | G527 | Reinforcement; Deformed High Yield Steel Bars To Bs 4449 Grade B500B; Nominal Diameter 25Mm | 26 | t | AED | 4566.92 | 118739.92
2023-03 | 4 | 4.0485 | United Arab Emirates | Abu Dhabi | Infrastructure | Khaleel Al Arabi St | Junction Improvements - Main Works | DMT | AECC | Award | 2023 |  | Concrete Ancillaries | G528 | Reinforcement; Deformed High Yield Steel Bars To Bs 4449 Grade B500B; Nominal Diameter 32Mm Or Greater | 219 | t | AED | 4566.92 | 1000155.48
2023-03 | 4 | 4.0485 | United Arab Emirates | Abu Dhabi | Infrastructure | Khaleel Al Arabi St | Junction Improvements - Main Works | DMT | AECC | Award | 2023 |  | Concrete Ancillaries | G813 | Concrete Accessories; Finishing Of Top Surface Of Pile Cap, Class U2 Finish | 381 | m² | AED | 17.14 | 6530.34
2023-03 | 4 | 4.0485 | United Arab Emirates | Abu Dhabi | Infrastructure | Khaleel Al Arabi St | Junction Improvements - Main Works | DMT | AECC | Award | 2023 |  | Piles | P161 | Bored-Cast In Place Concrete Pile Using Concrete Grade C50/20 As Specified.; Pile Diameter 1200Mm; Number Of Piles | 30 | Nr | AED | 2016.78 | 60503.4
2023-03 | 4 | 4.0485 | United Arab Emirates | Abu Dhabi | Infrastructure | Khaleel Al Arabi St | Junction Improvements - Main Works | DMT | AECC | Award | 2023 |  | Piles | P162 | Bored-Cast In Place Concrete Pile Using Concrete Grade C50/20 As Specified.; Pile Diameter 1200Mm; Concreted Length | 630 | m | AED | 407.24 | 256561.2
2023-03 | 4 | 4.0485 | United Arab Emirates | Abu Dhabi | Infrastructure | Khaleel Al Arabi St | Junction Improvements - Main Works | DMT | AECC | Award | 2023 |  | Piles | P163 | Bored-Cast In Place Concrete Pile Using Concrete Grade C50/20 As Specified.; Pile Diameter 1200Mm; Depth Bored To Maximum Depth 20M | 600 | m | AED | 672.26 | 403356
2023-03 | 4 | 4.0486 | United Arab Emirates | Abu Dhabi | Infrastructure | Khaleel Al Arabi St | Junction Improvements - Main Works | DMT | AECC | Award | 2023 |  | Piles | P171 | Pile Diameter 1500Mm; Number Of Piles | 7 | Nr | AED | 3361.3 | 23529.1
2023-03 | 4 | 4.0486 | United Arab Emirates | Abu Dhabi | Infrastructure | Khaleel Al Arabi St | Junction Improvements - Main Works | DMT | AECC | Award | 2023 |  | Piles | P172 | Pile Diameter 1500Mm; Concreted Length | 147 | m | AED | 626.86 | 92148.42
2023-03 | 4 | 4.0486 | United Arab Emirates | Abu Dhabi | Infrastructure | Khaleel Al Arabi St | Junction Improvements - Main Works | DMT | AECC | Award | 2023 |  | Piles | P173 | Pile Diameter 1500Mm; Depth Bored To Maximum Depth 20M | 140 | m | AED | 873.94 | 122351.6
2023-03 | 4 | 4.0486 | United Arab Emirates | Abu Dhabi | Infrastructure | Khaleel Al Arabi St | Junction Improvements - Main Works | DMT | AECC | Award | 2023 |  | Piling Ancillaries | Q146 | Pile Diameter 1200Mm; Permanent Steel Casing For 1200Mm Diameter Pile Protected With Anticorrosive Coating; Maximum Length 3 M As Specified And Shown On Drawings | 90 | m | AED | 6184.79 | 556631.1
2023-03 | 4 | 4.0486 | United Arab Emirates | Abu Dhabi | Infrastructure | Khaleel Al Arabi St | Junction Improvements - Main Works | DMT | AECC | Award | 2023 |  | Piling Ancillaries | Q176 | Pile Diameter 1200Mm; Cutting Off Surplus Lengths 1200Mm Dia.Piles | 11 | m | AED | 733.53 | 8068.83
2023-03 | 4 | 4.0486 | United Arab Emirates | Abu Dhabi | Infrastructure | Khaleel Al Arabi St | Junction Improvements - Main Works | DMT | AECC | Award | 2023 |  | Piling Ancillaries | Q186 | Pile Diameter 1200Mm; Preparing Pile Head 1200Mm Diameter | 11 | Nr | AED | 1344.52 | 14789.72
2023-03 | 4 | 4.0486 | United Arab Emirates | Abu Dhabi | Infrastructure | Khaleel Al Arabi St | Junction Improvements - Main Works | DMT | AECC | Award | 2023 |  | Piling Ancillaries | Q147 | Pile Diameter 1500Mm; Permanent Steel Casing For 1500Mm Diameter Pile Protected With Anticorrosive Coating; Maximum Length 3 M As Specified And Shown On Drawings | 21 | m | AED | 7175.7 | 150689.7
2023-03 | 4 | 4.0486 | United Arab Emirates | Abu Dhabi | Infrastructure | Khaleel Al Arabi St | Junction Improvements - Main Works | DMT | AECC | Award | 2023 |  | Piling Ancillaries | Q177 | Pile Diameter 1500Mm; Cutting Off Surplus Lengths 1500Mm Dia.Piles | 7 | m | AED | 880.24 | 6161.68
2023-03 | 4 | 4.0486 | United Arab Emirates | Abu Dhabi | Infrastructure | Khaleel Al Arabi St | Junction Improvements - Main Works | DMT | AECC | Award | 2023 |  | Piling Ancillaries | Q187 | Pile Diameter 1500Mm; Preparing Pile Head 1500Mm Diameter | 7 | Nr | AED | 1882.33 | 13176.31
2023-03 | 4 | 4.0487 | United Arab Emirates | Abu Dhabi | Infrastructure | Khaleel Al Arabi St | Junction Improvements - Main Works | DMT | AECC | Award | 2023 |  | Piling Ancillaries | Q212.1 | Pile Reinforcement; Non Epoxy Coated, Deformed High Yield Bars; Nominal Size 25Mm. | 43 | t | AED | 5597.17 | 240678.31
2023-03 | 4 | 4.0487 | United Arab Emirates | Abu Dhabi | Infrastructure | Khaleel Al Arabi St | Junction Improvements - Main Works | DMT | AECC | Award | 2023 |  | Piling Ancillaries | Q212.2 | Pile Reinforcement; Non Epoxy Coated, Deformed High Yield Bars; Nominal Size 32Mm. | 71 | t | AED | 5093.67 | 361650.57
2023-03 | 4 | 4.0487 | United Arab Emirates | Abu Dhabi | Infrastructure | Khaleel Al Arabi St | Junction Improvements - Main Works | DMT | AECC | Award | 2023 |  | Piling Ancillaries | Q213.1 | Non Epoxy Coated, Deformed High Yield Helical Bars; Nominal Size 16Mm | 15 | t | AED | 5093.67 | 76405.05
2023-03 | 4 | 4.0487 | United Arab Emirates | Abu Dhabi | Infrastructure | Khaleel Al Arabi St | Junction Improvements - Main Works | DMT | AECC | Award | 2023 |  | Piling Ancillaries | Q213.2 | Non Epoxy Coated, Deformed High Yield Helical Bars; Nominal Size 20Mm | 15 | t | AED | 5093.67 | 76405.05
2023-03 | 4 | 4.0487 | United Arab Emirates | Abu Dhabi | Infrastructure | Khaleel Al Arabi St | Junction Improvements - Main Works | DMT | AECC | Award | 2023 |  | Piling Ancillaries | Q81* | Pile Tests; Static Load Test According To Specifications For 1200Mm Diameter Pile - Working/ Non Working Pile. | 4 | Nr | AED | 100838.9 | 403355.6
2023-03 | 4 | 4.0487 | United Arab Emirates | Abu Dhabi | Infrastructure | Khaleel Al Arabi St | Junction Improvements - Main Works | DMT | AECC | Award | 2023 |  | Piling Ancillaries | Q81* | Pile Tests; High Strain Dynamic Load Test According To Specifications For 1200Mm Diameter Pile - Working Pile. | 2 | Nr | AED | 67225.93 | 134451.86
2023-03 | 4 | 4.0487 | United Arab Emirates | Abu Dhabi | Infrastructure | Khaleel Al Arabi St | Junction Improvements - Main Works | DMT | AECC | Award | 2023 |  | Piling Ancillaries | Q840.1 | Pile Tests; Non-Destructive Test By Cross Hole Sonic Logging According To Specifications For 1200Mm Diameter Pile - Working/ Non Working Pile. | 5 | Nr | AED | 6722.59 | 33612.95
2023-03 | 4 | 4.0487 | United Arab Emirates | Abu Dhabi | Infrastructure | Khaleel Al Arabi St | Junction Improvements - Main Works | DMT | AECC | Award | 2023 |  | Piling Ancillaries | Q840.2 | Pile Tests; Non-Destructive Test By Low Strain Integrity According To Specifications For 1200Mm Diameter Pile - Working/ Non Working Pile. | 2 | Nr | AED | 67.23 | 134.46
2023-03 | 4 | 4.0487 | United Arab Emirates | Abu Dhabi | Infrastructure | Khaleel Al Arabi St | Junction Improvements - Main Works | DMT | AECC | Award | 2023 |  | Piling Ancillaries | Q840.3 | Pile Tests; Calliper Logging Of Pile Bore In Accordance With Specification For 1200Mm Dia. Pile - Working/ Non Working Pile. | 5 | Nr | AED | 4033.56 | 20167.8
2023-03 | 4 | 4.0487 | United Arab Emirates | Abu Dhabi | Infrastructure | Khaleel Al Arabi St | Junction Improvements - Main Works | DMT | AECC | Award | 2023 |  | Piling Ancillaries | Q81* | Pile Tests; Static Load Test According To Specifications For 1500Mm Diameter Pile - Working/ Non Working Pile. | 2 | Nr | AED | 137140.9 | 274281.8
2023-03 | 4 | 4.0488 | United Arab Emirates | Abu Dhabi | Infrastructure | Khaleel Al Arabi St | Junction Improvements - Main Works | DMT | AECC | Award | 2023 |  | Piling Ancillaries | Q81* | Pile Tests; High Strain Dynamic Load Test According To Specifications For 1500Mm Diameter Pile - Working Pile. | 1 | Nr | AED | 87393.72 | 87393.72
2023-03 | 4 | 4.0488 | United Arab Emirates | Abu Dhabi | Infrastructure | Khaleel Al Arabi St | Junction Improvements - Main Works | DMT | AECC | Award | 2023 |  | Piling Ancillaries | Q840.1 | Pile Tests; Non-Destructive Test By Cross Hole Sonic Logging According To Specifications For 1500Mm Diameter Pile - Working/ Non Working Pile. | 2 | Nr | AED | 6722.59 | 13445.18
2023-03 | 4 | 4.0488 | United Arab Emirates | Abu Dhabi | Infrastructure | Khaleel Al Arabi St | Junction Improvements - Main Works | DMT | AECC | Award | 2023 |  | Piling Ancillaries | Q840.2 | Pile Tests; Non-Destructive Test By Low Strain Integrity According To Specifications For 1500Mm Diameter Pile - Working/ Non Working Pile. | 2 | Nr | AED | 67.23 | 134.46
2023-03 | 4 | 4.0488 | United Arab Emirates | Abu Dhabi | Infrastructure | Khaleel Al Arabi St | Junction Improvements - Main Works | DMT | AECC | Award | 2023 |  | Piling Ancillaries | Q840.3 | Pile Tests; Calliper Logging Of Pile Bore In Accordance With Specification For 1500Mm Dia. Pile - Working/ Non Working Pile. | 2 | Nr | AED | 5378.07 | 10756.14
2023-03 | 4 | 4.0488 | United Arab Emirates | Abu Dhabi | Infrastructure | Khaleel Al Arabi St | Junction Improvements - Main Works | DMT | AECC | Award | 2023 |  | Waterproofing | W239 | Self Adhesive Rubber / Bitumen 1.5Mm Thick; Tanking Self Adhesive Waterproofing Membrane To Buried Concrete | 1404 | m² | AED | 87.39 | 122695.56
2023-03 | 4 | 4.0488 | United Arab Emirates | Abu Dhabi | Infrastructure | Khaleel Al Arabi St | Junction Improvements - Main Works | DMT | AECC | Award | 2023 |  | Waterproofing | W429 | Self Adhesive Rubber / Bitumen 1.5Mm Thick; Protection To Waterproofing Membrane Not Less Than 6Mm Thick | 964 | m² | AED | 74.44 | 71760.16
2023-03 | 4 | 4.0488 | United Arab Emirates | Abu Dhabi | Infrastructure | Khaleel Al Arabi St | Junction Improvements - Main Works | DMT | AECC | Award | 2023 |  | Waterproofing | W449 | Self Adhesive Rubber / Bitumen 1.5Mm Thick; 50Mm Screed For Waterproofing Membrane. | 440 | m² | AED | 32.92 | 14484.8
2023-03 | 4 | 4.0488 | United Arab Emirates | Abu Dhabi | Infrastructure | Khaleel Al Arabi St | Junction Improvements - Main Works | DMT | AECC | Award | 2023 |  | In situ concrete | F292 | Provision Of Concrete Designed Mix; Concrete Class 40/20; Opc | 605 | m³ | AED | 355.37 | 214998.85
2023-03 | 4 | 4.0488 | United Arab Emirates | Abu Dhabi | Infrastructure | Khaleel Al Arabi St | Junction Improvements - Main Works | DMT | AECC | Award | 2023 |  | In situ concrete | F755 | Placing Of Concrete; Reinforced Concrete; Pier/Pier Shaft/Pier Cap (Concrete Class 40/20); Cross-Sectional Area: Exceeding 1 M² | 605 | m³ | AED | 146.6 | 88693
2023-03 | 4 | 4.0488 | United Arab Emirates | Abu Dhabi | Infrastructure | Khaleel Al Arabi St | Junction Improvements - Main Works | DMT | AECC | Award | 2023 |  | Concrete Ancillaries | G360 | Formwork Class F3; Column Pier Formwork As Detailed On Drawings. Note: Area Covered By Architectural Grooves Is Measured Separately. | 290 | m² | AED | 309.57 | 89775.3
2023-03 | 4 | 4.0488 | United Arab Emirates | Abu Dhabi | Infrastructure | Khaleel Al Arabi St | Junction Improvements - Main Works | DMT | AECC | Award | 2023 |  | Concrete Ancillaries | G523 | Reinforcement; Deformed High Yield Steel Bars To Bs 4449 Grade B500B.; Nominal Diameter 10Mm | 1 | t | AED | 5018.36 | Rate Only
2023-03 | 4 | 4.0489 | United Arab Emirates | Abu Dhabi | Infrastructure | Khaleel Al Arabi St | Junction Improvements - Main Works | DMT | AECC | Award | 2023 |  | Concrete Ancillaries | G524 | Reinforcement; Deformed High Yield Steel Bars To Bs 4449 Grade B500B.; Nominal Diameter 12Mm | 28 | t | AED | 4566.92 | 127873.76
2023-03 | 4 | 4.0489 | United Arab Emirates | Abu Dhabi | Infrastructure | Khaleel Al Arabi St | Junction Improvements - Main Works | DMT | AECC | Award | 2023 |  | Concrete Ancillaries | G525 | Reinforcement; Deformed High Yield Steel Bars To Bs 4449 Grade B500B.; Nominal Diameter 16Mm | 28 | t | AED | 4566.92 | 127873.76
2023-03 | 4 | 4.0489 | United Arab Emirates | Abu Dhabi | Infrastructure | Khaleel Al Arabi St | Junction Improvements - Main Works | DMT | AECC | Award | 2023 |  | Concrete Ancillaries | G526 | Reinforcement; Deformed High Yield Steel Bars To Bs 4449 Grade B500B.; Nominal Diameter 20Mm | 37 | t | AED | 4566.92 | 168976.04
2023-03 | 4 | 4.0489 | United Arab Emirates | Abu Dhabi | Infrastructure | Khaleel Al Arabi St | Junction Improvements - Main Works | DMT | AECC | Award | 2023 |  | Concrete Ancillaries | G527 | Reinforcement; Deformed High Yield Steel Bars To Bs 4449 Grade B500B.; Nominal Diameter 25Mm | 37 | t | AED | 4566.92 | 168976.04
2023-03 | 4 | 4.0489 | United Arab Emirates | Abu Dhabi | Infrastructure | Khaleel Al Arabi St | Junction Improvements - Main Works | DMT | AECC | Award | 2023 |  | Concrete Ancillaries | G528 | Reinforcement; Deformed High Yield Steel Bars To Bs 4449 Grade B500B.; Nominal Diameter 32Mm Or Greater | 55 | t | AED | 4566.92 | 251180.6
2023-03 | 4 | 4.0489 | United Arab Emirates | Abu Dhabi | Infrastructure | Khaleel Al Arabi St | Junction Improvements - Main Works | DMT | AECC | Award | 2023 |  | Concrete Ancillaries | G813 | Concrete Accessories; Finishing Of Top Of Pier Class U3 Finish | 97 | m² | AED | 17.14 | 1662.58
2023-03 | 4 | 4.0489 | United Arab Emirates | Abu Dhabi | Infrastructure | Khaleel Al Arabi St | Junction Improvements - Main Works | DMT | AECC | Award | 2023 |  | Concrete Ancillaries | G460 | Surface Features; Striated Feature To Pier | 435 | m² | AED | 208.34 | 90627.9
2023-03 | 4 | 4.0489 | United Arab Emirates | Abu Dhabi | Infrastructure | Khaleel Al Arabi St | Junction Improvements - Main Works | DMT | AECC | Award | 2023 |  | Concrete Ancillaries | G823 | Surface Features; Coating System To Exposed Concrete Surfaces Including Bridge Parapets | 725 | m² | AED | 48.4 | 35090
2023-03 | 4 | 4.0489 | United Arab Emirates | Abu Dhabi | Infrastructure | Khaleel Al Arabi St | Junction Improvements - Main Works | DMT | AECC | Award | 2023 |  | Miscellaneous Metalwork | N269.1 | Replaceable Spherical Bearings As Per Specifications; Guided Bearing Ultimate Limit State Capacity Not Exceeding 8,000 - 12,000Kn | 5 | Nr | AED | 88694.82 | 443474.1
2023-03 | 4 | 4.0489 | United Arab Emirates | Abu Dhabi | Infrastructure | Khaleel Al Arabi St | Junction Improvements - Main Works | DMT | AECC | Award | 2023 |  | Miscellaneous Metalwork | N269.2 | Replaceable Spherical Bearings As Per Specifications; Guided Bearing Ultimate Limit State Capacity Not Exceeding 20,000 - 24,000Kn | 1 | Nr | AED | 237266.81 | 237266.81
2023-03 | 4 | 4.049 | United Arab Emirates | Abu Dhabi | Infrastructure | Khaleel Al Arabi St | Junction Improvements - Main Works | DMT | AECC | Award | 2023 |  | Miscellaneous Metalwork | N269.3 | Replaceable Spherical Bearings As Per Specifications; Guided Bearing Ultimate Limit State Capacity Exceeding 30,000Kn | 1 | Nr | AED | 312210.21 | Rate Only
2023-03 | 4 | 4.049 | United Arab Emirates | Abu Dhabi | Infrastructure | Khaleel Al Arabi St | Junction Improvements - Main Works | DMT | AECC | Award | 2023 |  | Miscellaneous Metalwork | N269.4 | Replaceable Spherical Bearings As Per Specifications; Free Bearing Ultimate Limit State Capacity 8,000 - 12,000Kn | 5 | Nr | AED | 65417.98 | 327089.9
2023-03 | 4 | 4.049 | United Arab Emirates | Abu Dhabi | Infrastructure | Khaleel Al Arabi St | Junction Improvements - Main Works | DMT | AECC | Award | 2023 |  | Miscellaneous Metalwork | N269.5 | Replaceable Spherical Bearings As Per Specifications; Free Bearing Ultimate Limit State Capacity 20,000 - 24,000Kn | 1 | Nr | AED | 150585.7 | 150585.7
2023-03 | 4 | 4.049 | United Arab Emirates | Abu Dhabi | Infrastructure | Khaleel Al Arabi St | Junction Improvements - Main Works | DMT | AECC | Award | 2023 |  | Miscellaneous Metalwork | N269.6 | Replaceable Spherical Bearings As Per Specifications; Free Bearing Ultimate Limit State Capacity Exceeding 30,000Kn | 1 | Nr | AED | 197172.77 | Rate Only
2023-03 | 4 | 4.049 | United Arab Emirates | Abu Dhabi | Infrastructure | Khaleel Al Arabi St | Junction Improvements - Main Works | DMT | AECC | Award | 2023 |  | Miscellaneous Metalwork | N190.1 | Access Door; 900 X 900Mm For Bridge Deck Including Edge Angles, Embeds, Etc. Complete As Shown On Drawings | 24 | Nr | AED | 2823.49 | 67763.76
2023-03 | 4 | 4.049 | United Arab Emirates | Abu Dhabi | Infrastructure | Khaleel Al Arabi St | Junction Improvements - Main Works | DMT | AECC | Award | 2023 |  | Concrete Ancillaries | G823 | Concrete Accessories; Spray Applied Protective Coating System To Concrete Surfaces At Expansion Joint Locations As Shown On Drawings And Specification. | 725 | m² | AED | 294.59 | 213577.75
2023-03 | 4 | 4.049 | United Arab Emirates | Abu Dhabi | Infrastructure | Khaleel Al Arabi St | Junction Improvements - Main Works | DMT | AECC | Award | 2023 |  | Waterproofing | W239 | Self Adhesive Rubber / Bitumen 1.5Mm Thick; Tanking Self Adhesive Waterproofing Membrane To Buried Concrete | 36 | m² | AED | 87.39 | 3146.04
2023-03 | 4 | 4.049 | United Arab Emirates | Abu Dhabi | Infrastructure | Khaleel Al Arabi St | Junction Improvements - Main Works | DMT | AECC | Award | 2023 |  | Waterproofing | W429 | Self Adhesive Rubber / Bitumen 1.5Mm Thick; Protection To Waterproofing Membrane Not Less Than 6Mm Thick | 36 | m² | AED | 74.44 | 2679.84
2023-03 | 4 | 4.049 | United Arab Emirates | Abu Dhabi | Infrastructure | Khaleel Al Arabi St | Junction Improvements - Main Works | DMT | AECC | Award | 2023 |  | In situ concrete | F292 | Provision Of Concrete Designed Mix; Concrete Class 50/20; Opc | 3245 | m³ | AED | 358.19 | 1162326.55
2023-03 | 4 | 4.0491 | United Arab Emirates | Abu Dhabi | Infrastructure | Khaleel Al Arabi St | Junction Improvements - Main Works | DMT | AECC | Award | 2023 |  | In situ concrete | F834 | Placing Of Concrete; Prestressed Concrete; Prestressed Post Tensioned Cast Insitu Box Girder Deck Thickness Exceeding 500Mm | 3245 | m³ | AED | 121.32 | 393683.4
2023-03 | 4 | 4.0491 | United Arab Emirates | Abu Dhabi | Infrastructure | Khaleel Al Arabi St | Junction Improvements - Main Works | DMT | AECC | Award | 2023 |  | Concrete Ancillaries | G315 | Formwork Class F3; Horizontal Soffit Of Bridge Deck | 1453 | m² | AED | 308.51 | 448265.03
2023-03 | 4 | 4.0491 | United Arab Emirates | Abu Dhabi | Infrastructure | Khaleel Al Arabi St | Junction Improvements - Main Works | DMT | AECC | Award | 2023 |  | Concrete Ancillaries | G360 | Formwork Class F3; Curved And Sloping Soffit Of Bridge Deck | 2689 | m² | AED | 370.24 | 995575.36
2023-03 | 4 | 4.0491 | United Arab Emirates | Abu Dhabi | Infrastructure | Khaleel Al Arabi St | Junction Improvements - Main Works | DMT | AECC | Award | 2023 |  | Concrete Ancillaries | G344 | Edges Of Bridge Deck; Width: 0.4 - 1.22 M | 140 | m² | AED | 230.66 | 32292.4
2023-03 | 4 | 4.0491 | United Arab Emirates | Abu Dhabi | Infrastructure | Khaleel Al Arabi St | Junction Improvements - Main Works | DMT | AECC | Award | 2023 |  | Concrete Ancillaries | G384 | Formwork Class F2; Voids In Bridge Deck Varying In Size, Dimension Approximately Up To Max. 2000 X 2804 Mm In Size As Shown On The Drawing For The Bridge Br-02 | 560 | m | AED | 1684.65 | 943404
2023-03 | 4 | 4.0491 | United Arab Emirates | Abu Dhabi | Infrastructure | Khaleel Al Arabi St | Junction Improvements - Main Works | DMT | AECC | Award | 2023 |  | Concrete Ancillaries | G375.1 | Formwork Class F2; Void In Cast In Situ Diaphragm ,Size 800 X 1050Mm As Shown In Drawing | 14 | Nr | AED | 3366.27 | 47127.78
2023-03 | 4 | 4.0491 | United Arab Emirates | Abu Dhabi | Infrastructure | Khaleel Al Arabi St | Junction Improvements - Main Works | DMT | AECC | Award | 2023 |  | Concrete Ancillaries | G375.2 | Formwork Class F2; Void In Bridge Deck Size 900X900Mm As Per Standard Requirement. | 24 | Nr | AED | 1195.75 | 28698
2023-03 | 4 | 4.0491 | United Arab Emirates | Abu Dhabi | Infrastructure | Khaleel Al Arabi St | Junction Improvements - Main Works | DMT | AECC | Award | 2023 |  | Concrete Ancillaries | G523 | Reinforcement; Deformed High Yield Steel Bars To Bs 4449 Grade B500B; Nominal Diameter 10Mm | 1 | t | AED | 5018.36 | Rate Only
2023-03 | 4 | 4.0491 | United Arab Emirates | Abu Dhabi | Infrastructure | Khaleel Al Arabi St | Junction Improvements - Main Works | DMT | AECC | Award | 2023 |  | Concrete Ancillaries | G524 | Reinforcement; Deformed High Yield Steel Bars To Bs 4449 Grade B500B; Nominal Diameter 12Mm | 93 | t | AED | 4566.92 | 424723.56
2023-03 | 4 | 4.0491 | United Arab Emirates | Abu Dhabi | Infrastructure | Khaleel Al Arabi St | Junction Improvements - Main Works | DMT | AECC | Award | 2023 |  | Concrete Ancillaries | G525 | Reinforcement; Deformed High Yield Steel Bars To Bs 4449 Grade B500B; Nominal Diameter 16Mm | 93 | t | AED | 4566.92 | 424723.56
2023-03 | 4 | 4.0492 | United Arab Emirates | Abu Dhabi | Infrastructure | Khaleel Al Arabi St | Junction Improvements - Main Works | DMT | AECC | Award | 2023 |  | Concrete Ancillaries | G526 | Reinforcement; Deformed High Yield Steel Bars To Bs 4449 Grade B500B; Nominal Diameter 20Mm | 124 | t | AED | 4566.92 | 566298.08
2023-03 | 4 | 4.0492 | United Arab Emirates | Abu Dhabi | Infrastructure | Khaleel Al Arabi St | Junction Improvements - Main Works | DMT | AECC | Award | 2023 |  | Concrete Ancillaries | G527 | Reinforcement; Deformed High Yield Steel Bars To Bs 4449 Grade B500B; Nominal Diameter 25Mm | 124 | t | AED | 4566.92 | 566298.08
2023-03 | 4 | 4.0492 | United Arab Emirates | Abu Dhabi | Infrastructure | Khaleel Al Arabi St | Junction Improvements - Main Works | DMT | AECC | Award | 2023 |  | Concrete Ancillaries | G528 | Reinforcement; Deformed High Yield Steel Bars To Bs 4449 Grade B500B; Nominal Diameter 32Mm Or Greater | 186 | t | AED | 4566.92 | 849447.12
2023-03 | 4 | 4.0492 | United Arab Emirates | Abu Dhabi | Infrastructure | Khaleel Al Arabi St | Junction Improvements - Main Works | DMT | AECC | Award | 2023 |  | Concrete Ancillaries | G690 | Joints; Barrier Expansion Joints Complete Including; 15Mm Preformed Joint Filler Including Sealing Compound As Indicated On The Drawings. | 4 | Nr | AED | 8067.11 | 32268.44
2023-03 | 4 | 4.0492 | United Arab Emirates | Abu Dhabi | Infrastructure | Khaleel Al Arabi St | Junction Improvements - Main Works | DMT | AECC | Award | 2023 |  | Concrete Ancillaries | G728.1 | Post-Tensioned Prestressing; Prestressing Steel (Steel To Include For Web Coupler Arrangement As Shown In Dwgs); 15.24Mm Strand 7 Wire Low Relaxation Grade 270 Confirming To Astm A416 Grade 270; Main Web Cables; Prestressing Tendons, Inclined Or Vertical In Insitu Concrete According To Cable Profiles Shown On Dwg, Length Approx. 92M Size 28 Strands 15.2 Diameter | 18 | Nr | AED | 42532.32 | 765581.76
2023-03 | 4 | 4.0492 | United Arab Emirates | Abu Dhabi | Infrastructure | Khaleel Al Arabi St | Junction Improvements - Main Works | DMT | AECC | Award | 2023 |  | Concrete Ancillaries | G728.2 | Post-Tensioned Prestressing; Prestressing Steel (Steel To Include For Web Coupler Arrangement As Shown In Dwgs); 15.24Mm Strand 7 Wire Low Relaxation Grade 270 Confirming To Astm A416 Grade 270; Main Web Cables; Prestressing Tendons, Inclined Or Vertical In Insitu Concrete According To Cable Profiles Shown On Dwg, Length Approx. 187M Size 30 Strands 15.2 Diameter | 18 | Nr | AED | 92629.11 | 1667323.98
2023-03 | 4 | 4.0492 | United Arab Emirates | Abu Dhabi | Infrastructure | Khaleel Al Arabi St | Junction Improvements - Main Works | DMT | AECC | Award | 2023 |  | Concrete Ancillaries | G758 | Post-Tensioned Prestressing; Prestressing Steel (Steel To Include For Web Coupler Arrangement As Shown In Dwgs); 15.24Mm Strand 7 Wire Low Relaxation Grade 270 Confirming To Astm A416 Grade 270; Main Web Cables; Jacking Of Prestressing Tendons To The Force As Shown On Dwg. | 54 | Nr | AED | 2758.4 | 148953.6
2023-03 | 4 | 4.0492 | United Arab Emirates | Abu Dhabi | Infrastructure | Khaleel Al Arabi St | Junction Improvements - Main Works | DMT | AECC | Award | 2023 |  | Concrete Ancillaries | G813.1 | Concrete Accessories; Finishing Of Top Of Deck Slab Class U4 Finish | 3491 | m² | AED | 17.14 | 59835.74
2023-03 | 4 | 4.0492 | United Arab Emirates | Abu Dhabi | Infrastructure | Khaleel Al Arabi St | Junction Improvements - Main Works | DMT | AECC | Award | 2023 |  | Concrete Ancillaries | G813.2 | Concrete Accessories; Finishing Of Top Surface Of Box Girder Bottom Slab, Class U4 Finish | 1146 | m² | AED | 17.14 | 19642.44
2023-03 | 4 | 4.0492 | United Arab Emirates | Abu Dhabi | Infrastructure | Khaleel Al Arabi St | Junction Improvements - Main Works | DMT | AECC | Award | 2023 |  | Concrete Ancillaries | G823.1 | Concrete Accessories; Coating System To Exposed Concrete Surfaces Including Bridge Parapets As Per Specifications | 5778 | m² | AED | 48.4 | 279655.2
2023-03 | 4 | 4.0492 | United Arab Emirates | Abu Dhabi | Infrastructure | Khaleel Al Arabi St | Junction Improvements - Main Works | DMT | AECC | Award | 2023 |  | Concrete Ancillaries | G823.2 | Concrete Accessories; Coating System To Concrete Surfaces Inside The Concrete Box Girders | 4533 | m² | AED | 48.4 | 219397.2
2023-03 | 4 | 4.0493 | United Arab Emirates | Abu Dhabi | Infrastructure | Khaleel Al Arabi St | Junction Improvements - Main Works | DMT | AECC | Award | 2023 |  | Pipework - Pipes | I511 | Drain Water Down Take Upvc Pipes Including Fittings, Complete Fixed On Bridge Deck Or Pier;Deck Drainage Down 300Mm Minimum Dia Upvc Pipe Including Pipe Support And Necessary Fittings, Fixtures, Concrete Thrust Block Etc. Complete As Shown On Drawings | 65 | m | AED | 428.74 | 27868.1
2023-03 | 4 | 4.0493 | United Arab Emirates | Abu Dhabi | Infrastructure | Khaleel Al Arabi St | Junction Improvements - Main Works | DMT | AECC | Award | 2023 |  | Pipework - Pipes | I531 | Supply And Install Drainage Pipe Along The Ramp Including All Necessary Works, Inlet Chamber, Connection To Existing Etc. Complete As Per Drawings And Standards; Upvc Pipe 315Mm Dia | 1 | m | AED | 374.95 | Rate Only
2023-03 | 4 | 4.0493 | United Arab Emirates | Abu Dhabi | Infrastructure | Khaleel Al Arabi St | Junction Improvements - Main Works | DMT | AECC | Award | 2023 |  | Miscellaneous Work | X191 | Fences; Reinforced Concrete Single Face Bridge Barrier (Type Tl-4) Complete Including Reinforcement, Formwork & Ducts; Etc. Complete As Shown On Drawings (Coating System To Barrier Measured Separately | 559 | m | AED | 962.65 | 538121.35
2023-03 | 4 | 4.0493 | United Arab Emirates | Abu Dhabi | Infrastructure | Khaleel Al Arabi St | Junction Improvements - Main Works | DMT | AECC | Award | 2023 |  | Miscellaneous Work | X900 | Fences; Lighting Pole Corbel On The Bridges Including Concrete, Formwork, Reinforcement, Anchor Bolts, 50Mm Dia Conduit, Access Panel, Etc Complete As Shown On Drawing. | 7 | Nr | AED | 3377.22 | 23640.54
2023-03 | 4 | 4.0493 | United Arab Emirates | Abu Dhabi | Infrastructure | Khaleel Al Arabi St | Junction Improvements - Main Works | DMT | AECC | Award | 2023 |  | Miscellaneous Metalwork | N900.1 | Bearing Cover Plate; 3Mm Powder Coated Aluminium Cover Plate Including Stainless Steel Fixing Plates, Hinges And Bolts All As Shown In The Dwg | 120 | m | AED | 873.94 | 104872.8
2023-03 | 4 | 4.0493 | United Arab Emirates | Abu Dhabi | Infrastructure | Khaleel Al Arabi St | Junction Improvements - Main Works | DMT | AECC | Award | 2023 |  | Miscellaneous Metalwork | N900.2 | Bearing Cover Plate; 500Mm Dia Stainless Steel Plate For Jack Location For Bearing Replacement (At Pier & Deck) Including All As Shown In Drawing And Specification | 24 | Nr | AED | 1021.83 | 24523.92
2023-03 | 4 | 4.0493 | United Arab Emirates | Abu Dhabi | Infrastructure | Khaleel Al Arabi St | Junction Improvements - Main Works | DMT | AECC | Award | 2023 |  | Miscellaneous Metalwork | N900.3 | Bearing Cover Plate; 500Mm Dia Stainless Steel Plate For Jack Location For Bearing Replacement (At Abutment & Deck) Including All As Shown In Drawing And Specification. | 4 | Nr | AED | 1021.83 | 4087.32
2023-03 | 4 | 4.0493 | United Arab Emirates | Abu Dhabi | Infrastructure | Khaleel Al Arabi St | Junction Improvements - Main Works | DMT | AECC | Award | 2023 |  | Roads And Pavings | R160 | Geotextiles; Geotextiles Fabric As Shown On Drawings. | 48 | m² | AED | 6.61 | 317.28
2023-03 | 4 | 4.0493 | United Arab Emirates | Abu Dhabi | Infrastructure | Khaleel Al Arabi St | Junction Improvements - Main Works | DMT | AECC | Award | 2023 |  | Roads And Pavings | R194 | Sub-Bases; Aggregate Road Base; 80% Cbr; Depth 150Mm | 48 | m² | AED | 28.83 | 1383.84
2023-03 | 4 | 4.0493 | United Arab Emirates | Abu Dhabi | Infrastructure | Khaleel Al Arabi St | Junction Improvements - Main Works | DMT | AECC | Award | 2023 |  | Roads And Pavings | R322.1 | Bridge Deck Wearing Surface; Asphalt Wearing Course In Accordance With Clause 3.3 (Adqcc Specification) 40Mm Thick | 3491 | m² | AED | 44.94 | 156885.54
2023-03 | 4 | 4.0494 | United Arab Emirates | Abu Dhabi | Infrastructure | Khaleel Al Arabi St | Junction Improvements - Main Works | DMT | AECC | Award | 2023 |  | Roads And Pavings | R322.2 | Bridge Deck Wearing Surface; Asphalt Binder Course In Accordance With Clause 3.3 (Adqcc Specification) 50Mm Thick | 3491 | m² | AED | 47.5 | 165822.5
2023-03 | 4 | 4.0494 | United Arab Emirates | Abu Dhabi | Infrastructure | Khaleel Al Arabi St | Junction Improvements - Main Works | DMT | AECC | Award | 2023 |  | Roads And Pavings | R390.1 | Bridge Deck Wearing Surface; Red Colour Sand Asphalt:20Mm | 3491 | m² | AED | 124.54 | 434769.14
2023-03 | 4 | 4.0494 | United Arab Emirates | Abu Dhabi | Infrastructure | Khaleel Al Arabi St | Junction Improvements - Main Works | DMT | AECC | Award | 2023 |  | Roads And Pavings | R390.2 | Bridge Deck Wearing Surface; Tack Coat - Ss -1H | 3491 | m² | AED | 5.14 | 17943.74
2023-03 | 4 | 4.0494 | United Arab Emirates | Abu Dhabi | Infrastructure | Khaleel Al Arabi St | Junction Improvements - Main Works | DMT | AECC | Award | 2023 |  | Roads And Pavings | R380 | Bridge Deck Wearing Surface; Asphalt Regulating Layer | 73 | t | AED | 398.01 | 29054.73
2023-03 | 4 | 4.0494 | United Arab Emirates | Abu Dhabi | Infrastructure | Khaleel Al Arabi St | Junction Improvements - Main Works | DMT | AECC | Award | 2023 |  | Waterproofing | W590 | Bridge Deck Wearing Surface; Spray Applied Water Proofing Membrane | 3491 | m² | AED | 294.59 | 1028413.69
2023-03 | 4 | 4.0494 | United Arab Emirates | Abu Dhabi | Infrastructure | Khaleel Al Arabi St | Junction Improvements - Main Works | DMT | AECC | Award | 2023 |  | Earthworks | E323 | Excavation For Foundations; Excavation For Foundations; Excavation For Structures: Material Other Than Top Soil, Rock Or Artificial Hard Material For Attaining The Proposed Sub Grade, Haul Up To Stockpiles On Designated Area To Be Determined By The Department.; Excavation For Structures; Depth 0.5 - 1M. | 10 | m³ | AED | 30.33 | 303.3
2023-03 | 4 | 4.0494 | United Arab Emirates | Abu Dhabi | Infrastructure | Khaleel Al Arabi St | Junction Improvements - Main Works | DMT | AECC | Award | 2023 |  | Earthworks | E324 | Excavation For Foundations; Excavation For Foundations; Excavation For Structures: Material Other Than Top Soil, Rock Or Artificial Hard Material For Attaining The Proposed Sub Grade, Haul Up To Stockpiles On Designated Area To Be Determined By The Department.; Excavation For Structures; Depth 1 - 2M. | 10 | m³ | AED | 76.56 | 765.6
2023-03 | 4 | 4.0494 | United Arab Emirates | Abu Dhabi | Infrastructure | Khaleel Al Arabi St | Junction Improvements - Main Works | DMT | AECC | Award | 2023 |  | Earthworks | E325 | Excavation For Foundations; Excavation For Foundations; Excavation For Structures: Material Other Than Top Soil, Rock Or Artificial Hard Material For Attaining The Proposed Sub Grade, Haul Up To Stockpiles On Designated Area To Be Determined By The Department.; Excavation For Structures; Depth 2 - 5M. | 201 | m³ | AED | 164.99 | 33162.99
2023-03 | 4 | 4.0494 | United Arab Emirates | Abu Dhabi | Infrastructure | Khaleel Al Arabi St | Junction Improvements - Main Works | DMT | AECC | Award | 2023 |  | Earthworks | E335 | Excavation For Foundations; Excavation For Foundations; Excavation For Structures: Material Other Than Top Soil, Rock Or Artificial Hard Material For Attaining The Proposed Sub Grade, Haul Up To Stockpiles On Designated Area To Be Determined By The Department. | 15 | m³ | AED | 206.22 | 3093.3
2023-03 | 4 | 4.0495 | United Arab Emirates | Abu Dhabi | Infrastructure | Khaleel Al Arabi St | Junction Improvements - Main Works | DMT | AECC | Award | 2023 |  | Earthworks | E336 | Excavation For Foundations; Excavation For Foundations; Excavation For Structures: Material Other Than Top Soil, Rock Or Artificial Hard Material For Attaining The Proposed Sub Grade, Haul Up To Stockpiles On Designated Area To Be Determined By The Department.; Excavation For Foundations Rock; (Maximum Depth 2-5) | 15 | m³ | AED | 329.94 | 4949.1
2023-03 | 4 | 4.0495 | United Arab Emirates | Abu Dhabi | Infrastructure | Khaleel Al Arabi St | Junction Improvements - Main Works | DMT | AECC | Award | 2023 |  | Earthworks | E522 | Excavation Ancillaries; Preparation Of Excavated Surface To Receive Permanent Works | 78 | m² | AED | 5.66 | 441.48
2023-03 | 4 | 4.0495 | United Arab Emirates | Abu Dhabi | Infrastructure | Khaleel Al Arabi St | Junction Improvements - Main Works | DMT | AECC | Award | 2023 |  | Earthworks | E532 | Excavation Ancillaries; Disposal Of Excavated Surplus Material As Directed By The Engineer | 152 | m³ | AED | 33.36 | 5070.72
2023-03 | 4 | 4.0495 | United Arab Emirates | Abu Dhabi | Infrastructure | Khaleel Al Arabi St | Junction Improvements - Main Works | DMT | AECC | Award | 2023 |  | Earthworks | E533 | Excavation Ancillaries; Disposal Of Excavated Material; Rock | 30 | m³ | AED | 41.7 | 1251
2023-03 | 4 | 4.0495 | United Arab Emirates | Abu Dhabi | Infrastructure | Khaleel Al Arabi St | Junction Improvements - Main Works | DMT | AECC | Award | 2023 |  | Earthworks | E614 | Filling; Filling To Structure Using Suitable Excavated Material | 49 | m³ | AED | 35.2 | 1724.8
2023-03 | 4 | 4.0495 | United Arab Emirates | Abu Dhabi | Infrastructure | Khaleel Al Arabi St | Junction Improvements - Main Works | DMT | AECC | Award | 2023 |  | Earthworks | E712 | Filling Ancillaries; Trimming Of Filled Surfaces Not To Receive Permanent Work | 25 | m² | AED | 5.66 | 141.5
2023-03 | 4 | 4.0495 | United Arab Emirates | Abu Dhabi | Infrastructure | Khaleel Al Arabi St | Junction Improvements - Main Works | DMT | AECC | Award | 2023 |  | Earthworks | E722 | Filling Ancillaries; Preparation Of Filled Surfaces To Receive Permanent Work. | 62 | m² | AED | 5.66 | 350.92
2023-03 | 4 | 4.0495 | United Arab Emirates | Abu Dhabi | Infrastructure | Khaleel Al Arabi St | Junction Improvements - Main Works | DMT | AECC | Award | 2023 |  | In situ concrete | F152 | Provision Of Concrete Designed Mix; Concrete Sulphate Resisting Class 25;Src | 8 | m³ | AED | 308.73 | 2469.84
2023-03 | 4 | 4.0495 | United Arab Emirates | Abu Dhabi | Infrastructure | Khaleel Al Arabi St | Junction Improvements - Main Works | DMT | AECC | Award | 2023 |  | In situ concrete | F292 | Provision Of Concrete Designed Mix; Concrete Class 50/20; Opc | 110 | m³ | AED | 358.19 | 39400.9
2023-03 | 4 | 4.0495 | United Arab Emirates | Abu Dhabi | Infrastructure | Khaleel Al Arabi St | Junction Improvements - Main Works | DMT | AECC | Award | 2023 |  | In situ concrete | F611 | Placing Of Concrete; Mass Concrete; Blinding Concrete Thickness: Not Exceeding 150 Mm | 8 | m³ | AED | 154.42 | 1235.36
2023-03 | 4 | 4.0495 | United Arab Emirates | Abu Dhabi | Infrastructure | Khaleel Al Arabi St | Junction Improvements - Main Works | DMT | AECC | Award | 2023 |  | In situ concrete | F724 | Reinforced Concrete; Pile Caps (Concrete Class 50/20) ; Thickness: Exceeding 500 Mm | 110 | m³ | AED | 104.46 | 11490.6
2023-03 | 4 | 4.0496 | United Arab Emirates | Abu Dhabi | Infrastructure | Khaleel Al Arabi St | Junction Improvements - Main Works | DMT | AECC | Award | 2023 |  | Concrete Ancillaries | G345 | Formwork Class F2; Sides Of Footing/Pile Cap; Width: Exceeding 1.22 M | 61 | m² | AED | 281.59 | 17176.99
2023-03 | 4 | 4.0496 | United Arab Emirates | Abu Dhabi | Infrastructure | Khaleel Al Arabi St | Junction Improvements - Main Works | DMT | AECC | Award | 2023 |  | Concrete Ancillaries | G523 | Reinforcement; Deformed High Yield Steel Bars To Bs 4449 Grade B500B; Nominal Diameter 10Mm | 1 | t | AED | 5018.36 | Rate Only
2023-03 | 4 | 4.0496 | United Arab Emirates | Abu Dhabi | Infrastructure | Khaleel Al Arabi St | Junction Improvements - Main Works | DMT | AECC | Award | 2023 |  | Concrete Ancillaries | G524 | Reinforcement; Deformed High Yield Steel Bars To Bs 4449 Grade B500B; Nominal Diameter 12Mm | 1 | t | AED | 4566.92 | 4566.92
2023-03 | 4 | 4.0496 | United Arab Emirates | Abu Dhabi | Infrastructure | Khaleel Al Arabi St | Junction Improvements - Main Works | DMT | AECC | Award | 2023 |  | Concrete Ancillaries | G525 | Reinforcement; Deformed High Yield Steel Bars To Bs 4449 Grade B500B; Nominal Diameter 16Mm | 1 | t | AED | 4566.92 | 4566.92
2023-03 | 4 | 4.0496 | United Arab Emirates | Abu Dhabi | Infrastructure | Khaleel Al Arabi St | Junction Improvements - Main Works | DMT | AECC | Award | 2023 |  | Concrete Ancillaries | G526 | Reinforcement; Deformed High Yield Steel Bars To Bs 4449 Grade B500B; Nominal Diameter 20Mm | 4 | t | AED | 4566.92 | 18267.68
2023-03 | 4 | 4.0496 | United Arab Emirates | Abu Dhabi | Infrastructure | Khaleel Al Arabi St | Junction Improvements - Main Works | DMT | AECC | Award | 2023 |  | Concrete Ancillaries | G527 | Reinforcement; Deformed High Yield Steel Bars To Bs 4449 Grade B500B; Nominal Diameter 25Mm | 4 | t | AED | 4566.92 | 18267.68
2023-03 | 4 | 4.0496 | United Arab Emirates | Abu Dhabi | Infrastructure | Khaleel Al Arabi St | Junction Improvements - Main Works | DMT | AECC | Award | 2023 |  | Concrete Ancillaries | G528 | Reinforcement; Deformed High Yield Steel Bars To Bs 4449 Grade B500B; Nominal Diameter 32Mm Or Greater | 6 | t | AED | 4566.92 | 27401.52
2023-03 | 4 | 4.0496 | United Arab Emirates | Abu Dhabi | Infrastructure | Khaleel Al Arabi St | Junction Improvements - Main Works | DMT | AECC | Award | 2023 |  | Concrete Ancillaries | G813 | Concrete Accessories; Finishing Of Top Surface Of Pile Cap, Abutment Base Top, Approach Slab And Footing Class U2 Finish | 44 | m² | AED | 17.14 | 754.16
2023-03 | 4 | 4.0496 | United Arab Emirates | Abu Dhabi | Infrastructure | Khaleel Al Arabi St | Junction Improvements - Main Works | DMT | AECC | Award | 2023 |  | Piles | P151 | Bored-Cast In Place Concrete Pile Using Concrete Grade C50/20 As Specified.; Pile Diameter 900Mm; Number Of Piles | 12 | Nr | AED | 1344.52 | 16134.24
2023-03 | 4 | 4.0496 | United Arab Emirates | Abu Dhabi | Infrastructure | Khaleel Al Arabi St | Junction Improvements - Main Works | DMT | AECC | Award | 2023 |  | Piles | P152 | Bored-Cast In Place Concrete Pile Using Concrete Grade C50/20 As Specified.; Pile Diameter 900Mm; Concreted Length | 283 | m | AED | 236.43 | 66909.69
2023-03 | 4 | 4.0497 | United Arab Emirates | Abu Dhabi | Infrastructure | Khaleel Al Arabi St | Junction Improvements - Main Works | DMT | AECC | Award | 2023 |  | Piles | P153 | Bored-Cast In Place Concrete Pile Using Concrete Grade C50/20 As Specified.; Pile Diameter 900Mm; Depth Bored To Maximum Depth 20M | 271 | m | AED | 537.81 | 145746.51
2023-03 | 4 | 4.0497 | United Arab Emirates | Abu Dhabi | Infrastructure | Khaleel Al Arabi St | Junction Improvements - Main Works | DMT | AECC | Award | 2023 |  | Piling Ancillaries | Q145 | Pile Diameter 900Mm; Permanent Steel Casing For 900Mm Diameter Pile Protected With Anticorrosive Coating; Maximum Length 3 M As Specified And Shown On Drawings | 36 | m | AED | 5176.4 | 186350.4
2023-03 | 4 | 4.0497 | United Arab Emirates | Abu Dhabi | Infrastructure | Khaleel Al Arabi St | Junction Improvements - Main Works | DMT | AECC | Award | 2023 |  | Piling Ancillaries | Q175 | Pile Diameter 900Mm; Cutting Off Surplus Lengths 900Mm Dia.Piles | 12 | m | AED | 550.15 | 6601.8
2023-03 | 4 | 4.0497 | United Arab Emirates | Abu Dhabi | Infrastructure | Khaleel Al Arabi St | Junction Improvements - Main Works | DMT | AECC | Award | 2023 |  | Piling Ancillaries | Q185 | Pile Diameter 900Mm; Preparing Pile Head 900Mm Diameter | 12 | Nr | AED | 1075.62 | 12907.44
2023-03 | 4 | 4.0497 | United Arab Emirates | Abu Dhabi | Infrastructure | Khaleel Al Arabi St | Junction Improvements - Main Works | DMT | AECC | Award | 2023 |  | Piling Ancillaries | Q212.1 | Pile Reinforcement; Non Epoxy Coated, Deformed High Yield Bars; Nominal Size 25Mm. | 8 | t | AED | 5597.17 | 44777.36
2023-03 | 4 | 4.0497 | United Arab Emirates | Abu Dhabi | Infrastructure | Khaleel Al Arabi St | Junction Improvements - Main Works | DMT | AECC | Award | 2023 |  | Piling Ancillaries | Q212.2 | Pile Reinforcement; Non Epoxy Coated, Deformed High Yield Bars; Nominal Size 32Mm. | 13 | t | AED | 5093.67 | 66217.71
2023-03 | 4 | 4.0497 | United Arab Emirates | Abu Dhabi | Infrastructure | Khaleel Al Arabi St | Junction Improvements - Main Works | DMT | AECC | Award | 2023 |  | Piling Ancillaries | Q213.1 | Non Epoxy Coated, Deformed High Yield Helical Bars; Nominal Size 16Mm | 3 | t | AED | 5093.67 | 15281.01
2023-03 | 4 | 4.0497 | United Arab Emirates | Abu Dhabi | Infrastructure | Khaleel Al Arabi St | Junction Improvements - Main Works | DMT | AECC | Award | 2023 |  | Piling Ancillaries | Q213.2 | Non Epoxy Coated, Deformed High Yield Helical Bars; Nominal Size 20Mm | 3 | t | AED | 5093.67 | 15281.01
2023-03 | 4 | 4.0497 | United Arab Emirates | Abu Dhabi | Infrastructure | Khaleel Al Arabi St | Junction Improvements - Main Works | DMT | AECC | Award | 2023 |  | Piling Ancillaries | Q81* | Pile Tests; Static Load Test According To Specifications For 900Mm Diameter Pile - Working/ Non Working Pile. | 2 | Nr | AED | 60503.34 | 121006.68
2023-03 | 4 | 4.0498 | United Arab Emirates | Abu Dhabi | Infrastructure | Khaleel Al Arabi St | Junction Improvements - Main Works | DMT | AECC | Award | 2023 |  | Piling Ancillaries | Q81* | Pile Tests; High Strain Dynamic Load Test According To Specifications For 900Mm Diameter Pile - Working Pile. | 1 | Nr | AED | 33612.97 | 33612.97
2023-03 | 4 | 4.0498 | United Arab Emirates | Abu Dhabi | Infrastructure | Khaleel Al Arabi St | Junction Improvements - Main Works | DMT | AECC | Award | 2023 |  | Piling Ancillaries | Q840.1 | Pile Tests; Non-Destructive Test By Cross Hole Sonic Logging According To Specifications For 900Mm Diameter Pile - Working/ Non Working Pile. | 3 | Nr | AED | 6722.59 | 20167.77
2023-03 | 4 | 4.0498 | United Arab Emirates | Abu Dhabi | Infrastructure | Khaleel Al Arabi St | Junction Improvements - Main Works | DMT | AECC | Award | 2023 |  | Piling Ancillaries | Q840.2 | Pile Tests; Non-Destructive Test By Sonic Integrity According To Specifications For 900Mm Diameter Pile - Working/ Non Working Pile. | 2 | Nr | AED | 40.34 | 80.68
2023-03 | 4 | 4.0498 | United Arab Emirates | Abu Dhabi | Infrastructure | Khaleel Al Arabi St | Junction Improvements - Main Works | DMT | AECC | Award | 2023 |  | Piling Ancillaries | Q840.3 | Pile Tests; Calliper Logging Of Pile Bore In Accordance With Specification For 900Mm Dia. Pile - Working/ Non Working Pile. | 3 | Nr | AED | 3361.3 | 10083.9
2023-03 | 4 | 4.0498 | United Arab Emirates | Abu Dhabi | Infrastructure | Khaleel Al Arabi St | Junction Improvements - Main Works | DMT | AECC | Award | 2023 |  | Waterproofing | W239 | Self Adhesive Rubber / Bitumen 1.5Mm Thick; Tanking Self Adhesive Waterproofing Membrane To Buried Concrete | 134 | m² | AED | 87.39 | 11710.26
2023-03 | 4 | 4.0498 | United Arab Emirates | Abu Dhabi | Infrastructure | Khaleel Al Arabi St | Junction Improvements - Main Works | DMT | AECC | Award | 2023 |  | Waterproofing | W429 | Self Adhesive Rubber / Bitumen 1.5Mm Thick; Protection To Waterproofing Membrane Not Less Than 6Mm Thick | 61 | m² | AED | 74.44 | 4540.84
2023-03 | 4 | 4.0498 | United Arab Emirates | Abu Dhabi | Infrastructure | Khaleel Al Arabi St | Junction Improvements - Main Works | DMT | AECC | Award | 2023 |  | Waterproofing | W449 | Self Adhesive Rubber / Bitumen 1.5Mm Thick; 50Mm Screed For Waterproofing Membrane. | 74 | m² | AED | 29.95 | 2216.3
2023-03 | 4 | 4.0498 | United Arab Emirates | Abu Dhabi | Infrastructure | Khaleel Al Arabi St | Junction Improvements - Main Works | DMT | AECC | Award | 2023 |  | In situ concrete | F152 | Provision Of Concrete Designed Mix; Concrete Sulphate Resisting Class 25;Src | 7 | m³ | AED | 308.73 | 2161.11
2023-03 | 4 | 4.0498 | United Arab Emirates | Abu Dhabi | Infrastructure | Khaleel Al Arabi St | Junction Improvements - Main Works | DMT | AECC | Award | 2023 |  | In situ concrete | F292 | Provision Of Concrete Designed Mix; Concrete Class 40/20; Opc | 381 | m³ | AED | 355.37 | 135395.97
2023-03 | 4 | 4.0498 | United Arab Emirates | Abu Dhabi | Infrastructure | Khaleel Al Arabi St | Junction Improvements - Main Works | DMT | AECC | Award | 2023 |  | In situ concrete | F611 | Placing Of Concrete; Mass Concrete; Blinding Concrete Thickness: Not Exceeding 150 Mm | 7 | m³ | AED | 154.42 | 1080.94
2023-03 | 4 | 4.0499 | United Arab Emirates | Abu Dhabi | Infrastructure | Khaleel Al Arabi St | Junction Improvements - Main Works | DMT | AECC | Award | 2023 |  | In situ concrete | F742 | Reinforced Concrete; Abutment Walls, Wing Walls & Curtain Walls (Concrete Class 40/20); Thickness: 150-300 Mm | 7 | m³ | AED | 121.32 | 849.24
2023-03 | 4 | 4.0499 | United Arab Emirates | Abu Dhabi | Infrastructure | Khaleel Al Arabi St | Junction Improvements - Main Works | DMT | AECC | Award | 2023 |  | In situ concrete | F743 | Reinforced Concrete; Abutment Walls, Wing Walls & Curtain Walls (Concrete Class 40/20); Thickness: 300-500 Mm | 45 | m³ | AED | 110.4 | 4968
2023-03 | 4 | 4.0499 | United Arab Emirates | Abu Dhabi | Infrastructure | Khaleel Al Arabi St | Junction Improvements - Main Works | DMT | AECC | Award | 2023 |  | In situ concrete | F744 | Reinforced Concrete; Abutment Walls, Wing Walls & Curtain Walls (Concrete Class 40/20); Thickness: Exceeding 500 Mm | 299 | m³ | AED | 110.4 | 33009.6
2023-03 | 4 | 4.0499 | United Arab Emirates | Abu Dhabi | Infrastructure | Khaleel Al Arabi St | Junction Improvements - Main Works | DMT | AECC | Award | 2023 |  | In situ concrete | F733 | Approach Slab (Concrete Class 40/20); Thickness: 300-500 Mm | 30 | m³ | AED | 104.46 | 3133.8
2023-03 | 4 | 4.0499 | United Arab Emirates | Abu Dhabi | Infrastructure | Khaleel Al Arabi St | Junction Improvements - Main Works | DMT | AECC | Award | 2023 |  | Concrete Ancillaries | G245 | Formwork Class F3; Exposed Vertical Sides Of Abutment & Wing Wall; Width: Exceeding 1.22 M | 197 | m² | AED | 323.85 | 63798.45
2023-03 | 4 | 4.0499 | United Arab Emirates | Abu Dhabi | Infrastructure | Khaleel Al Arabi St | Junction Improvements - Main Works | DMT | AECC | Award | 2023 |  | Concrete Ancillaries | G345. | Formwork Class F2; Sides Of Abutment, Curtain Wall & Wing Wall; Width: Exceeding 1.22 M | 213 | m² | AED | 380.32 | 81008.16
2023-03 | 4 | 4.0499 | United Arab Emirates | Abu Dhabi | Infrastructure | Khaleel Al Arabi St | Junction Improvements - Main Works | DMT | AECC | Award | 2023 |  | Concrete Ancillaries | G375 | Formwork Class F2; Sides Of Abutment, Curtain Wall & Wing Wall; Opening In Abutment Wall Size 800 X 1000 Mm As Shown In Drawing ; In Various Abutment Side Wall Thickness | 2 | Nr | AED | 673.26 | 1346.52
2023-03 | 4 | 4.0499 | United Arab Emirates | Abu Dhabi | Infrastructure | Khaleel Al Arabi St | Junction Improvements - Main Works | DMT | AECC | Award | 2023 |  | Concrete Ancillaries | G344 | Sides Of Approach Slab; Width: 0.4 - 1.22 M | 13 | m² | AED | 144.87 | 1883.31
2023-03 | 4 | 4.0499 | United Arab Emirates | Abu Dhabi | Infrastructure | Khaleel Al Arabi St | Junction Improvements - Main Works | DMT | AECC | Award | 2023 |  | Concrete Ancillaries | G523 | Reinforcement; Deformed High Yield Steel Bars To Bs 4449 Grade B500B; Nominal Diameter 10Mm | 1 | t | AED | 5018.36 | Rate Only
2023-03 | 4 | 4.0499 | United Arab Emirates | Abu Dhabi | Infrastructure | Khaleel Al Arabi St | Junction Improvements - Main Works | DMT | AECC | Award | 2023 |  | Concrete Ancillaries | G524 | Reinforcement; Deformed High Yield Steel Bars To Bs 4449 Grade B500B; Nominal Diameter 12Mm | 9 | t | AED | 4566.92 | 41102.28
2023-03 | 4 | 4.0499 | United Arab Emirates | Abu Dhabi | Infrastructure | Khaleel Al Arabi St | Junction Improvements - Main Works | DMT | AECC | Award | 2023 |  | Concrete Ancillaries | G525 | Reinforcement; Deformed High Yield Steel Bars To Bs 4449 Grade B500B; Nominal Diameter 16Mm | 9 | t | AED | 4566.92 | 41102.28
2023-03 | 4 | 4.05 | United Arab Emirates | Abu Dhabi | Infrastructure | Khaleel Al Arabi St | Junction Improvements - Main Works | DMT | AECC | Award | 2023 |  | Concrete Ancillaries | G526 | Reinforcement; Deformed High Yield Steel Bars To Bs 4449 Grade B500B; Nominal Diameter 20Mm | 12 | t | AED | 4566.92 | 54803.04
2023-03 | 4 | 4.05 | United Arab Emirates | Abu Dhabi | Infrastructure | Khaleel Al Arabi St | Junction Improvements - Main Works | DMT | AECC | Award | 2023 |  | Concrete Ancillaries | G527 | Reinforcement; Deformed High Yield Steel Bars To Bs 4449 Grade B500B; Nominal Diameter 25Mm | 12 | t | AED | 4566.92 | 54803.04
2023-03 | 4 | 4.05 | United Arab Emirates | Abu Dhabi | Infrastructure | Khaleel Al Arabi St | Junction Improvements - Main Works | DMT | AECC | Award | 2023 |  | Concrete Ancillaries | G528 | Reinforcement; Deformed High Yield Steel Bars To Bs; Nominal Diameter 32Mm Or Greater 4449 Grade B500B | 17 | t | AED | 4566.92 | 77637.64
2023-03 | 4 | 4.05 | United Arab Emirates | Abu Dhabi | Infrastructure | Khaleel Al Arabi St | Junction Improvements - Main Works | DMT | AECC | Award | 2023 |  | Concrete Ancillaries | G670 | Joints; Sawed Groove In Approach Slab As Shown On Drawings. | 18 | m | AED | 72.99 | 1313.82
2023-03 | 4 | 4.05 | United Arab Emirates | Abu Dhabi | Infrastructure | Khaleel Al Arabi St | Junction Improvements - Main Works | DMT | AECC | Award | 2023 |  | Concrete Ancillaries | G690.1 | Joints; Joint In Approach Slab; 15Mm Preformed Joint Filler Including Sealant As Shown On Drawings. | 32 | m | AED | 292.43 | 9357.76
2023-03 | 4 | 4.05 | United Arab Emirates | Abu Dhabi | Infrastructure | Khaleel Al Arabi St | Junction Improvements - Main Works | DMT | AECC | Award | 2023 |  | Concrete Ancillaries | G690.2 | Joints; Bridge 'Expansion Joints' Complete As Detailed On Drawing At Abutments. | 15 | m | AED | 7394.85 | 110922.75
2023-03 | 4 | 4.05 | United Arab Emirates | Abu Dhabi | Infrastructure | Khaleel Al Arabi St | Junction Improvements - Main Works | DMT | AECC | Award | 2023 |  | Concrete Ancillaries | G899 | Concrete Accessories; Formation And Finishing Of 100Mm Ø Half Round Drainage Channel With Min 0.35% Fall To Outlet As Indicated On The Drawing | 15 | m | AED | 137.09 | 2056.35
2023-03 | 4 | 4.05 | United Arab Emirates | Abu Dhabi | Infrastructure | Khaleel Al Arabi St | Junction Improvements - Main Works | DMT | AECC | Award | 2023 |  | Concrete Ancillaries | G813.1 | Concrete Accessories; Finishing Of Top Surface Of Approach Slab; Finishing Of Top Surface Of Approach Slab | 60 | m² | AED | 17.14 | 1028.4
2023-03 | 4 | 4.05 | United Arab Emirates | Abu Dhabi | Infrastructure | Khaleel Al Arabi St | Junction Improvements - Main Works | DMT | AECC | Award | 2023 |  | Concrete Ancillaries | G813.2 | Concrete Accessories; Finishing Of Top Surface Of Abutment Wall Top | 53 | m² | AED | 17.14 | 908.42
2023-03 | 4 | 4.05 | United Arab Emirates | Abu Dhabi | Infrastructure | Khaleel Al Arabi St | Junction Improvements - Main Works | DMT | AECC | Award | 2023 |  | Concrete Ancillaries | G823.1 | Concrete Accessories; Coating System To Exposed Concrete Surfaces Including Bridge Parapets As Per Specifications | 286 | m² | AED | 48.4 | 13842.4
2023-03 | 4 | 4.0501 | United Arab Emirates | Abu Dhabi | Infrastructure | Khaleel Al Arabi St | Junction Improvements - Main Works | DMT | AECC | Award | 2023 |  | Concrete Ancillaries | G823.2 | Concrete Accessories; Coating System To Concrete Surfaces At Expansion Joint Locations | 47 | m² | AED | 48.4 | 2274.8
2023-03 | 4 | 4.0501 | United Arab Emirates | Abu Dhabi | Infrastructure | Khaleel Al Arabi St | Junction Improvements - Main Works | DMT | AECC | Award | 2023 |  | Pipework - Pipes | I511.1 | 150Mm Diameter Pvc Perforated Pipe Behind Abutment As Shown On Drawings. | 3 | m | AED | 208.84 | 626.52
2023-03 | 4 | 4.0501 | United Arab Emirates | Abu Dhabi | Infrastructure | Khaleel Al Arabi St | Junction Improvements - Main Works | DMT | AECC | Award | 2023 |  | Pipework - Pipes | I511.2 | Upvc 100 Dia Gallery Drain Pipe As Shown In The Drawings | 8 | m | AED | 259.78 | 2078.24
2023-03 | 4 | 4.0501 | United Arab Emirates | Abu Dhabi | Infrastructure | Khaleel Al Arabi St | Junction Improvements - Main Works | DMT | AECC | Award | 2023 |  | Waterproofing | W239 | Self Adhesive Rubber / Bitumen 1.5Mm Thick; Tanking Self Adhesive Waterproofing Membrane To Buried Concrete | 509 | m² | AED | 87.39 | 44481.51
2023-03 | 4 | 4.0501 | United Arab Emirates | Abu Dhabi | Infrastructure | Khaleel Al Arabi St | Junction Improvements - Main Works | DMT | AECC | Award | 2023 |  | Waterproofing | W429 | Self Adhesive Rubber / Bitumen 1.5Mm Thick; Protection To Waterproofing Membrane Not Less Than 6Mm Thick | 318 | m² | AED | 74.44 | 23671.92
2023-03 | 4 | 4.0501 | United Arab Emirates | Abu Dhabi | Infrastructure | Khaleel Al Arabi St | Junction Improvements - Main Works | DMT | AECC | Award | 2023 |  | Waterproofing | W449 | Self Adhesive Rubber / Bitumen 1.5Mm Thick; 50Mm Screed For Waterproofing Membrane. | 192 | m² | AED | 32.92 | 6320.64
2023-03 | 4 | 4.0501 | United Arab Emirates | Abu Dhabi | Infrastructure | Khaleel Al Arabi St | Junction Improvements - Main Works | DMT | AECC | Award | 2023 |  | Earthworks | E323 | Excavation For Foundations; Excavation For Structures: Material Other Than Top Soil, Rock Or Artificial Hard Material For Attaining The Proposed Sub Grade, Haul Up To Stockpiles On Designated Area To Be Determined By The Department.; Excavation For Structures; Depth 0.5 - 1M. | 10 | m³ | AED | 30.33 | 303.3
2023-03 | 4 | 4.0501 | United Arab Emirates | Abu Dhabi | Infrastructure | Khaleel Al Arabi St | Junction Improvements - Main Works | DMT | AECC | Award | 2023 |  | Earthworks | E324 | Excavation For Foundations; Excavation For Structures: Material Other Than Top Soil, Rock Or Artificial Hard Material For Attaining The Proposed Sub Grade, Haul Up To Stockpiles On Designated Area To Be Determined By The Department.; Excavation For Structures; Depth 1 - 2M. | 10 | m³ | AED | 76.56 | 765.6
2023-03 | 4 | 4.0501 | United Arab Emirates | Abu Dhabi | Infrastructure | Khaleel Al Arabi St | Junction Improvements - Main Works | DMT | AECC | Award | 2023 |  | Earthworks | E325 | Excavation For Foundations; Excavation For Structures: Material Other Than Top Soil, Rock Or Artificial Hard Material For Attaining The Proposed Sub Grade, Haul Up To Stockpiles On Designated Area To Be Determined By The Department. | 828 | m³ | AED | 164.99 | 136611.72
2023-03 | 4 | 4.0502 | United Arab Emirates | Abu Dhabi | Infrastructure | Khaleel Al Arabi St | Junction Improvements - Main Works | DMT | AECC | Award | 2023 |  | Earthworks | E335 | Excavation For Foundations; Excavation For Structures: Material Other Than Top Soil, Rock Or Artificial Hard Material For Attaining The Proposed Sub Grade, Haul Up To Stockpiles On Designated Area To Be Determined By The Department. Excavation For Foundations Rock; (Maximum Depth 2-5) | 10 | m³ | AED | 206.22 | 2062.2
2023-03 | 4 | 4.0502 | United Arab Emirates | Abu Dhabi | Infrastructure | Khaleel Al Arabi St | Junction Improvements - Main Works | DMT | AECC | Award | 2023 |  | Earthworks | E336 | Excavation For Foundations; Excavation For Structures: Material Other Than Top Soil, Rock Or Artificial Hard Material For Attaining The Proposed Sub Grade, Haul Up To Stockpiles On Designated Area To Be Determined By The Department.; Excavation For Foundations Rock; (Maximum Depth 5-10) | 10 | m³ | AED | 329.94 | 3299.4
2023-03 | 4 | 4.0502 | United Arab Emirates | Abu Dhabi | Infrastructure | Khaleel Al Arabi St | Junction Improvements - Main Works | DMT | AECC | Award | 2023 |  | Earthworks | E522 | Excavation Ancillaries; Preparation Of Excavated Surface To Receive Permanent Works | 228 | m² | AED | 5.66 | 1290.48
2023-03 | 4 | 4.0502 | United Arab Emirates | Abu Dhabi | Infrastructure | Khaleel Al Arabi St | Junction Improvements - Main Works | DMT | AECC | Award | 2023 |  | Earthworks | E532 | Excavation Ancillaries; Disposal Of Excavated Surplus Material As Directed By The Engineer | 599 | m³ | AED | 33.36 | 19982.64
2023-03 | 4 | 4.0502 | United Arab Emirates | Abu Dhabi | Infrastructure | Khaleel Al Arabi St | Junction Improvements - Main Works | DMT | AECC | Award | 2023 |  | Earthworks | E533 | Excavation Ancillaries; Disposal Of Excavated Material; Rock | 20 | m³ | AED | 41.7 | 834
2023-03 | 4 | 4.0502 | United Arab Emirates | Abu Dhabi | Infrastructure | Khaleel Al Arabi St | Junction Improvements - Main Works | DMT | AECC | Award | 2023 |  | Earthworks | E614 | Filling; Filling To Structure Using Suitable Excavated Material | 228 | m³ | AED | 35.2 | 8025.6
2023-03 | 4 | 4.0502 | United Arab Emirates | Abu Dhabi | Infrastructure | Khaleel Al Arabi St | Junction Improvements - Main Works | DMT | AECC | Award | 2023 |  | Earthworks | E712 | Filling Ancillaries; Trimming Of Filled Surfaces Not To Receive Permanent Work | 176 | m² | AED | 5.66 | 996.16
2023-03 | 4 | 4.0502 | United Arab Emirates | Abu Dhabi | Infrastructure | Khaleel Al Arabi St | Junction Improvements - Main Works | DMT | AECC | Award | 2023 |  | In situ concrete | F152 | Provision Of Concrete Designed Mix; Concrete Sulphate Resisting Class 25;Src | 23 | m³ | AED | 308.73 | 7100.79
2023-03 | 4 | 4.0502 | United Arab Emirates | Abu Dhabi | Infrastructure | Khaleel Al Arabi St | Junction Improvements - Main Works | DMT | AECC | Award | 2023 |  | In situ concrete | F292 | Provision Of Concrete Designed Mix; Concrete Class 50/20; Opc | 537 | m³ | AED | 358.19 | 192348.03
2023-03 | 4 | 4.0502 | United Arab Emirates | Abu Dhabi | Infrastructure | Khaleel Al Arabi St | Junction Improvements - Main Works | DMT | AECC | Award | 2023 |  | In situ concrete | F611 | Placing Of Concrete; Mass Concrete; Blinding Concrete Thickness: Not Exceeding 150 Mm | 23 | m³ | AED | 154.42 | 3551.66
2023-03 | 4 | 4.0503 | United Arab Emirates | Abu Dhabi | Infrastructure | Khaleel Al Arabi St | Junction Improvements - Main Works | DMT | AECC | Award | 2023 |  | In situ concrete | F724 | Reinforced Concrete; Pile Caps (Concrete Class 50/20); Thickness: Exceeding 500 Mm | 537 | m³ | AED | 104.46 | 56095.02
2023-03 | 4 | 4.0503 | United Arab Emirates | Abu Dhabi | Infrastructure | Khaleel Al Arabi St | Junction Improvements - Main Works | DMT | AECC | Award | 2023 |  | Concrete Ancillaries | G345 | Formwork Class F2; Sides Of Footing/Pile Cap; Width: Exceeding 1.22 M | 333 | m² | AED | 281.59 | 93769.47
2023-03 | 4 | 4.0503 | United Arab Emirates | Abu Dhabi | Infrastructure | Khaleel Al Arabi St | Junction Improvements - Main Works | DMT | AECC | Award | 2023 |  | Concrete Ancillaries | G523 | Reinforcement; Deformed High Yield Steel Bars To Bs 4449 Grade B500B; Nominal Diameter 10Mm | 1 | t | AED | 5018.36 | Rate Only
2023-03 | 4 | 4.0503 | United Arab Emirates | Abu Dhabi | Infrastructure | Khaleel Al Arabi St | Junction Improvements - Main Works | DMT | AECC | Award | 2023 |  | Concrete Ancillaries | G524 | Reinforcement; Deformed High Yield Steel Bars To Bs 4449 Grade B500B; Nominal Diameter 12Mm | 1 | t | AED | 4566.92 | Rate Only
2023-03 | 4 | 4.0503 | United Arab Emirates | Abu Dhabi | Infrastructure | Khaleel Al Arabi St | Junction Improvements - Main Works | DMT | AECC | Award | 2023 |  | Concrete Ancillaries | G525 | Reinforcement; Deformed High Yield Steel Bars To Bs 4449 Grade B500B; Nominal Diameter 16Mm | 14 | t | AED | 4566.92 | 63936.88
2023-03 | 4 | 4.0503 | United Arab Emirates | Abu Dhabi | Infrastructure | Khaleel Al Arabi St | Junction Improvements - Main Works | DMT | AECC | Award | 2023 |  | Concrete Ancillaries | G526 | Reinforcement; Deformed High Yield Steel Bars To Bs 4449 Grade B500B; Nominal Diameter 20Mm | 5 | t | AED | 4566.92 | 22834.6
2023-03 | 4 | 4.0503 | United Arab Emirates | Abu Dhabi | Infrastructure | Khaleel Al Arabi St | Junction Improvements - Main Works | DMT | AECC | Award | 2023 |  | Concrete Ancillaries | G527 | Reinforcement; Deformed High Yield Steel Bars To Bs 4449 Grade B500Bnominal Diameter 25Mm | 13 | t | AED | 4566.92 | 59369.96
2023-03 | 4 | 4.0503 | United Arab Emirates | Abu Dhabi | Infrastructure | Khaleel Al Arabi St | Junction Improvements - Main Works | DMT | AECC | Award | 2023 |  | Concrete Ancillaries | G528 | Reinforcement; Deformed High Yield Steel Bars To Bs 4449 Grade B500B; Nominal Diameter 32Mm Or Greater | 107 | t | AED | 4566.92 | 488660.44
2023-03 | 4 | 4.0503 | United Arab Emirates | Abu Dhabi | Infrastructure | Khaleel Al Arabi St | Junction Improvements - Main Works | DMT | AECC | Award | 2023 |  | Concrete Ancillaries | G813 | Concrete Accessories; Finishing Of Top Surface Of Pile Cap, Class U2 Finish | 177 | m² | AED | 17.14 | 3033.78
2023-03 | 4 | 4.0503 | United Arab Emirates | Abu Dhabi | Infrastructure | Khaleel Al Arabi St | Junction Improvements - Main Works | DMT | AECC | Award | 2023 |  | Piles | P161 | Bored-Cast In Place Concrete Pile Using Concrete Grade C50/20 As Specified.; Pile Diameter 1200Mm | 6 | Nr | AED | 2016.78 | 12100.68
2023-03 | 4 | 4.0503 | United Arab Emirates | Abu Dhabi | Infrastructure | Khaleel Al Arabi St | Junction Improvements - Main Works | DMT | AECC | Award | 2023 |  | Piles | P162 | Bored-Cast In Place Concrete Pile Using Concrete Grade C50/20 As Specified.; Concreted Length | 195 | m | AED | 407.24 | 79411.8
2023-03 | 4 | 4.0504 | United Arab Emirates | Abu Dhabi | Infrastructure | Khaleel Al Arabi St | Junction Improvements - Main Works | DMT | AECC | Award | 2023 |  | Piles | P163 | Bored-Cast In Place Concrete Pile Using Concrete Grade C50/20 As Specified.; Depth Bored To Maximum Depth 20M | 189 | m | AED | 672.26 | 127057.14
2023-03 | 4 | 4.0504 | United Arab Emirates | Abu Dhabi | Infrastructure | Khaleel Al Arabi St | Junction Improvements - Main Works | DMT | AECC | Award | 2023 |  | Piles | P171 | Pile Diameter 1800Mm; Number Of Piles | 12 | Nr | AED | 4705.82 | 56469.84
2023-03 | 4 | 4.0504 | United Arab Emirates | Abu Dhabi | Infrastructure | Khaleel Al Arabi St | Junction Improvements - Main Works | DMT | AECC | Award | 2023 |  | Piles | P172 | Pile Diameter 1800Mm; Concreted Length | 309 | m | AED | 895.29 | 276644.61
2023-03 | 4 | 4.0504 | United Arab Emirates | Abu Dhabi | Infrastructure | Khaleel Al Arabi St | Junction Improvements - Main Works | DMT | AECC | Award | 2023 |  | Piles | P173 | Pile Diameter 1800Mm; Depth Bored To Maximum Depth 20M | 297 | m | AED | 1008.39 | 299491.83
2023-03 | 4 | 4.0504 | United Arab Emirates | Abu Dhabi | Infrastructure | Khaleel Al Arabi St | Junction Improvements - Main Works | DMT | AECC | Award | 2023 |  | Piling Ancillaries | Q146 | Pile Diameter 1200Mm; Permanent Steel Casing For 1200Mm Diameter Pile Protected With Anticorrosive Coating; Maximum Length 3 M As Specified And Shown On Drawings | 21 | m | AED | 6184.79 | 129880.59
2023-03 | 4 | 4.0504 | United Arab Emirates | Abu Dhabi | Infrastructure | Khaleel Al Arabi St | Junction Improvements - Main Works | DMT | AECC | Award | 2023 |  | Piling Ancillaries | Q176 | Pile Diameter 1200Mm; Cutting Off Surplus Lengths 1200Mm Dia.Piles | 7 | m | AED | 733.53 | 5134.71
2023-03 | 4 | 4.0504 | United Arab Emirates | Abu Dhabi | Infrastructure | Khaleel Al Arabi St | Junction Improvements - Main Works | DMT | AECC | Award | 2023 |  | Piling Ancillaries | Q186 | Pile Diameter 1200Mm; Preparing Pile Head 1200Mm Diameter | 7 | Nr | AED | 1344.52 | 9411.64
2023-03 | 4 | 4.0504 | United Arab Emirates | Abu Dhabi | Infrastructure | Khaleel Al Arabi St | Junction Improvements - Main Works | DMT | AECC | Award | 2023 |  | Piling Ancillaries | Q147 | Pile Diameter 1800Mm; Permanent Steel Casing For 1800Mm Diameter Pile Protected With Anticorrosive Coating; Maximum Length 3 M As Specified And Shown On Drawings | 39 | m | AED | 8174.67 | 318812.13
2023-03 | 4 | 4.0504 | United Arab Emirates | Abu Dhabi | Infrastructure | Khaleel Al Arabi St | Junction Improvements - Main Works | DMT | AECC | Award | 2023 |  | Piling Ancillaries | Q177 | Pile Diameter 1800Mm; Cutting Off Surplus Lengths 1800Mm Dia.Piles | 13 | m | AED | 1100.3 | 14303.9
2023-03 | 4 | 4.0504 | United Arab Emirates | Abu Dhabi | Infrastructure | Khaleel Al Arabi St | Junction Improvements - Main Works | DMT | AECC | Award | 2023 |  | Piling Ancillaries | Q187 | Pile Diameter 1800Mm; Preparing Pile Head 1800Mm Diameter | 13 | Nr | AED | 2420.13 | 31461.69
2023-03 | 4 | 4.0505 | United Arab Emirates | Abu Dhabi | Infrastructure | Khaleel Al Arabi St | Junction Improvements - Main Works | DMT | AECC | Award | 2023 |  | Piling Ancillaries | Q212.1 | Pile Reinforcement; Non Epoxy Coated, Deformed High Yield Bars; Nominal Size 25Mm. | 49 | t | AED | 5597.17 | 274261.33
2023-03 | 4 | 4.0505 | United Arab Emirates | Abu Dhabi | Infrastructure | Khaleel Al Arabi St | Junction Improvements - Main Works | DMT | AECC | Award | 2023 |  | Piling Ancillaries | Q212.2 | Pile Reinforcement; Non Epoxy Coated, Deformed High Yield Bars; Nominal Size 32Mm. | 82 | t | AED | 5093.67 | 417680.94
2023-03 | 4 | 4.0505 | United Arab Emirates | Abu Dhabi | Infrastructure | Khaleel Al Arabi St | Junction Improvements - Main Works | DMT | AECC | Award | 2023 |  | Piling Ancillaries | Q213.1 | Non Epoxy Coated, Deformed High Yield Helical Bars; Nominal Size 16Mm | 17 | t | AED | 5093.67 | 86592.39
2023-03 | 4 | 4.0505 | United Arab Emirates | Abu Dhabi | Infrastructure | Khaleel Al Arabi St | Junction Improvements - Main Works | DMT | AECC | Award | 2023 |  | Piling Ancillaries | Q213.2 | Non Epoxy Coated, Def; Nominal Size 20Mmormed High Yield Helical Bars | 17 | t | AED | 5093.67 | 86592.39
2023-03 | 4 | 4.0505 | United Arab Emirates | Abu Dhabi | Infrastructure | Khaleel Al Arabi St | Junction Improvements - Main Works | DMT | AECC | Award | 2023 |  | Piling Ancillaries | Q81* | Pile Tests; Static Load Test According To Specifications For 1200Mm Diameter Pile - Working/ Non Working Pile. | 4 | Nr | AED | 100838.9 | 403355.6
2023-03 | 4 | 4.0505 | United Arab Emirates | Abu Dhabi | Infrastructure | Khaleel Al Arabi St | Junction Improvements - Main Works | DMT | AECC | Award | 2023 |  | Piling Ancillaries | Q81* | Pile Tests; High Strain Dynamic Load Test According To Specifications For 1200Mm Diameter Pile - Working Pile. | 1 | Nr | AED | 67225.93 | 67225.93
2023-03 | 4 | 4.0505 | United Arab Emirates | Abu Dhabi | Infrastructure | Khaleel Al Arabi St | Junction Improvements - Main Works | DMT | AECC | Award | 2023 |  | Piling Ancillaries | Q840.1 | Pile Tests; Non-Destructive Test By Cross Hole Sonic Logging According To Specifications For 1200Mm Diameter Pile - Working/ Non Working Pile. | 4 | Nr | AED | 6722.59 | 26890.36
2023-03 | 4 | 4.0505 | United Arab Emirates | Abu Dhabi | Infrastructure | Khaleel Al Arabi St | Junction Improvements - Main Works | DMT | AECC | Award | 2023 |  | Piling Ancillaries | Q840.2 | Pile Tests; Non-Destructive Test By Low Strain Integrity According To Specifications For 1200Mm Diameter Pile - Working/ Non Working Pile. | 2 | Nr | AED | 67.23 | 134.46
2023-03 | 4 | 4.0505 | United Arab Emirates | Abu Dhabi | Infrastructure | Khaleel Al Arabi St | Junction Improvements - Main Works | DMT | AECC | Award | 2023 |  | Piling Ancillaries | Q840.3 | Pile Tests; Calliper Logging Of Pile Bore In Accordance With Specification For 1200Mm Dia. Pile - Working/ Non Working Pile. | 4 | Nr | AED | 4033.55 | 16134.2
2023-03 | 4 | 4.0506 | United Arab Emirates | Abu Dhabi | Infrastructure | Khaleel Al Arabi St | Junction Improvements - Main Works | DMT | AECC | Award | 2023 |  | Piling Ancillaries | Q81* | Pile Tests Static Load Test According To Specifications For 1800Mm Diameter Pile - Working/ Non Working Pile. | 2 | Nr | AED | 141174.47 | 282348.94
2023-03 | 4 | 4.0506 | United Arab Emirates | Abu Dhabi | Infrastructure | Khaleel Al Arabi St | Junction Improvements - Main Works | DMT | AECC | Award | 2023 |  | Piling Ancillaries | Q81* | Pile Tests; High Strain Dynamic Load Test According To Specifications For 1800Mm Diameter Pile - Working Pile. | 1 | Nr | AED | 119662.16 | 119662.16
2023-03 | 4 | 4.0506 | United Arab Emirates | Abu Dhabi | Infrastructure | Khaleel Al Arabi St | Junction Improvements - Main Works | DMT | AECC | Award | 2023 |  | Piling Ancillaries | Q840.4 | Pile Tests; Non-Destructive Test By Cross Hole Sonic Logging According To Specifications For 1800Mm Diameter Pile - Working/ Non Working Pile. | 1 | Nr | AED | 8067.11 | 8067.11
2023-03 | 4 | 4.0506 | United Arab Emirates | Abu Dhabi | Infrastructure | Khaleel Al Arabi St | Junction Improvements - Main Works | DMT | AECC | Award | 2023 |  | Piling Ancillaries | Q840.5 | Pile Tests; Non-Destructive Test By Low Strain Integrity According To Specifications For 1800Mm Diameter Pile - Working/ Non Working Pile. | 2 | Nr | AED | 67.23 | 134.46
2023-03 | 4 | 4.0506 | United Arab Emirates | Abu Dhabi | Infrastructure | Khaleel Al Arabi St | Junction Improvements - Main Works | DMT | AECC | Award | 2023 |  | Piling Ancillaries | Q840.6 | Pile Tests; Calliper Logging Of Pile Bore In Accordance With Specification For 1800Mm Dia. Pile - Working/ Non Working Pile. | 2 | Nr | AED | 6722.59 | 13445.18
2023-03 | 4 | 4.0506 | United Arab Emirates | Abu Dhabi | Infrastructure | Khaleel Al Arabi St | Junction Improvements - Main Works | DMT | AECC | Award | 2023 |  | Waterproofing | W239 | Self Adhesive Rubber / Bitumen 1.5Mm Thick; Tanking Self Adhesive Waterproofing Membrane To Buried Concrete | 704 | m² | AED | 87.39 | 61522.56
2023-03 | 4 | 4.0506 | United Arab Emirates | Abu Dhabi | Infrastructure | Khaleel Al Arabi St | Junction Improvements - Main Works | DMT | AECC | Award | 2023 |  | Waterproofing | W429 | Self Adhesive Rubber / Bitumen 1.5Mm Thick; Protection To Waterproofing Membrane Not Less Than 6Mm Thick | 489 | m² | AED | 74.44 | 36401.16
2023-03 | 4 | 4.0506 | United Arab Emirates | Abu Dhabi | Infrastructure | Khaleel Al Arabi St | Junction Improvements - Main Works | DMT | AECC | Award | 2023 |  | Waterproofing | W449 | Self Adhesive Rubber / Bitumen 1.5Mm Thick; 50Mm Screed For Waterproofing Membrane. | 215 | m² | AED | 32.92 | 7077.8
2023-03 | 4 | 4.0506 | United Arab Emirates | Abu Dhabi | Infrastructure | Khaleel Al Arabi St | Junction Improvements - Main Works | DMT | AECC | Award | 2023 |  | In situ concrete | F755 | Reinforced Concrete; Pier/Pier Shaft/Pier Cap / Pier Head (Concrete Class 40/20); Cross-Sectional Area: Exceeding 1 M² | 316 | m³ | AED | 146.6 | 46325.6
2023-03 | 4 | 4.0506 | United Arab Emirates | Abu Dhabi | Infrastructure | Khaleel Al Arabi St | Junction Improvements - Main Works | DMT | AECC | Award | 2023 |  | Concrete Ancillaries | G360 | Formwork Class F3; Column Pier Formwork As Detailed On Drawings. Note: Area Covered By Architectural Grooves Is Measured Separately. | 181 | m² | AED | 309.57 | 56032.17
2023-03 | 4 | 4.0507 | United Arab Emirates | Abu Dhabi | Infrastructure | Khaleel Al Arabi St | Junction Improvements - Main Works | DMT | AECC | Award | 2023 |  | Concrete Ancillaries | G523 | Reinforcement; Deformed High Yield Steel Bars To Bs 4449 Grade B500B; Nominal Diameter 10Mm | 1 | t | AED | 5018.36 | Rate Only
2023-03 | 4 | 4.0507 | United Arab Emirates | Abu Dhabi | Infrastructure | Khaleel Al Arabi St | Junction Improvements - Main Works | DMT | AECC | Award | 2023 |  | Concrete Ancillaries | G524 | Reinforcement; Deformed High Yield Steel Bars To Bs 4449 Grade B500B; Nominal Diameter 12Mm | 13 | t | AED | 4566.92 | 59369.96
2023-03 | 4 | 4.0507 | United Arab Emirates | Abu Dhabi | Infrastructure | Khaleel Al Arabi St | Junction Improvements - Main Works | DMT | AECC | Award | 2023 |  | Concrete Ancillaries | G525 | Reinforcement; Deformed High Yield Steel Bars To Bs 4449 Grade B500B; Nominal Diameter 16Mm | 13 | t | AED | 4566.92 | 59369.96
2023-03 | 4 | 4.0507 | United Arab Emirates | Abu Dhabi | Infrastructure | Khaleel Al Arabi St | Junction Improvements - Main Works | DMT | AECC | Award | 2023 |  | Concrete Ancillaries | G526 | Reinforcement; Deformed High Yield Steel Bars To Bs 4449 Grade B500B; Nominal Diameter 20Mm | 17 | t | AED | 4566.92 | 77637.64
2023-03 | 4 | 4.0507 | United Arab Emirates | Abu Dhabi | Infrastructure | Khaleel Al Arabi St | Junction Improvements - Main Works | DMT | AECC | Award | 2023 |  | Concrete Ancillaries | G527 | Reinforcement; Deformed High Yield Steel Bars To Bs 4449 Grade B500B; Nominal Diameter 25Mm | 17 | t | AED | 4566.92 | 77637.64
2023-03 | 4 | 4.0507 | United Arab Emirates | Abu Dhabi | Infrastructure | Khaleel Al Arabi St | Junction Improvements - Main Works | DMT | AECC | Award | 2023 |  | Concrete Ancillaries | G528 | Reinforcement; Deformed High Yield Steel Bars To Bs 4449 Grade B500B; Nominal Diameter 32Mm Or Greater | 25 | t | AED | 4566.92 | 114173
2023-03 | 4 | 4.0507 | United Arab Emirates | Abu Dhabi | Infrastructure | Khaleel Al Arabi St | Junction Improvements - Main Works | DMT | AECC | Award | 2023 |  | Concrete Ancillaries | G813 | Concrete Accessories; Finishing Of Top Of Pier Class U3 Finish | 36 | m² | AED | 17.14 | 617.04
2023-03 | 4 | 4.0507 | United Arab Emirates | Abu Dhabi | Infrastructure | Khaleel Al Arabi St | Junction Improvements - Main Works | DMT | AECC | Award | 2023 |  | Concrete Ancillaries | G460 | Surface Features; Striated Feature To Pier | 272 | m² | AED | 208.34 | 56668.48
2023-03 | 4 | 4.0507 | United Arab Emirates | Abu Dhabi | Infrastructure | Khaleel Al Arabi St | Junction Improvements - Main Works | DMT | AECC | Award | 2023 |  | Concrete Ancillaries | G823 | Surface Features; Coating System To Exposed Concrete Surfaces Including Bridge Parapets | 453 | m² | AED | 48.4 | 21925.2
2023-03 | 4 | 4.0507 | United Arab Emirates | Abu Dhabi | Infrastructure | Khaleel Al Arabi St | Junction Improvements - Main Works | DMT | AECC | Award | 2023 |  | Miscellaneous Metalwork | N269.1 | Replaceable Spherical Bearings As Per Specifications; Guided Bearing Ultimate Limit State Capacity Not Exceeding 8,000 - 12,000Kn | 3 | Nr | AED | 88694.82 | 266084.46
2023-03 | 4 | 4.0507 | United Arab Emirates | Abu Dhabi | Infrastructure | Khaleel Al Arabi St | Junction Improvements - Main Works | DMT | AECC | Award | 2023 |  | Miscellaneous Metalwork | N269.2 | Replaceable Spherical Bearings As Per Specifications; Guided Bearing Ultimate Limit State Capacity Not Exceeding 20,000 - 24,000Kn | 1 | Nr | AED | 237266.81 | 237266.81
2023-03 | 4 | 4.0508 | United Arab Emirates | Abu Dhabi | Infrastructure | Khaleel Al Arabi St | Junction Improvements - Main Works | DMT | AECC | Award | 2023 |  | Miscellaneous Metalwork | N269.3 | Replaceable Spherical Bearings As Per Specifications; Guided Bearing Ultimate Limit State Capacity Exceeding 30,000Kn | 1 | Nr | AED | 312210.21 | Rate Only
2023-03 | 4 | 4.0508 | United Arab Emirates | Abu Dhabi | Infrastructure | Khaleel Al Arabi St | Junction Improvements - Main Works | DMT | AECC | Award | 2023 |  | Miscellaneous Metalwork | N269.4 | Replaceable Spherical Bearings As Per Specifications; Free Bearing Ultimate Limit State Capacity 8,000 - 12,000Kn | 3 | Nr | AED | 65417.98 | 196253.94
2023-03 | 4 | 4.0508 | United Arab Emirates | Abu Dhabi | Infrastructure | Khaleel Al Arabi St | Junction Improvements - Main Works | DMT | AECC | Award | 2023 |  | Miscellaneous Metalwork | N269.5 | Replaceable Spherical Bearings As Per Specifications; Free Bearing Ultimate Limit State Capacity 20,000 - 24,000Kn | 1 | Nr | AED | 150585.7 | 150585.7
2023-03 | 4 | 4.0508 | United Arab Emirates | Abu Dhabi | Infrastructure | Khaleel Al Arabi St | Junction Improvements - Main Works | DMT | AECC | Award | 2023 |  | Miscellaneous Metalwork | N269.6 | Replaceable Spherical Bearings As Per Specifications; Free Bearing Ultimate Limit State Capacity Exceeding 30,000Kn | 1 | Nr | AED | 197172.77 | Rate Only
2023-03 | 4 | 4.0508 | United Arab Emirates | Abu Dhabi | Infrastructure | Khaleel Al Arabi St | Junction Improvements - Main Works | DMT | AECC | Award | 2023 |  | Miscellaneous Metalwork | N190.1 | Access Door; 900 X 900Mm For Bridge Deck Including Edge Angles, Embeds, Etc. Complete As Shown On Drawings | 16 | Nr | AED | 2823.49 | 45175.84
2023-03 | 4 | 4.0508 | United Arab Emirates | Abu Dhabi | Infrastructure | Khaleel Al Arabi St | Junction Improvements - Main Works | DMT | AECC | Award | 2023 |  | Miscellaneous Metalwork | N190.2 | Access Door; 800 X 1000Mm For Access Gallery Including Edge Angles, Embeds, Etc. Complete As Shown On Drawings | 2 | Nr | AED | 3495.75 | 6991.5
2023-03 | 4 | 4.0508 | United Arab Emirates | Abu Dhabi | Infrastructure | Khaleel Al Arabi St | Junction Improvements - Main Works | DMT | AECC | Award | 2023 |  | Concrete Ancillaries | G823 | Spray Applied Protective Coating System To Concrete Surfaces At Expansion Joint Locations As Shown On Drawings And Specification. | 453 | m² | AED | 294.59 | 133449.27
2023-03 | 4 | 4.0508 | United Arab Emirates | Abu Dhabi | Infrastructure | Khaleel Al Arabi St | Junction Improvements - Main Works | DMT | AECC | Award | 2023 |  | Waterproofing | W239 | Self Adhesive Rubber / Bitumen 1.5Mm Thick; Tanking Self Adhesive Waterproofing Membrane To Buried Concrete | 42 | m² | AED | 87.39 | 3670.38
2023-03 | 4 | 4.0508 | United Arab Emirates | Abu Dhabi | Infrastructure | Khaleel Al Arabi St | Junction Improvements - Main Works | DMT | AECC | Award | 2023 |  | Waterproofing | W429 | Self Adhesive Rubber / Bitumen 1.5Mm Thick; Protection To Waterproofing Membrane Not Less Than 6Mm Thick | 42 | m² | AED | 74.44 | 3126.48
2023-03 | 4 | 4.0508 | United Arab Emirates | Abu Dhabi | Infrastructure | Khaleel Al Arabi St | Junction Improvements - Main Works | DMT | AECC | Award | 2023 |  | In situ concrete | F292 | Provision Of Concrete Designed Mix; Concrete Class 50/20; Opc | 3675 | m³ | AED | 358.19 | 1316348.25
2023-03 | 4 | 4.0509 | United Arab Emirates | Abu Dhabi | Infrastructure | Khaleel Al Arabi St | Junction Improvements - Main Works | DMT | AECC | Award | 2023 |  | In situ concrete | F834 | Placing Of Concrete; Prestressed Concrete | 3675 | m³ | AED | 121.32 | 445851
2023-03 | 4 | 4.0509 | United Arab Emirates | Abu Dhabi | Infrastructure | Khaleel Al Arabi St | Junction Improvements - Main Works | DMT | AECC | Award | 2023 |  | Concrete Ancillaries | G315 | Formwork Class F3; Horizontal Soffit Of Bridge Deck | 1479 | m² | AED | 308.51 | 456286.29
2023-03 | 4 | 4.0509 | United Arab Emirates | Abu Dhabi | Infrastructure | Khaleel Al Arabi St | Junction Improvements - Main Works | DMT | AECC | Award | 2023 |  | Concrete Ancillaries | G360 | Formwork Class F3; Curved And Sloping Soffit Of Bridge Deck | 2658 | m² | AED | 370.24 | 984097.92
2023-03 | 4 | 4.0509 | United Arab Emirates | Abu Dhabi | Infrastructure | Khaleel Al Arabi St | Junction Improvements - Main Works | DMT | AECC | Award | 2023 |  | Concrete Ancillaries | G344 | Edges Of Bridge Deck; Width: 0.4 - 1.22 M | 115 | m² | AED | 230.66 | 26525.9
2023-03 | 4 | 4.0509 | United Arab Emirates | Abu Dhabi | Infrastructure | Khaleel Al Arabi St | Junction Improvements - Main Works | DMT | AECC | Award | 2023 |  | Concrete Ancillaries | G384 | Formwork Class F4; Voids In Bridge Deck Varying In Size, Dimension Approximately Up To Max. 3586 X 3050 Mm In Size As Shown On The Drawing For The Bridge Br-03 | 459 | m | AED | 1684.65 | 773254.35
2023-03 | 4 | 4.0509 | United Arab Emirates | Abu Dhabi | Infrastructure | Khaleel Al Arabi St | Junction Improvements - Main Works | DMT | AECC | Award | 2023 |  | Concrete Ancillaries | G375.1 | Formwork Class F4; Void In Cast In Situ Diaphragm ,Size 800 X 1050Mm As Shown In Drawing | 6 | Nr | AED | 3366.27 | 20197.62
2023-03 | 4 | 4.0509 | United Arab Emirates | Abu Dhabi | Infrastructure | Khaleel Al Arabi St | Junction Improvements - Main Works | DMT | AECC | Award | 2023 |  | Concrete Ancillaries | G375.2 | ; Void In Bridge Deck Size 900X900Mm As Per Standard Requirement. | 16 | Nr | AED | 1195.75 | 19132
2023-03 | 4 | 4.0509 | United Arab Emirates | Abu Dhabi | Infrastructure | Khaleel Al Arabi St | Junction Improvements - Main Works | DMT | AECC | Award | 2023 |  | Concrete Ancillaries | G523 | Reinforcement; Deformed High Yield Steel Bars To Bs 4449 Grade B500B; Nominal Diameter 10Mm | 1 | t | AED | 5018.36 | Rate Only
2023-03 | 4 | 4.0509 | United Arab Emirates | Abu Dhabi | Infrastructure | Khaleel Al Arabi St | Junction Improvements - Main Works | DMT | AECC | Award | 2023 |  | Concrete Ancillaries | G524 | Reinforcement; Deformed High Yield Steel Bars To Bs 4449 Grade B500B; Nominal Diameter 12Mm | 0.51003 | t | AED | 4566.92 | Rate Only
2023-03 | 4 | 4.051 | United Arab Emirates | Abu Dhabi | Infrastructure | Khaleel Al Arabi St | Junction Improvements - Main Works | DMT | AECC | Award | 2023 |  | Concrete Ancillaries | G525 | Reinforcement; Deformed High Yield Steel Bars To Bs 4449 Grade B500B; Nominal Diameter 16Mm | 411 | t | AED | 4566.92 | 4566.92
2023-03 | 4 | 4.051 | United Arab Emirates | Abu Dhabi | Infrastructure | Khaleel Al Arabi St | Junction Improvements - Main Works | DMT | AECC | Award | 2023 |  | Concrete Ancillaries | G526 | Reinforcement; Deformed High Yield Steel Bars To Bs 4449 Grade B500B; Nominal Diameter 20Mm | 89 | t | AED | 4566.92 | 406455.88
2023-03 | 4 | 4.051 | United Arab Emirates | Abu Dhabi | Infrastructure | Khaleel Al Arabi St | Junction Improvements - Main Works | DMT | AECC | Award | 2023 |  | Concrete Ancillaries | G527 | Reinforcement; Deformed High Yield Steel Bars To Bs 4449 Grade B500B; Nominal Diameter 25Mm | 123 | t | AED | 4566.92 | 561731.16
2023-03 | 4 | 4.051 | United Arab Emirates | Abu Dhabi | Infrastructure | Khaleel Al Arabi St | Junction Improvements - Main Works | DMT | AECC | Award | 2023 |  | Concrete Ancillaries | G528 | Reinforcement; Deformed High Yield Steel Bars To Bs 4449 Grade B500B; Nominal Diameter 32Mm Or Greater | 1 | t | AED | 4566.92 | Rate Only
2023-03 | 4 | 4.051 | United Arab Emirates | Abu Dhabi | Infrastructure | Khaleel Al Arabi St | Junction Improvements - Main Works | DMT | AECC | Award | 2023 |  | Concrete Ancillaries | G690 | Joints; Barrier Expansion Joints Complete Including; 15Mm Preformed Joint Filler Including Sealing Compound As Indicated On The Drawings. | 3 | Nr | AED | 8067.11 | 24201.33
2023-03 | 4 | 4.051 | United Arab Emirates | Abu Dhabi | Infrastructure | Khaleel Al Arabi St | Junction Improvements - Main Works | DMT | AECC | Award | 2023 |  | Concrete Ancillaries | G728.1 | Post-Tensioned Prestressing; Prestressing Steel (Steel To Include For Web Coupler Arrangement As Shown In Dwgs); 15.24Mm Strand 7 Wire Low Relaxation Grade 270 Confirming To Astm A416 Grade 270; Main Web Cables; Prestressing Tendons, Inclined Or Vertical In Insitu Concrete According To Cable Profiles Shown On Dwg, Length Approx. 173M Size 37 Strands 15.2 Diameter | 18 | Nr | AED | 105759.89 | 1903678.02
2023-03 | 4 | 4.051 | United Arab Emirates | Abu Dhabi | Infrastructure | Khaleel Al Arabi St | Junction Improvements - Main Works | DMT | AECC | Award | 2023 |  | Concrete Ancillaries | G728.2 | Post-Tensioned Prestressing; Prestressing Steel (Steel To Include For Web Coupler Arrangement As Shown In Dwgs); 15.24Mm Strand 7 Wire Low Relaxation Grade 270 Confirming To Astm A416 Grade 270; Main Web Cables; Prestressing Tendons, Inclined Or Vertical In Insitu Concrete According To Cable Profiles Shown On Dwg, Length Approx. 66M Size 29 Strands 15.2 Diameter | 18 | Nr | AED | 31685.15 | 570332.7
2023-03 | 4 | 4.051 | United Arab Emirates | Abu Dhabi | Infrastructure | Khaleel Al Arabi St | Junction Improvements - Main Works | DMT | AECC | Award | 2023 |  | Concrete Ancillaries | G758 | Post-Tensioned Prestressing; Prestressing Steel (Steel To Include For Web Coupler Arrangement As Shown In Dwgs); 15.24Mm Strand 7 Wire Low Relaxation Grade 270 Confirming To Astm A416 Grade 270; Main Web Cables; Jacking Of Prestressing Tendons To The Force As Shown On Dwg. | 72 | Nr | AED | 2805 | 201960
2023-03 | 4 | 4.051 | United Arab Emirates | Abu Dhabi | Infrastructure | Khaleel Al Arabi St | Junction Improvements - Main Works | DMT | AECC | Award | 2023 |  | Concrete Ancillaries | G813.1 | Concrete Accessories; Finishing Of Top Of Deck Slab Class U4 Finish | 3405 | m² | AED | 17.14 | 58361.7
2023-03 | 4 | 4.051 | United Arab Emirates | Abu Dhabi | Infrastructure | Khaleel Al Arabi St | Junction Improvements - Main Works | DMT | AECC | Award | 2023 |  | Concrete Ancillaries | G813.2 | Concrete Accessories; Finishing Of Top Surface Of Box Girder Bottom Slab, Class U4 Finish | 1480 | m² | AED | 17.14 | 25367.2
2023-03 | 4 | 4.0511 | United Arab Emirates | Abu Dhabi | Infrastructure | Khaleel Al Arabi St | Junction Improvements - Main Works | DMT | AECC | Award | 2023 |  | Concrete Ancillaries | G823.1 | Concrete Accessories; Coating System To Exposed Concrete Surfaces Including Bridge Parapets As Per Specifications | 5357 | m² | AED | 48.4 | 259278.8
2023-03 | 4 | 4.0511 | United Arab Emirates | Abu Dhabi | Infrastructure | Khaleel Al Arabi St | Junction Improvements - Main Works | DMT | AECC | Award | 2023 |  | Concrete Ancillaries | G823.2 | Concrete Accessories; Coating System To Concrete Surfaces Inside The Concrete Box Girders | 4925 | m² | AED | 48.4 | 238370
2023-03 | 4 | 4.0511 | United Arab Emirates | Abu Dhabi | Infrastructure | Khaleel Al Arabi St | Junction Improvements - Main Works | DMT | AECC | Award | 2023 |  | Pipework - Pipes | I511 | Drain Water Down Take Upvc Pipes Including Fittings, Complete Fixed On Bridge Deck Or Pier; Deck Drainage Down 300Mm Minimum Dia Upvc Pipe Including Pipe Support And Necessary Fittings, Fixtures, Concrete Thrust Block Etc. Complete As Shown On Drawings | 35 | m | AED | 428.74 | 15005.9
2023-03 | 4 | 4.0511 | United Arab Emirates | Abu Dhabi | Infrastructure | Khaleel Al Arabi St | Junction Improvements - Main Works | DMT | AECC | Award | 2023 |  | Pipework - Pipes | I531 | Supply And Install Drainage Pipe Along The Ramp Including All Necessary Works, Inlet Chamber, Connection To Existing Etc. Complete As Per Drawings And Standards; Upvc Pipe 315Mm Dia | 1 | m | AED | 374.95 | Rate Only
2023-03 | 4 | 4.0511 | United Arab Emirates | Abu Dhabi | Infrastructure | Khaleel Al Arabi St | Junction Improvements - Main Works | DMT | AECC | Award | 2023 |  | Miscellaneous Work | X191 | Fences; Reinforced Concrete Single Face Bridge Barrier (Type Tl-4) Complete Including Reinforcement, Formwork & Ducts; Etc. Complete As Shown On Drawings (Coating System To Barrier Measured Separately | 469 | m | AED | 962.65 | 451482.85
2023-03 | 4 | 4.0511 | United Arab Emirates | Abu Dhabi | Infrastructure | Khaleel Al Arabi St | Junction Improvements - Main Works | DMT | AECC | Award | 2023 |  | Miscellaneous Work | X900 | Fences; Lighting Pole Corbel On The Bridges Including Concrete, Formwork, Reinforcement, Anchor Bolts, 50Mm Dia Conduit, Access Panel, Etc Complete As Shown On Drawing. | 10 | Nr | AED | 3377.23 | 33772.3
2023-03 | 4 | 4.0511 | United Arab Emirates | Abu Dhabi | Infrastructure | Khaleel Al Arabi St | Junction Improvements - Main Works | DMT | AECC | Award | 2023 |  | Miscellaneous Metalwork | N900.1 | Bearing Cover Plate; 3Mm Powder Coated Aluminium Cover Plate Including Stainless Steel Fixing Plates, Hinges And Bolts All As Shown In The Dwg | 72 | m | AED | 873.94 | 62923.68
2023-03 | 4 | 4.0511 | United Arab Emirates | Abu Dhabi | Infrastructure | Khaleel Al Arabi St | Junction Improvements - Main Works | DMT | AECC | Award | 2023 |  | Miscellaneous Metalwork | N900.2 | Bearing Cover Plate; 500Mm Dia Stainless Steel Plate For Jack Location For Bearing Replacement (At Pier & Deck) Including All As Shown In Drawing And Specification | 8 | Nr | AED | 1021.83 | 8174.64
2023-03 | 4 | 4.0511 | United Arab Emirates | Abu Dhabi | Infrastructure | Khaleel Al Arabi St | Junction Improvements - Main Works | DMT | AECC | Award | 2023 |  | Miscellaneous Metalwork | N900.3 | Bearing Cover Plate; 500Mm Dia Stainless Steel Plate For Jack Location For Bearing Replacement (At Abutment & Deck) Including All As Shown In Drawing And Specification. | 4 | Nr | AED | 1021.83 | 4087.32
2023-03 | 4 | 4.0511 | United Arab Emirates | Abu Dhabi | Infrastructure | Khaleel Al Arabi St | Junction Improvements - Main Works | DMT | AECC | Award | 2023 |  | Roads And Pavings | R160 | Geotextiles; Geotextiles Fabric As Shown On Drawings. | 62 | m² | AED | 6.61 | 409.82
2023-03 | 4 | 4.0511 | United Arab Emirates | Abu Dhabi | Infrastructure | Khaleel Al Arabi St | Junction Improvements - Main Works | DMT | AECC | Award | 2023 |  | Roads And Pavings | R194 | Sub-Bases; Aggregate Road Base; 80% Cbr; Depth 150Mm | 62 | m² | AED | 28.83 | 1787.46
2023-03 | 4 | 4.0512 | United Arab Emirates | Abu Dhabi | Infrastructure | Khaleel Al Arabi St | Junction Improvements - Main Works | DMT | AECC | Award | 2023 |  | Roads And Pavings | R322.1 | Bridge Deck Wearing Surface; Asphalt Wearing Course In Accordance With Clause 3.3 (Adqcc Specification) 40Mm Thick | 3405 | m² | AED | 44.94 | 153020.7
2023-03 | 4 | 4.0512 | United Arab Emirates | Abu Dhabi | Infrastructure | Khaleel Al Arabi St | Junction Improvements - Main Works | DMT | AECC | Award | 2023 |  | Roads And Pavings | R322.2 | Bridge Deck Wearing Surface; Asphalt Binder Course In Accordance With Clause 3.3 (Adqcc Specification) 50Mm Thick | 3405 | m² | AED | 47.5 | 161737.5
2023-03 | 4 | 4.0512 | United Arab Emirates | Abu Dhabi | Infrastructure | Khaleel Al Arabi St | Junction Improvements - Main Works | DMT | AECC | Award | 2023 |  | Roads And Pavings | R390.1 | Bridge Deck Wearing Surface; Red Colour Sand Asphalt:20Mm | 3405 | m² | AED | 124.54 | 424058.7
2023-03 | 4 | 4.0512 | United Arab Emirates | Abu Dhabi | Infrastructure | Khaleel Al Arabi St | Junction Improvements - Main Works | DMT | AECC | Award | 2023 |  | Roads And Pavings | R390 | Bridge Deck Wearing Surface; Tack Coat - Ss -1H | 3405 | m² | AED | 5.14 | 17501.7
2023-03 | 4 | 4.0512 | United Arab Emirates | Abu Dhabi | Infrastructure | Khaleel Al Arabi St | Junction Improvements - Main Works | DMT | AECC | Award | 2023 |  | Roads And Pavings | R380 | Bridge Deck Wearing Surface; Asphalt Regulating Layer | 72 | t | AED | 398.01 | 28656.72
2023-03 | 4 | 4.0512 | United Arab Emirates | Abu Dhabi | Infrastructure | Khaleel Al Arabi St | Junction Improvements - Main Works | DMT | AECC | Award | 2023 |  | Waterproofing | W590 | Bridge Deck Wearing Surface; Spray Applied Water Proofing Membrane | 3405 | m² | AED | 294.59 | 1003078.95
2023-03 | 4 | 4.0512 | United Arab Emirates | Abu Dhabi | Infrastructure | Khaleel Al Arabi St | Junction Improvements - Main Works | DMT | AECC | Award | 2023 |  | Earthworks | E321 | Excavation For Foundations; Excavation For Foundations, Material Other Than Top Soil Or Artificial Hard Material Maximum Depth 0.5-1M | 1270 | m³ | AED | 27.6 | 35052
2023-03 | 4 | 4.0512 | United Arab Emirates | Abu Dhabi | Infrastructure | Khaleel Al Arabi St | Junction Improvements - Main Works | DMT | AECC | Award | 2023 |  | Earthworks | E522 | Excavation Ancillaries; Preparation Of Excavated Surface To Receive Permanent Works | 908 | m² | AED | 5.15 | 4676.2
2023-03 | 4 | 4.0512 | United Arab Emirates | Abu Dhabi | Infrastructure | Khaleel Al Arabi St | Junction Improvements - Main Works | DMT | AECC | Award | 2023 |  | Earthworks | E532 | Excavation Ancillaries; Disposal Of Excavated Surplus Material As Directed By The Engineer | 486 | m³ | AED | 30.36 | 14754.96
2023-03 | 4 | 4.0512 | United Arab Emirates | Abu Dhabi | Infrastructure | Khaleel Al Arabi St | Junction Improvements - Main Works | DMT | AECC | Award | 2023 |  | Earthworks | E614.1 | Filling; Filling To Structures Using Selected Excavated Material Other Than Top Soil Or Rock. | 969 | m³ | AED | 21.36 | 20697.84
2023-03 | 4 | 4.0513 | United Arab Emirates | Abu Dhabi | Infrastructure | Khaleel Al Arabi St | Junction Improvements - Main Works | DMT | AECC | Award | 2023 |  | Earthworks | E614.2 | Filling; Filling To Structures Using Selected Excavated Material Other Than Top Soil Or Rock In Composition With Friction Strips (Friction Strips Measured Elsewhere). | 1 | m³ | AED | 55.31 | Rate Only
2023-03 | 4 | 4.0513 | United Arab Emirates | Abu Dhabi | Infrastructure | Khaleel Al Arabi St | Junction Improvements - Main Works | DMT | AECC | Award | 2023 |  | Earthworks | E615.1 | Filling; Filling To Structures Using Imported Material Other Than Top Soil Or Rock In Composition With Friction Strips (Friction Strips Measured Elsewhere). | 101 | m³ | AED | 103307 | 82.8
2023-03 | 4 | 4.0513 | United Arab Emirates | Abu Dhabi | Infrastructure | Khaleel Al Arabi St | Junction Improvements - Main Works | DMT | AECC | Award | 2023 |  | In situ concrete | F152 | ; Concrete Sulphate Resisting Class 25;Src | 176 | m³ | AED | 280.96 | 49448.96
2023-03 | 4 | 4.0513 | United Arab Emirates | Abu Dhabi | Infrastructure | Khaleel Al Arabi St | Junction Improvements - Main Works | DMT | AECC | Award | 2023 |  | In situ concrete | F621 | Placing Of Concrete; Mass Concrete; Foundation Concrete (Src) For Soil Reinforced Walls And Blinding, Thickness Not Exceeding 150Mm. | 176 | m³ | AED | 96.24 | 16938.24
2023-03 | 4 | 4.0513 | United Arab Emirates | Abu Dhabi | Infrastructure | Khaleel Al Arabi St | Junction Improvements - Main Works | DMT | AECC | Award | 2023 |  | Concrete Ancillaries | G342 | Formwork Class F2; Vertical Sides Of Footing | 1090 | m² | AED | 67.02 | 73051.8
2023-03 | 4 | 4.0513 | United Arab Emirates | Abu Dhabi | Infrastructure | Khaleel Al Arabi St | Junction Improvements - Main Works | DMT | AECC | Award | 2023 |  | Concrete Ancillaries | G690 | Filler Between Mse Wall And Copping Beam; Compressible Filler Above Mse Wall As Shown In Drawings And Specifications | 1735 | m | AED | 14.65 | 25417.75
2023-03 | 4 | 4.0513 | United Arab Emirates | Abu Dhabi | Infrastructure | Khaleel Al Arabi St | Junction Improvements - Main Works | DMT | AECC | Award | 2023 |  | Concrete Ancillaries | G823 | Filler Between Mse Wall And Copping Beam; Coating Systems To Exposed Surface Of Soil Reinforced Walls And Copping Beam. | 15767 | m² | AED | 44.05 | 694536.35
2023-03 | 4 | 4.0513 | United Arab Emirates | Abu Dhabi | Infrastructure | Khaleel Al Arabi St | Junction Improvements - Main Works | DMT | AECC | Award | 2023 |  | Precast Concrete | H840 | Coping Beam Including Counterbalance Slab (As Per Contractors Design) For Reinforcing Soil Wall Including Formwork, Reinforcement And Waterproofing And Joint Sealant Between Units; Reinforced Concrete Class 40/20 Coping Unit For Soil Wall Including Joint Sealant As Shown On Drawings. | 1757 | m | AED | 666.38 | 1170829.66
2023-03 | 4 | 4.0513 | United Arab Emirates | Abu Dhabi | Infrastructure | Khaleel Al Arabi St | Junction Improvements - Main Works | DMT | AECC | Award | 2023 |  | Precast Concrete | H900 | Reinforced Soil Wall; Concrete Class 40/20 Precast Facing Panels With Pigment Additive (Coating System Measured Separately) Including All Cast-In Attachments And Steel Reinforcement (Rate To Include All Specialist Fitment And Accessories, Placing And Attaching Reinforcing Strips, All Sealants, Compressible Material, Fixing All Friction Strips And Pins, All Joints To Adjacent Structure, Bituminous Paint, Production And Submission Of Shop Drawings, Etc.- Wall Panels Measured Up To Bottom Level Of Copping Beam).; Reinforced Soil Wall System With Foundation | 10678 | m² | AED | 462.78 | 4941564.84
2023-03 | 4 | 4.0514 | United Arab Emirates | Abu Dhabi | Infrastructure | Khaleel Al Arabi St | Junction Improvements - Main Works | DMT | AECC | Award | 2023 |  | Waterproofing | W239 | Self Adhesive Rubber / Bitumen 1.5Mm Thick; Tanking Self Adhesive Waterproofing Membrane To Buried Concrete | 2633 | m² | AED | 79.53 | 209402.49
2023-03 | 4 | 4.0514 | United Arab Emirates | Abu Dhabi | Infrastructure | Khaleel Al Arabi St | Junction Improvements - Main Works | DMT | AECC | Award | 2023 |  | Waterproofing | W429 | Self Adhesive Rubber / Bitumen 1.5Mm Thick; Protection To Waterproofing Membrane Not Less Than 6Mm Thick | 830 | m² | AED | 67.74 | 56224.2
2023-03 | 4 | 4.0514 | United Arab Emirates | Abu Dhabi | Infrastructure | Khaleel Al Arabi St | Junction Improvements - Main Works | DMT | AECC | Award | 2023 |  | Waterproofing | W449 | Self Adhesive Rubber / Bitumen 1.5Mm Thick; 50Mm Screed For Waterproofing Membrane. | 1844 | m² | AED | 29.96 | 55246.24
2023-03 | 4 | 4.0514 | United Arab Emirates | Abu Dhabi | Infrastructure | Khaleel Al Arabi St | Junction Improvements - Main Works | DMT | AECC | Award | 2023 |  | Miscellaneous Work | X900.1 | Fences; Single Face Concrete Barrier (Type Tl4) At The Top Of Reinforced Soil Wall Complete Including Reinforcement, Concrete, Formwork, Ducts And Foundation Base Etc Complete As Detailed In Drawings (Coating System To Barrier Measured Separately). | 1782 | m | AED | 1819.04 | 3241529.28
2023-03 | 4 | 4.0514 | United Arab Emirates | Abu Dhabi | Infrastructure | Khaleel Al Arabi St | Junction Improvements - Main Works | DMT | AECC | Award | 2023 |  | Miscellaneous Work | X199 | Fences; Cast In Place Concrete Barrier Flared End Terminal Complete As Per Authority Standard And As Per Drawing | 6 | Nr | AED | 23285.08 | 139710.48
2023-03 | 4 | 4.0514 | United Arab Emirates | Abu Dhabi | Infrastructure | Khaleel Al Arabi St | Junction Improvements - Main Works | DMT | AECC | Award | 2023 |  | Miscellaneous Work | X900.2 | Fences; Lighting Pole Corbel On Bridge Ramp Including Concrete, Formwork, Reinforcement, Anchor Bolts, 50Mm Dia Conduit, Access Panel, Etc Complete As Shown On Drawing. | 10 | Nr | AED | 3073.42 | 30734.2
2023-03 | 4 | 4.0514 | United Arab Emirates | Abu Dhabi | Infrastructure | Khaleel Al Arabi St | Junction Improvements - Main Works | DMT | AECC | Award | 2023 |  | Demolition And Site Clearance | D900.1 | Carefully Remove Existing Lighting Column Including Brakits, Luminaires & Fittings, Dismantle Completely And Hand Over To Adm/Dot Stores With All The Associated Material, Including Disposal Of Foundations To Approved Tip, Cable Disconnections And Backfilling Of Voids; 14M High Lighting Column With Luminaire And Bracket | 1 | Nr | AED | 3058.92 | Rate Only
2023-03 | 4 | 4.0514 | United Arab Emirates | Abu Dhabi | Infrastructure | Khaleel Al Arabi St | Junction Improvements - Main Works | DMT | AECC | Award | 2023 |  | Demolition And Site Clearance | D900.2 | Carefully Remove Existing Lighting Column Including Brakits, Luminaires & Fittings, Dismantle Completely And Hand Over To Adm/Dot Stores With All The Associated Material, Including Disposal Of Foundations To Approved Tip, Cable Disconnections And Backfilling Of Voids; 30.5M High Mast Columns With All Fittings | 1 | Nr | AED | 7953.19 | Rate Only
2023-03 | 4 | 4.0514 | United Arab Emirates | Abu Dhabi | Infrastructure | Khaleel Al Arabi St | Junction Improvements - Main Works | DMT | AECC | Award | 2023 |  | Demolition And Site Clearance | D900.3 | Carefully Remove Existing Lighting Column Including Brakits, Luminaires & Fittings, Dismantle Completely And Hand Over To Adm/Dot Stores With All The Associated Material, Including Disposal Of Foundations To Approved Tip, Cable Disconnections And Backfilling Of Voids; Street Lighting Cable (Various Types) | 1050 | m | AED | 48.94 | 51387
2023-03 | 4 | 4.0514 | United Arab Emirates | Abu Dhabi | Infrastructure | Khaleel Al Arabi St | Junction Improvements - Main Works | DMT | AECC | Award | 2023 |  | Demolition And Site Clearance | D900.4 | Carefully Remove Existing Lighting Columns, Fittings, Precast Foundations, Dismantle Completely And Set Aside In Contractor Enclosed Store For Reuse, Including Disposal And Removal Of Precast Foundations To Approved Tip, Cable Disconnections And Backfilling; 10M High Lighting Column With Luminaire And Bracket | 1 | Nr | AED | 2447.14 | Rate Only
2023-03 | 4 | 4.0514 | United Arab Emirates | Abu Dhabi | Infrastructure | Khaleel Al Arabi St | Junction Improvements - Main Works | DMT | AECC | Award | 2023 |  | Demolition And Site Clearance | D900.6 | Carefully Remove Existing Lighting Columns, Fittings, Precast Foundations, Dismantle Completely And Set Aside In Contractor Enclosed Store For Reuse, Including Disposal And Removal Of Precast Foundations To Approved Tip, Cable Disconnections And Backfilling; 14M High Lighting Column With Luminaire And Bracket | 1 | Nr | AED | 4282.49 | Rate Only
2023-03 | 4 | 4.0515 | United Arab Emirates | Abu Dhabi | Infrastructure | Khaleel Al Arabi St | Junction Improvements - Main Works | DMT | AECC | Award | 2023 |  | Demolition And Site Clearance | D900.7 | Carefully Remove Existing Lighting Columns, Fittings, Precast Foundations, Dismantle Completely And Set Aside In Contractor Enclosed Store For Reuse, Including Disposal And Removal Of Precast Foundations To Approved Tip, Cable Disconnections And Backfilling; 20M High Lighting Column With Luminaire And Bracket | 6 | Nr | AED | 7953.19 | 47719.14
2023-03 | 4 | 4.0515 | United Arab Emirates | Abu Dhabi | Infrastructure | Khaleel Al Arabi St | Junction Improvements - Main Works | DMT | AECC | Award | 2023 |  | Demolition And Site Clearance | D900.7 | Carefully Remove Existing Lighting Columns, Fittings, Precast Foundations, Dismantle Completely And Set Aside In Contractor Enclosed Store For Reuse, Including Disposal And Removal Of Precast Foundations To Approved Tip, Cable Disconnections And Backfilling; 30.5M High Mast Columns With All Fittings | 6 | Nr | AED | 7953.19 | 47719.14
2023-03 | 4 | 4.0515 | United Arab Emirates | Abu Dhabi | Infrastructure | Khaleel Al Arabi St | Junction Improvements - Main Works | DMT | AECC | Award | 2023 |  | Demolition And Site Clearance | D900.8 | Carefully Remove Existing Lighting Control Cabinet, Fittings, Precast Foundations, Dismantle Completely And Set Aside In Contractor'S Enclosed Store For Reuse, Including Disposal Of Precast Foundations To Approved Tip, Cable Disconnections And Backfilling; Removal Of Existing Lighting Control Cabinet | 1 | Nr | AED | 3058.92 | Rate Only
2023-03 | 4 | 4.0515 | United Arab Emirates | Abu Dhabi | Infrastructure | Khaleel Al Arabi St | Junction Improvements - Main Works | DMT | AECC | Award | 2023 |  | Demolition And Site Clearance | D900.9 | Carefully Remove Existing Lighting Control Cabinet, Fittings, Precast Foundations, Dismantle Completely And Set Aside In Contractor'S Enclosed Store For Reuse, Including Disposal Of Precast Foundations To Approved Tip, Cable Disconnections And Backfilling; Removal Of Existing Feeder Pillar | 1 | Nr | AED | 3058.92 | Rate Only
2023-03 | 4 | 4.0515 | United Arab Emirates | Abu Dhabi | Infrastructure | Khaleel Al Arabi St | Junction Improvements - Main Works | DMT | AECC | Award | 2023 |  | Pipework - Manholes And Pipework Ancillaries | K522 | Ducts; Upvc Cable Ducts To Bs 3506 Class C Laid And Jointed In Trench Beneath Carriage Ways Including Excavation Preparation Of Surfaces, Disposal Of Excavated Material Backfilling, Upholding Of Sides, End Caps, 8Mm Dia Drawcords,Studs And Concrete Duct Markers As Specified; 2-Way, 100Mm Dia Depth Not Exceeding 1.5M | 175 | m | AED | 197.29 | 34525.75
2023-03 | 4 | 4.0515 | United Arab Emirates | Abu Dhabi | Infrastructure | Khaleel Al Arabi St | Junction Improvements - Main Works | DMT | AECC | Award | 2023 |  | Pipework - Manholes And Pipework Ancillaries | K542.1 | Ducts; Upvc Cable Ducts To Bs 3506 Class C Laid And Jointed In Trench Beneath Carriage Ways Including Excavation Preparation Of Surfaces, Disposal Of Excavated Material Backfilling, Upholding Of Sides, End Caps, 8Mm Dia Drawcords,Studs And Concrete Duct Markers As Specified; 4-Way, 100Mm Dia Depth Not Exceeding 1.5M | 60 | m | AED | 315.21 | 18912.6
2023-03 | 4 | 4.0515 | United Arab Emirates | Abu Dhabi | Infrastructure | Khaleel Al Arabi St | Junction Improvements - Main Works | DMT | AECC | Award | 2023 |  | Pipework - Manholes And Pipework Ancillaries | K542.2 | Ducts; Upvc Cable Ducts To Bs 3506 Class C Laid And Jointed In Trench Beneath Carriage Ways Including Excavation Preparation Of Surfaces, Disposal Of Excavated Material Backfilling, Upholding Of Sides, End Caps, 8Mm Dia Drawcords,Studs And Concrete Duct Markers As Specified; 6-Way, 100Mm Dia Depth Not Exceeding 1.5M | 1 | m | AED | 406.59 | Rate Only
2023-03 | 4 | 4.0515 | United Arab Emirates | Abu Dhabi | Infrastructure | Khaleel Al Arabi St | Junction Improvements - Main Works | DMT | AECC | Award | 2023 |  | Pipework - Manholes And Pipework Ancillaries | K731 | Reinstatement; Breaking Of Existing Main Road Pavement Including Saw Cutting And Reinstatement For Laying Ducts; 2 Way To 4 Way Ducts. | 20 | m | AED | 1037 | 20740
2023-03 | 4 | 4.0515 | United Arab Emirates | Abu Dhabi | Infrastructure | Khaleel Al Arabi St | Junction Improvements - Main Works | DMT | AECC | Award | 2023 |  | Pipework - Manholes And Pipework Ancillaries | K541.1 | Supply, Lay & Joint Hdpe Cable Ducts Through Drilled Bore Including Special Joints And Connections, Draw Rope, End Cape, Duct Makers, Testing, Etc Complete As Shown On Drawing; For 2 Way Ducts | 76 | m | AED | 196.3 | 14918.8
2023-03 | 4 | 4.0515 | United Arab Emirates | Abu Dhabi | Infrastructure | Khaleel Al Arabi St | Junction Improvements - Main Works | DMT | AECC | Award | 2023 |  | Pipework - Manholes And Pipework Ancillaries | K541.2 | Supply, Lay & Joint Hdpe Cable Ducts Through Drilled Bore Including Special Joints And Connections, Draw Rope, End Cape, Duct Makers, Testing, Etc Complete As Shown On Drawing; For 4 Way Ducts | 50 | m | AED | 368.13 | 18406.5
2023-03 | 4 | 4.0516 | United Arab Emirates | Abu Dhabi | Infrastructure | Khaleel Al Arabi St | Junction Improvements - Main Works | DMT | AECC | Award | 2023 |  | Pipework - Manholes And Pipework Ancillaries | K541.3 | Supply, Lay & Joint Hdpe Cable Ducts Through Drilled Bore Including Special Joints And Connections, Draw Rope, End Cape, Duct Makers, Testing, Etc Complete As Shown On Drawing; For 6 Way Ducts | 1 | m | AED | 539.96 | Rate Only
2023-03 | 4 | 4.0516 | United Arab Emirates | Abu Dhabi | Infrastructure | Khaleel Al Arabi St | Junction Improvements - Main Works | DMT | AECC | Award | 2023 |  | Pipework - Supports And Protection | L511.1 | Beds And Surrounds Including Warning Tape; Imported Sand Bed And Surround To 2-Way Duct, 100Mm Dia. | 15 | m | AED | 32.11 | 481.65
2023-03 | 4 | 4.0516 | United Arab Emirates | Abu Dhabi | Infrastructure | Khaleel Al Arabi St | Junction Improvements - Main Works | DMT | AECC | Award | 2023 |  | Pipework - Supports And Protection | L511.2 | Beds And Surrounds Including Warning Tape; Imported Sand Bed And Surround To 4-Way Duct, 100Mm Dia. | 10 | m | AED | 49.32 | 493.2
2023-03 | 4 | 4.0516 | United Arab Emirates | Abu Dhabi | Infrastructure | Khaleel Al Arabi St | Junction Improvements - Main Works | DMT | AECC | Award | 2023 |  | Pipework - Supports And Protection | L511.3 | Beds And Surrounds Including Warning Tape; Imported Sand Bed And Surround To 6-Way Duct, 100Mm Dia. | 1 | m | AED | 68.08 | Rate Only
2023-03 | 4 | 4.0516 | United Arab Emirates | Abu Dhabi | Infrastructure | Khaleel Al Arabi St | Junction Improvements - Main Works | DMT | AECC | Award | 2023 |  | Pipework - Supports And Protection | L521.1 | Selected Excavated Material Bed And Surround To 2-Way Duct, 100Mm Dia. | 15 | m | AED | 13.4 | 201
2023-03 | 4 | 4.0516 | United Arab Emirates | Abu Dhabi | Infrastructure | Khaleel Al Arabi St | Junction Improvements - Main Works | DMT | AECC | Award | 2023 |  | Pipework - Supports And Protection | L521.2 | Selected Excavated Material Bed And Surround To 4-Way Duct, 100Mm Dia. | 10 | m | AED | 15.98 | 159.8
2023-03 | 4 | 4.0516 | United Arab Emirates | Abu Dhabi | Infrastructure | Khaleel Al Arabi St | Junction Improvements - Main Works | DMT | AECC | Award | 2023 |  | Pipework - Supports And Protection | L521.3 | Selected Excavated Material Bed And Surround To 6-Way Duct, 100Mm Dia. | 1 | m | AED | 18.79 | Rate Only
2023-03 | 4 | 4.0516 | United Arab Emirates | Abu Dhabi | Infrastructure | Khaleel Al Arabi St | Junction Improvements - Main Works | DMT | AECC | Award | 2023 |  | Pipework - Supports And Protection | L541.1 | Mass Concrete Surrounds To Upvc For Road Crossing Ducts As Per Drawings & Specification; For 2-Way Upvc Duct , 100Mm Dia | 145 | m | AED | 171.81 | 24912.45
2023-03 | 4 | 4.0516 | United Arab Emirates | Abu Dhabi | Infrastructure | Khaleel Al Arabi St | Junction Improvements - Main Works | DMT | AECC | Award | 2023 |  | Pipework - Supports And Protection | L541.2 | Mass Concrete Surrounds To Upvc For Road Crossing Ducts As Per Drawings & Specification; For 4-Way Upvc Duct , 100Mm Dia | 40 | m | AED | 278.69 | 11147.6
2023-03 | 4 | 4.0517 | United Arab Emirates | Abu Dhabi | Infrastructure | Khaleel Al Arabi St | Junction Improvements - Main Works | DMT | AECC | Award | 2023 |  | Pipework - Supports And Protection | L541.3 | Mass Concrete Surrounds To Upvc For Road Crossing Ducts As Per Drawings & Specification; For 6-Way Upvc Duct , 100Mm Dia | 1 | m | AED | 394.53 | Rate Only
2023-03 | 4 | 4.0517 | United Arab Emirates | Abu Dhabi | Infrastructure | Khaleel Al Arabi St | Junction Improvements - Main Works | DMT | AECC | Award | 2023 |  | Pipework - Supports And Protection | L900.1 | Works To Existing Cables; Supply And Lay Split Duct For Existing 1 Way Power Cables Including Earthworks, Concrete Surround, Bitumen Paint Etc. | 1 | m | AED | 582.69 | Rate Only
2023-03 | 4 | 4.0517 | United Arab Emirates | Abu Dhabi | Infrastructure | Khaleel Al Arabi St | Junction Improvements - Main Works | DMT | AECC | Award | 2023 |  | Pipework - Supports And Protection | L900.2 | Works To Existing Cables; Supply And Lay Split Duct For Existing 2 Way Power Cables Including Earthworks, Concrete Surround, Bitumen Paint Etc. | 1 | m | AED | 805.18 | Rate Only
2023-03 | 4 | 4.0517 | United Arab Emirates | Abu Dhabi | Infrastructure | Khaleel Al Arabi St | Junction Improvements - Main Works | DMT | AECC | Award | 2023 |  | Pipework - Supports And Protection | L900.3 | Works To Existing Cables; Supply And Lay Split Duct For Existing 3 Way Power Cables Including Earthworks, Concrete Surround, Bitumen Paint Etc. | 1 | m | AED | 1027.69 | Rate Only
2023-03 | 4 | 4.0517 | United Arab Emirates | Abu Dhabi | Infrastructure | Khaleel Al Arabi St | Junction Improvements - Main Works | DMT | AECC | Award | 2023 |  | Miscellaneous Work | X900.1 | Lighting Column Foundations; Mass Concrete High Lighting Column Bases Complete As Detailed On Drawing, Including Excavation, Backfilling, Compaction, Formwork, Concrete, Holding Down Bolts With 12Mm Rebar Link, Protection Of Holding Down Bolts, Nuts And Washers With Denso Tape (Before Casting And After Erection), Greased Filled Pvc Caps For 25 M Mast, Bitumen Paint Etc. As Per The Specifications.; 10M Lighting Column Foundation. | 5 | Nr | AED | 2802.55 | 14012.75
2023-03 | 4 | 4.0517 | United Arab Emirates | Abu Dhabi | Infrastructure | Khaleel Al Arabi St | Junction Improvements - Main Works | DMT | AECC | Award | 2023 |  | Miscellaneous Work | X900.2 | Lighting Column Foundations; Mass Concrete High Lighting Column Bases Complete As Detailed On Drawing, Including Excavation, Backfilling, Compaction, Formwork, Concrete, Holding Down Bolts With 12Mm Rebar Link, Protection Of Holding Down Bolts, Nuts And Washers With Denso Tape (Before Casting And After Erection), Greased Filled Pvc Caps For 25 M Mast, Bitumen Paint Etc. As Per The Specifications.; 14M Lighting Column Foundation. | 23 | Nr | AED | 4294.17 | 98765.91
2023-03 | 4 | 4.0517 | United Arab Emirates | Abu Dhabi | Infrastructure | Khaleel Al Arabi St | Junction Improvements - Main Works | DMT | AECC | Award | 2023 |  | Miscellaneous Work | X900.3 | Lighting Column Foundations; Mass Concrete High Lighting Column Bases Complete As Detailed On Drawing, Including Excavation, Backfilling, Compaction, Formwork, Concrete, Holding Down Bolts With 12Mm Rebar Link, Protection Of Holding Down Bolts, Nuts And Washers With Denso Tape (Before Casting And After Erection), Greased Filled Pvc Caps For 25 M Mast, Bitumen Paint Etc. As Per The Specifications.; 20M Lighting Column Foundation. | 8 | Nr | AED | 6356.85 | 50854.8
2023-03 | 4 | 4.0517 | United Arab Emirates | Abu Dhabi | Infrastructure | Khaleel Al Arabi St | Junction Improvements - Main Works | DMT | AECC | Award | 2023 |  | Miscellaneous Work | X900.4 | Lighting Column Foundations; Mass Concrete High Lighting Column Bases Complete As Detailed On Drawing, Including Excavation, Backfilling, Compaction, Formwork, Concrete, Holding Down Bolts With 12Mm Rebar Link, Protection Of Holding Down Bolts, Nuts And Washers With Denso Tape (Before Casting And After Erection), Greased Filled Pvc Caps For 25 M Mast, Bitumen Paint Etc. As Per The Specifications.; Reinforced Concrete Pile Foundations For 30.5M High Lighting Column Complete As Detailed On Dwg Including Boring, Concrete, Reinforcement, Waterproofing, Holding Down Bolts, Protection Of Holding Down Bolts, Nuts And Washers With Denso Tape, Grease Filled Pvc Caps Etc | 6 | Nr | AED | 16317.46 | 97904.76
2023-03 | 4 | 4.0517 | United Arab Emirates | Abu Dhabi | Infrastructure | Khaleel Al Arabi St | Junction Improvements - Main Works | DMT | AECC | Award | 2023 |  | Miscellaneous Work | X900.5 | Foundation Works For Control Cabinet; Mass Concrete Foundation For Lighting Control Cabinet As Detailed On Dwg ; Including Excavation, Backfilling, Concrete, Formwork; Holding Down Chemical Anchor Bolts, Stainless Steel Cover Plate, Protection Of Holding Down Bolts, Nuts And Washers With Denso Tape, Bitumen Paint Etc. | 2 | Nr | AED | 1697.32 | 3394.64
2023-03 | 4 | 4.0517 | United Arab Emirates | Abu Dhabi | Infrastructure | Khaleel Al Arabi St | Junction Improvements - Main Works | DMT | AECC | Award | 2023 |  | Miscellaneous Work | X900.6 | Foundation Works For Control Cabinet; Mass Concrete Foundation For Fedeer Pillar As Detailed On Dwg ; Including Excavation, Backfilling, Concrete, Formwork; Holding Down Chemical Anchor Bolts, Stainless Steel Cover Plate, Protection Of Holding Down Bolts, Nuts And Washers With Denso Tape, Bitumen Paint Etc. | 1 | Nr | AED | 1538.54 | Rate Only
2023-03 | 4 | 4.0518 | United Arab Emirates | Abu Dhabi | Infrastructure | Khaleel Al Arabi St | Junction Improvements - Main Works | DMT | AECC | Award | 2023 |  | Miscellaneous Work | X900.7 | Non Disruptive Special Pipe Laying Using Directional Drilling Methods For Installing Pipes. (The Rate Shall Include For All Service Diversions, Reinstatements, Sleeve Pipes/ Caisson Pipes, Surplus Material Removals, Grouting Etc. Complete) As Shown On Drawing.; For 2 Way Ducts | 76 | m | AED | 2736.22 | 207952.72
2023-03 | 4 | 4.0518 | United Arab Emirates | Abu Dhabi | Infrastructure | Khaleel Al Arabi St | Junction Improvements - Main Works | DMT | AECC | Award | 2023 |  | Miscellaneous Work | X900.8 | Non Disruptive Special Pipe Laying Using Directional Drilling Methods For Installing Pipes. (The Rate Shall Include For All Service Diversions, Reinstatements, Sleeve Pipes/ Caisson Pipes, Surplus Material Removals, Grouting Etc. Complete) As Shown On Drawing.; For 4 Way Ducts | 50 | m | AED | 2821.87 | 141093.5
2023-03 | 4 | 4.0518 | United Arab Emirates | Abu Dhabi | Infrastructure | Khaleel Al Arabi St | Junction Improvements - Main Works | DMT | AECC | Award | 2023 |  | Miscellaneous Work | X900.9 | Non Disruptive Special Pipe Laying Using Directional Drilling Methods For Installing Pipes. (The Rate Shall Include For All Service Diversions, Reinstatements, Sleeve Pipes/ Caisson Pipes, Surplus Material Removals, Grouting Etc. Complete) As Shown On Drawing.; For 6 Way Ducts | 1 | m | AED | 3005.4 | Rate Only
2023-03 | 4 | 4.0518 | United Arab Emirates | Abu Dhabi | Infrastructure | Khaleel Al Arabi St | Junction Improvements - Main Works | DMT | AECC | Award | 2023 |  | Miscellaneous Work | X900.1 | Lighting Column Installation Including Luminaire: Supply And Install Lighting Column And Accessories Complete With Brackets, Testing And Commissioning Of Lighting Luminaires With Brackets, Cables, Lamps, Ballast, Igniters, Pf Capacitors, Including Cost Of Cut Out /Fuse/Mcb For Each Luminaire And Commission Complete As Shown On The Drawings & As Per Specifications.; 10M High Lighting Column With 1 X 84W Led Luminaire And Brackets. | 4 | Nr | AED | 5506.06 | 22024.24
2023-03 | 4 | 4.0518 | United Arab Emirates | Abu Dhabi | Infrastructure | Khaleel Al Arabi St | Junction Improvements - Main Works | DMT | AECC | Award | 2023 |  | Miscellaneous Work | X900.3 | Lighting Column Installation Including Luminaire: Supply And Install Lighting Column And Accessories Complete With Brackets, Testing And Commissioning Of Lighting Luminaires With Brackets, Cables, Lamps, Ballast, Igniters, Pf Capacitors, Including Cost Of Cut Out /Fuse/Mcb For Each Luminaire And Commission Complete As Shown On The Drawings & As Per Specifications.; 14M High Lighting Column With 1 X 215W Led Luminaire And Brackets. | 12 | Nr | AED | 7586.12 | 91033.44
2023-03 | 4 | 4.0518 | United Arab Emirates | Abu Dhabi | Infrastructure | Khaleel Al Arabi St | Junction Improvements - Main Works | DMT | AECC | Award | 2023 |  | Miscellaneous Work | X900.5 | Lighting Column Installation Including Luminaire: Supply And Install Lighting Column And Accessories Complete With Brackets, Testing And Commissioning Of Lighting Luminaires With Brackets, Cables, Lamps, Ballast, Igniters, Pf Capacitors, Including Cost Of Cut Out /Fuse/Mcb For Each Luminaire And Commission Complete As Shown On The Drawings & As Per Specifications.; 20M High Lighting Column With 1 X 215W Led Luminaire And Brackets. | 2 | Nr | AED | 18353.52 | 36707.04
2023-03 | 4 | 4.0518 | United Arab Emirates | Abu Dhabi | Infrastructure | Khaleel Al Arabi St | Junction Improvements - Main Works | DMT | AECC | Award | 2023 |  | Miscellaneous Work | X900.7 | Lighting Column Installation Including Luminaire: Supply And Install Lighting Column And Accessories Complete With Brackets, Testing And Commissioning Of Lighting Luminaires With Brackets, Cables, Lamps, Ballast, Igniters, Pf Capacitors, Including Cost Of Cut Out /Fuse/Mcb For Each Luminaire And Commission Complete As Shown On The Drawings & As Per Specifications.; 20M High Lighting Column With 2 X 215W Led Luminaire And Brackets. | 3 | Nr | AED | 20188.88 | 60566.64
2023-03 | 4 | 4.0518 | United Arab Emirates | Abu Dhabi | Infrastructure | Khaleel Al Arabi St | Junction Improvements - Main Works | DMT | AECC | Award | 2023 |  | Miscellaneous Work | X900.9 | Lighting Column Installation Including Luminaire: Supply And Install Lighting Column And Accessories Complete With Brackets, Testing And Commissioning Of Lighting Luminaires With Brackets, Cables, Lamps, Ballast, Igniters, Pf Capacitors, Including Cost Of Cut Out /Fuse/Mcb For Each Luminaire And Commission Complete As Shown On The Drawings & As Per Specifications.; 10M High Lighting Column With 1 X 84W Led Luminaire And Brackets. (On Ramp) | 7 | Nr | AED | 5506.06 | 38542.42
2023-03 | 4 | 4.0518 | United Arab Emirates | Abu Dhabi | Infrastructure | Khaleel Al Arabi St | Junction Improvements - Main Works | DMT | AECC | Award | 2023 |  | Miscellaneous Work | X900.11 | Lighting Column Installation Including Luminaire: Supply And Install Lighting Column And Accessories Complete With Brackets, Testing And Commissioning Of Lighting Luminaires With Brackets, Cables, Lamps, Ballast, Igniters, Pf Capacitors, Including Cost Of Cut Out /Fuse/Mcb For Each Luminaire And Commission Complete As Shown On The Drawings & As Per Specifications.; 20M High Lighting Column With 1 X 215W Led Luminaire And Brackets. (On Ramp) | 4 | Nr | AED | 18353.52 | 73414.08
2023-03 | 4 | 4.0518 | United Arab Emirates | Abu Dhabi | Infrastructure | Khaleel Al Arabi St | Junction Improvements - Main Works | DMT | AECC | Award | 2023 |  | Miscellaneous Work | X900.12 | Lighting Column Installation Including Luminaire: Supply And Install Lighting Column And Accessories Complete With Brackets, Testing And Commissioning Of Lighting Luminaires With Brackets, Cables, Lamps, Ballast, Igniters, Pf Capacitors, Including Cost Of Cut Out /Fuse/Mcb For Each Luminaire And Commission Complete As Shown On The Drawings & As Per Specifications. | 7 | Nr | AED | 5506.06 | 38542.42
2023-03 | 4 | 4.0518 | United Arab Emirates | Abu Dhabi | Infrastructure | Khaleel Al Arabi St | Junction Improvements - Main Works | DMT | AECC | Award | 2023 |  | Miscellaneous Work | X900.13 | Lighting Column Installation Including Luminaire: Supply And Install Lighting Column And Accessories Complete With Brackets, Testing And Commissioning Of Lighting Luminaires With Brackets, Cables, Lamps, Ballast, Igniters, Pf Capacitors, Including Cost Of Cut Out /Fuse/Mcb For Each Luminaire And Commission Complete As Shown On The Drawings & As Per Specifications.; 14M High Lighting Column With 1 X 84W Led Luminaire And Brackets. (On Bridge) | 5 | Nr | AED | 5506.06 | 27530.3
2023-03 | 4 | 4.0519 | United Arab Emirates | Abu Dhabi | Infrastructure | Khaleel Al Arabi St | Junction Improvements - Main Works | DMT | AECC | Award | 2023 |  | Miscellaneous Work | X900.15 | Lighting Column Installation Including Luminaire: Supply And Install Lighting Column And Accessories Complete With Brackets, Testing And Commissioning Of Lighting Luminaires With Brackets, Cables, Lamps, Ballast, Igniters, Pf Capacitors, Including Cost Of Cut Out /Fuse/Mcb For Each Luminaire And Commission Complete As Shown On The Drawings & As Per Specifications.; Pull Box As Per Authority Standards | 10 | Nr | AED | 1588.27 | 15882.7
2023-03 | 4 | 4.0519 | United Arab Emirates | Abu Dhabi | Infrastructure | Khaleel Al Arabi St | Junction Improvements - Main Works | DMT | AECC | Award | 2023 |  | Miscellaneous Work | X900.1 | Lighting Column Installation Including Luminaire: Take Lighting Column And Accessories From Contractor'S Store, Install Complete With Brackets, Luminaries, Lamps And Cut-Outs, Terminate Cables, Commission And Grouting Of Base Plate And Handling As Shown On Drawings; 14M High Lighting Column | 10 | Nr | AED | 3058.92 | 30589.2
2023-03 | 4 | 4.0519 | United Arab Emirates | Abu Dhabi | Infrastructure | Khaleel Al Arabi St | Junction Improvements - Main Works | DMT | AECC | Award | 2023 |  | Miscellaneous Work | X900.2 | Lighting Column Installation Including Luminaire: Take Lighting Column And Accessories From Contractor'S Store, Install Complete With Brackets, Luminaries, Lamps And Cut-Outs, Terminate Cables, Commission And Grouting Of Base Plate And Handling As Shown On Drawings ; 20M High Lighting Column | 1 | Nr | AED | 4282.49 | Rate Only
2023-03 | 4 | 4.0519 | United Arab Emirates | Abu Dhabi | Infrastructure | Khaleel Al Arabi St | Junction Improvements - Main Works | DMT | AECC | Award | 2023 |  | Miscellaneous Work | X900.3 | Lighting Column Installation Including Luminaire: Take Lighting Column And Accessories From Contractor'S Store, Install Complete With Brackets, Luminaries, Lamps And Cut-Outs, Terminate Cables, Commission And Grouting Of Base Plate And Handling As Shown On Drawings ; 30M High Lighting Column | 6 | Nr | AED | 7953.19 | 47719.14
2023-03 | 4 | 4.0519 | United Arab Emirates | Abu Dhabi | Infrastructure | Khaleel Al Arabi St | Junction Improvements - Main Works | DMT | AECC | Award | 2023 |  | Miscellaneous Work | X900.1 | Installation Of Street Lighting Control Cabinet; Supply & Installation Of Street Lighting Control Cabinet With Accessories Includingas Shown On The Standard Drawings And As Per Specifications. | 2 | Nr | AED | 44048.46 | 88096.92
2023-03 | 4 | 4.0519 | United Arab Emirates | Abu Dhabi | Infrastructure | Khaleel Al Arabi St | Junction Improvements - Main Works | DMT | AECC | Award | 2023 |  | Miscellaneous Work | X900.2 | Installation Of Street Lighting Control Cabinet; Take From The Contractor'S Store And Install Street Lighting Control Cabinet With Accessories Includingas Shown On The Standard Drawings And As Per Specifications. | 1 | Nr | AED | 3058.92 | Rate Only
2023-03 | 4 | 4.0519 | United Arab Emirates | Abu Dhabi | Infrastructure | Khaleel Al Arabi St | Junction Improvements - Main Works | DMT | AECC | Award | 2023 |  | Miscellaneous Work | X900.3 | Excavation For Cable Trenches; Trench Not Exceeding 1.50M Deep For Varying Number Of Cables, All As Shown On The Drawings And As Per Specification | 2795 | m | AED | 30.59 | 85499.05
2023-03 | 4 | 4.0519 | United Arab Emirates | Abu Dhabi | Infrastructure | Khaleel Al Arabi St | Junction Improvements - Main Works | DMT | AECC | Award | 2023 |  | Miscellaneous Work | X900.4 | Beds And Surrounds; Sand Bed And Surround For Varying Number Of Power Cables. | 2795 | m | AED | 3.67 | 10257.65
2023-03 | 4 | 4.0519 | United Arab Emirates | Abu Dhabi | Infrastructure | Khaleel Al Arabi St | Junction Improvements - Main Works | DMT | AECC | Award | 2023 |  | Miscellaneous Work | X900.5 | Supply And Install The Following Power Supply Cabling In Trench As Shown On The Drawings Including Backfilling; 4Cx16Mm2 Cu/Xlpe/Swa/Pvc+1Cx10Mm2 Cu Y/G | 1 | m | AED | 67.3 | Rate Only
2023-03 | 4 | 4.0519 | United Arab Emirates | Abu Dhabi | Infrastructure | Khaleel Al Arabi St | Junction Improvements - Main Works | DMT | AECC | Award | 2023 |  | Miscellaneous Work | X900.5 | Supply And Install The Following Power Supply Cabling In Trench As Shown On The Drawings Including Backfilling; 4Cx16Mm2 Cu/Xlpe/Swa/Pvc+1Cx16Mm2 Cu Y/G | 2200 | m | AED | 67.3 | 148060
2023-03 | 4 | 4.052 | United Arab Emirates | Abu Dhabi | Infrastructure | Khaleel Al Arabi St | Junction Improvements - Main Works | DMT | AECC | Award | 2023 |  | Miscellaneous Work | X900.6 | Supply And Install The Following Power Supply Cabling In Trench As Shown On The Drawings Including Backfilling; 4Cx25Mm2 Cu/Xlpe/Swa/Pvc+1Cx16Mm2 Cu Y/G | 460 | m | AED | 79.53 | 36583.8
2023-03 | 4 | 4.052 | United Arab Emirates | Abu Dhabi | Infrastructure | Khaleel Al Arabi St | Junction Improvements - Main Works | DMT | AECC | Award | 2023 |  | Miscellaneous Work | X900.7 | Supply And Install The Following Power Supply Cabling In Trench As Shown On The Drawings Including ; 4Cx70Mm² Cu/Xlpe Lv Cable | 1 | m | AED | 171.3 | Rate Only
2023-03 | 4 | 4.052 | United Arab Emirates | Abu Dhabi | Infrastructure | Khaleel Al Arabi St | Junction Improvements - Main Works | DMT | AECC | Award | 2023 |  | Miscellaneous Work | X900.8 | Supply And Install The Following Power Supply Cabling In Trench As Shown On The Drawings Including Backfilling | 260 | m | AED | 238.6 | 62036
2023-03 | 4 | 4.052 | United Arab Emirates | Abu Dhabi | Infrastructure | Khaleel Al Arabi St | Junction Improvements - Main Works | DMT | AECC | Award | 2023 |  | Miscellaneous Work | X900.9 | Supply And Install The Following Power Supply Cabling In Trench As Shown On The Drawings Including Backfilling; Warning Tape 250Mm Wide With English And Arabic Written As Approved By Authorites. | 2920 | m | AED | 1.22 | 3562.4
2023-03 | 4 | 4.052 | United Arab Emirates | Abu Dhabi | Infrastructure | Khaleel Al Arabi St | Junction Improvements - Main Works | DMT | AECC | Award | 2023 |  | Miscellaneous Work | X900.1 | Supply And Install The Following Power Supply Cabling Not In Trench As Shown On The Drawings; 4Cx16Mm2 Cu/Xlpe/Swa/Pvc+1Cx16Mm2 Cu Y/G | 4665 | m | AED | 67.3 | 313954.5
2023-03 | 4 | 4.052 | United Arab Emirates | Abu Dhabi | Infrastructure | Khaleel Al Arabi St | Junction Improvements - Main Works | DMT | AECC | Award | 2023 |  | Miscellaneous Work | X900.2 | Supply And Install The Following Power Supply Cabling Not In Trench As Shown On The Drawings; 4Cx25Mm2 Cu/Xlpe/Swa/Pvc +1Cx16Mm2 Cu Y/G | 15 | m | AED | 79.53 | 1192.95
2023-03 | 4 | 4.052 | United Arab Emirates | Abu Dhabi | Infrastructure | Khaleel Al Arabi St | Junction Improvements - Main Works | DMT | AECC | Award | 2023 |  | Miscellaneous Work | X900.3 | Supply And Install The Following Power Supply Cabling Not In Trench As Shown On The Drawings; 4Cx70Mm² Cu/Xlpe Lv Cable | 1 | m | AED | 171.3 | Rate Only
2023-03 | 4 | 4.052 | United Arab Emirates | Abu Dhabi | Infrastructure | Khaleel Al Arabi St | Junction Improvements - Main Works | DMT | AECC | Award | 2023 |  | Miscellaneous Work | X900.4 | Supply And Install The Following Power Supply Cabling Not In Trench As Shown On The Drawings; 4Cx120Mm² Cu/Xlpe Lv Cable | 15 | m | AED | 238.6 | 3579
2023-03 | 4 | 4.052 | United Arab Emirates | Abu Dhabi | Infrastructure | Khaleel Al Arabi St | Junction Improvements - Main Works | DMT | AECC | Award | 2023 |  | Miscellaneous Work | X900.5 | Earthing System; Complete Earthing System Including Earthing Pits Covers, Earthing Rod, Clamp With Denso Tape, Protection All In Accordance With The Specifications; For Street Lighting Poles | 12 | Nr | AED | 1101.21 | 13214.52
2023-03 | 4 | 4.0521 | United Arab Emirates | Abu Dhabi | Infrastructure | Khaleel Al Arabi St | Junction Improvements - Main Works | DMT | AECC | Award | 2023 |  | Miscellaneous Work | X900.6 | Earthing System; Complete Earthing System Including Earthing Pits Covers, Earthing Rod, Clamp With Denso Tape, Protection All In Accordance With The Specifications; For Street Street Ligt Cabnits And Feeder Pillar | 2 | Nr | AED | 1101.21 | 2202.42
2023-03 | 4 | 4.0521 | United Arab Emirates | Abu Dhabi | Infrastructure | Khaleel Al Arabi St | Junction Improvements - Main Works | DMT | AECC | Award | 2023 |  | Miscellaneous Work | X900.7 | Supply And Install Lantern Cables; 3C X 2.5Mm2 Flexible Rubber Lantern Cable. | 1200 | m | AED | 7.34 | 8808
2023-03 | 4 | 4.0521 | United Arab Emirates | Abu Dhabi | Infrastructure | Khaleel Al Arabi St | Junction Improvements - Main Works | DMT | AECC | Award | 2023 |  | Miscellaneous Work | X900.8 | Supply And Install Lantern Cables; 3C X 4.0Mm2 Flexible Rubber Lantern Cable. | 250 | m | AED | 9.79 | 2447.5
2023-03 | 4 | 4.0521 | United Arab Emirates | Abu Dhabi | Infrastructure | Khaleel Al Arabi St | Junction Improvements - Main Works | DMT | AECC | Award | 2023 |  | Miscellaneous Work | X900.9 | Connection; Connect New Circuit To Existing Lighting Control Cabinet Including Additional Accessories / Fittings,Etc Complete As On Drawing. | 8 | Nr | AED | 3058.92 | 24471.36
2023-03 | 4 | 4.0521 | United Arab Emirates | Abu Dhabi | Infrastructure | Khaleel Al Arabi St | Junction Improvements - Main Works | DMT | AECC | Award | 2023 |  | Miscellaneous Work | X900.10 | Connection; Connect Proposed Streetlighting Pole To Existing Streetlighting Network Including Additional Accessories / Fittings,Etc Complete As On Drawing. | 17 | Nr | AED | 3058.92 | 52001.64
2023-03 | 4 | 4.0521 | United Arab Emirates | Abu Dhabi | Infrastructure | Khaleel Al Arabi St | Junction Improvements - Main Works | DMT | AECC | Award | 2023 |  | Miscellaneous Work | X900.1 | Under Bridge Lighting; Supply The Lanterns And Accessories For Bridges As Shown On The Dwgs; 94W Light Led Lanterns For Under Bridge, As Shown On Drawings. | 16 | Nr | AED | 1835 | 29365.6
2023-03 | 4 | 4.0521 | United Arab Emirates | Abu Dhabi | Infrastructure | Khaleel Al Arabi St | Junction Improvements - Main Works | DMT | AECC | Award | 2023 |  | Earthworks | E220 | Excavation; Excavation For Cuttings In Material Other Than Top Soil, Rock Or Artificial Hard Material, For Areas To Receive Sweet Soil (For Ground Cover, Seasonal Flower And Grass). | 33885 | m³ | AED | 75.86 | 2570516.1
2023-03 | 4 | 4.0521 | United Arab Emirates | Abu Dhabi | Infrastructure | Khaleel Al Arabi St | Junction Improvements - Main Works | DMT | AECC | Award | 2023 |  | Earthworks | E222 | Excavation; Excavation For Planting Shrubs, Depth Ranges 0.5 | 1044 | m³ | AED | 70.97 | 74092.68
2023-03 | 4 | 4.0521 | United Arab Emirates | Abu Dhabi | Infrastructure | Khaleel Al Arabi St | Junction Improvements - Main Works | DMT | AECC | Award | 2023 |  | Earthworks | E532 | Excavation Ancillaries; Disposal Of Excess Soil In Designated Area Or As Directed By Engineer. | 18153 | m³ | AED | 51.39 | 932882.67
2023-03 | 4 | 4.0521 | United Arab Emirates | Abu Dhabi | Infrastructure | Khaleel Al Arabi St | Junction Improvements - Main Works | DMT | AECC | Award | 2023 |  | Earthworks | E634 | Filling; Filling Of Sweet Soil Including Soil Additives, Water Retaining And Slow Release Fertilizer, Gravel, Geotextile Etc. Complete As Per Drawing And Specifications; Filling To Make Up Levels For Receiving Sweet Soil Using Excavated Materials. | 13269 | m³ | AED | 34.26 | 454595.94
2023-03 | 4 | 4.0522 | United Arab Emirates | Abu Dhabi | Infrastructure | Khaleel Al Arabi St | Junction Improvements - Main Works | DMT | AECC | Award | 2023 |  | Earthworks | E635.1 | Filling; Filling Of Sweet Soil Including Soil Additives, Water Retaining And Slow Release Fertilizer, Gravel, Geotextile Etc. Complete As Per Drawing And Specifications; Filling For Make Up Levels To Receive Sweet Soil Using Imported Materials. | 50 | m³ | AED | 34.26 | 1713
2023-03 | 4 | 4.0522 | United Arab Emirates | Abu Dhabi | Infrastructure | Khaleel Al Arabi St | Junction Improvements - Main Works | DMT | AECC | Award | 2023 |  | Earthworks | E635.2 | Filling; Filling Of Sweet Soil Including Soil Additives, Water Retaining And Slow Release Fertilizer, Gravel, Geotextile Etc. Complete As Per Drawing And Specifications; Sweet Soil Filling General - For Landscaping Ingrade And Slopes For Grass, Seasonal Flower And Ground Cover Areas (Minimum 300Mm Thick). | 33865 | m³ | AED | 67.3 | 2279114.5
2023-03 | 4 | 4.0522 | United Arab Emirates | Abu Dhabi | Infrastructure | Khaleel Al Arabi St | Junction Improvements - Main Works | DMT | AECC | Award | 2023 |  | Earthworks | E635.4 | Filling; Filling Of Sweet Soil Including Soil Additives, Water Retaining And Slow Release Fertilizer, Gravel, Geotextile Etc. Complete As Per Drawing And Specifications; Sweet Soil Filling For Shrub Pits. | 1044 | m³ | AED | 67.3 | 70261.2
2023-03 | 4 | 4.0522 | United Arab Emirates | Abu Dhabi | Infrastructure | Khaleel Al Arabi St | Junction Improvements - Main Works | DMT | AECC | Award | 2023 |  | Pipework - Pipes | I512.1 | Supply And Laid Upvc-Pn10 Pipe In Trenches, Depth Not Exceeding 1.5M, Including Earthworks, Jointing Materials, Backfilling, Compaction, Bed And Surround, Disposal Of Surplus Materials Support And All Necessary Fittings All As Detailed On Drawings And As Per Specification; 32Mm Dia Upvc Pipe | 24500 | m | AED | 57.51 | 1408995
2023-03 | 4 | 4.0522 | United Arab Emirates | Abu Dhabi | Infrastructure | Khaleel Al Arabi St | Junction Improvements - Main Works | DMT | AECC | Award | 2023 |  | Pipework - Pipes | I512.2 | Supply And Laid Upvc-Pn10 Pipe In Trenches, Depth Not Exceeding 1.5M, Including Earthworks, Jointing Materials, Backfilling, Compaction, Bed And Surround, Disposal Of Surplus Materials Support And All Necessary Fittings All As Detailed On Drawings And As Per Specification; 50Mm Dia Upvc Pipe; 50Mm Dia Upvc Pipe | 5370 | m | AED | 68.52 | 367952.4
2023-03 | 4 | 4.0522 | United Arab Emirates | Abu Dhabi | Infrastructure | Khaleel Al Arabi St | Junction Improvements - Main Works | DMT | AECC | Award | 2023 |  | Pipework - Pipes | I512.3 | Supply And Laid Upvc-Pn10 Pipe In Trenches, Depth Not Exceeding 1.5M, Including Earthworks, Jointing Materials, Backfilling, Compaction, Bed And Surround, Disposal Of Surplus Materials Support And All Necessary Fittings All As Detailed On Drawings And As Per Specification; 63Mm Dia Upvc Pipe | 1250 | m | AED | 78.31 | 97887.5
2023-03 | 4 | 4.0522 | United Arab Emirates | Abu Dhabi | Infrastructure | Khaleel Al Arabi St | Junction Improvements - Main Works | DMT | AECC | Award | 2023 |  | Pipework - Pipes | I512.4 | Supply And Laid Upvc-Pn10 Pipe In Trenches, Depth Not Exceeding 1.5M, Including Earthworks, Jointing Materials, Backfilling, Compaction, Bed And Surround, Disposal Of Surplus Materials Support And All Necessary Fittings All As Detailed On Drawings And As Per Specification; 90Mm Dia Upvc Pipe | 500 | m | AED | 88.09 | 44045
2023-03 | 4 | 4.0522 | United Arab Emirates | Abu Dhabi | Infrastructure | Khaleel Al Arabi St | Junction Improvements - Main Works | DMT | AECC | Award | 2023 |  | Pipework - Fittings And Valves | J411.1 | Supply, Lay And Joint Upvc Pipe Fittings In Trench In Accordance With Specification.; 90Mm Diameter Upvc 22.5Degree Bend | 5 | Nr | AED | 58.73 | 293.65
2023-03 | 4 | 4.0522 | United Arab Emirates | Abu Dhabi | Infrastructure | Khaleel Al Arabi St | Junction Improvements - Main Works | DMT | AECC | Award | 2023 |  | Pipework - Fittings And Valves | J411.2 | Supply, Lay And Joint Upvc Pipe Fittings In Trench In Accordance With Specification.; 90Mm, Diameter Upvc 45 Degree Bend | 6 | Nr | AED | 58.73 | 352.38
2023-03 | 4 | 4.0522 | United Arab Emirates | Abu Dhabi | Infrastructure | Khaleel Al Arabi St | Junction Improvements - Main Works | DMT | AECC | Award | 2023 |  | Pipework - Fittings And Valves | J411.3 | Supply, Lay And Joint Upvc Pipe Fittings In Trench In Accordance With Specification.; 90Mm Diameter Upvc 90 Degree Bend | 95 | Nr | AED | 58.73 | 5579.35
2023-03 | 4 | 4.0522 | United Arab Emirates | Abu Dhabi | Infrastructure | Khaleel Al Arabi St | Junction Improvements - Main Works | DMT | AECC | Award | 2023 |  | Pipework - Fittings And Valves | J421 | Supply, Lay And Joint Upvc Pipe Fittings In Trench In Accordance With Specification.; 90Mmx90Mmx90Mm Diameter Tee | 5 | Nr | AED | 77.08 | 385.4
2023-03 | 4 | 4.0523 | United Arab Emirates | Abu Dhabi | Infrastructure | Khaleel Al Arabi St | Junction Improvements - Main Works | DMT | AECC | Award | 2023 |  | Pipework - Pipes | I912 | Drip Irrigation System; Supply And Install Linear Low Density Polyethylene Drip Tubing Including Pc In-Line Emitter Lines For 16Mm Dia Od For Ground Cover, Grass, Shrub And Succulents Including Stake Takeoff/ Risers Connections From Laterals And All Necessary Fittings As Typical Drawings And Specification Complete.; 13Mm Id Ldpe | 21000 | m | AED | 7.34 | 154140
2023-03 | 4 | 4.0523 | United Arab Emirates | Abu Dhabi | Infrastructure | Khaleel Al Arabi St | Junction Improvements - Main Works | DMT | AECC | Award | 2023 |  | Pipework - Fittings And Valves | J891.1 | Supply And Install Automatic Remote Control Solenoid Valves Assembly With Pressure Regulators And Pressure Gauge, (With 'Y' Strainer For Drip Only), Including All Necessary Fittings As Detailed On Drawings And Specifications; Solenoid Valve - 1" Diameter | 20 | Nr | AED | 1639.58 | 32791.6
2023-03 | 4 | 4.0523 | United Arab Emirates | Abu Dhabi | Infrastructure | Khaleel Al Arabi St | Junction Improvements - Main Works | DMT | AECC | Award | 2023 |  | Pipework - Fittings And Valves | J891.2 | Supply And Install Automatic Remote Control Solenoid Valves Assembly With Pressure Regulators And Pressure Gauge, (With 'Y' Strainer For Drip Only), Including All Necessary Fittings As Detailed On Drawings And Specifications; Solenoid Valve - 1.5" Diameter | 22 | Nr | AED | 1786.41 | 39301.02
2023-03 | 4 | 4.0523 | United Arab Emirates | Abu Dhabi | Infrastructure | Khaleel Al Arabi St | Junction Improvements - Main Works | DMT | AECC | Award | 2023 |  | Pipework - Fittings And Valves | J891.3 | Supply And Install Automatic Remote Control Solenoid Valves Assembly With Pressure Regulators And Pressure Gauge, (With 'Y' Strainer For Drip Only), Including All Necessary Fittings As Detailed On Drawings And Specifications; Solenoid Valve - 2" Diameter | 71 | Nr | AED | 1872.06 | 132916.26
2023-03 | 4 | 4.0523 | United Arab Emirates | Abu Dhabi | Infrastructure | Khaleel Al Arabi St | Junction Improvements - Main Works | DMT | AECC | Award | 2023 |  | Pipework - Fittings And Valves | J891.8 | Supply And Install Flush Valve For Drip Irrigation, Gravel Sump, Brick Supports And Necessary Work Valve Boxes, Fittings And Fixings Complete; End Flush Valve 1" | 1 | Nr | AED | 208.01 | Rate Only
2023-03 | 4 | 4.0523 | United Arab Emirates | Abu Dhabi | Infrastructure | Khaleel Al Arabi St | Junction Improvements - Main Works | DMT | AECC | Award | 2023 |  | Pipework - Fittings And Valves | J891.9 | Supply And Install Flush Valve For Drip Irrigation, Gravel Sump, Brick Supports And Necessary Work Valve Boxes, Fittings And Fixings Complete; End Flush Valve 1.5" | 1 | Nr | AED | 238.6 | Rate Only
2023-03 | 4 | 4.0523 | United Arab Emirates | Abu Dhabi | Infrastructure | Khaleel Al Arabi St | Junction Improvements - Main Works | DMT | AECC | Award | 2023 |  | Pipework - Fittings And Valves | J891.10 | Supply And Install Flush Valve For Drip Irrigation, Gravel Sump, Brick Supports And Necessary Work Valve Boxes, Fittings And Fixings Complete; End Flush Valve 2" | 1 | Nr | AED | 269.19 | Rate Only
2023-03 | 4 | 4.0523 | United Arab Emirates | Abu Dhabi | Infrastructure | Khaleel Al Arabi St | Junction Improvements - Main Works | DMT | AECC | Award | 2023 |  | Pipework - Manholes And Pipework Ancillaries | K291.1 | Chamber For Solenoid Valve / Including Blockwork, Gravel, Excavation, Backfilling Etc. All Fittings As Shown On Drawing (Valves Measured Separately) Depth Not Exceeding 1.5M As Detailed In Drwg.; For Solenoid Valve Up To 2" Diameter. | 113 | Nr | AED | 4466.02 | 504660.26
2023-03 | 4 | 4.0523 | United Arab Emirates | Abu Dhabi | Infrastructure | Khaleel Al Arabi St | Junction Improvements - Main Works | DMT | AECC | Award | 2023 |  | Pipework - Manholes And Pipework Ancillaries | K291.2 | Chamber For Solenoid Valve / Including Blockwork, Gravel, Excavation, Backfilling Etc. All Fittings As Shown On Drawing (Valves Measured Separately) Depth Not Exceeding 1.5M As Detailed In Drwg.; Chamber/ Valve Boxes For 1" Dia End Flush Valve Complete As Shown On Drawing And As Per Specification | 1 | Nr | AED | 4184.6 | Rate Only
2023-03 | 4 | 4.0523 | United Arab Emirates | Abu Dhabi | Infrastructure | Khaleel Al Arabi St | Junction Improvements - Main Works | DMT | AECC | Award | 2023 |  | Pipework - Manholes And Pipework Ancillaries | K291.3 | Chamber For Solenoid Valve / Including Blockwork, Gravel, Excavation, Backfilling Etc. All Fittings As Shown On Drawing (Valves Measured Separately) Depth Not Exceeding 1.5M As Detailed In Drwg.; Chamber/ Valve Boxes For 1.5" Dia End Flush Valve Complete As Shown On Drawing And As Per Specification | 1 | Nr | AED | 4258.02 | Rate Only
2023-03 | 4 | 4.0524 | United Arab Emirates | Abu Dhabi | Infrastructure | Khaleel Al Arabi St | Junction Improvements - Main Works | DMT | AECC | Award | 2023 |  | Pipework - Manholes And Pipework Ancillaries | K291.4 | Chamber For Solenoid Valve / Including Blockwork, Gravel, Excavation, Backfilling Etc. All Fittings As Shown On Drawing (Valves Measured Separately) Depth Not Exceeding 1.5M As Detailed In Drwg.; Chamber/ Valve Boxes For 2" Dia End Flush Valve Complete As Shown On Drawing And As Per Specification | 1 | Nr | AED | 4527.2 | Rate Only
2023-03 | 4 | 4.0524 | United Arab Emirates | Abu Dhabi | Infrastructure | Khaleel Al Arabi St | Junction Improvements - Main Works | DMT | AECC | Award | 2023 |  | Miscellaneous Work | X900.1 | Chamber For Solenoid Valve / Including Blockwork, Gravel, Excavation, Backfilling Etc. All Fittings As Shown On Drawing (Valves Measured Separately) Depth Not Exceeding 1.5M As Detailed In Drwg.; Pull Box Including Valve Box, Blockwork & Gravel Mulch, Excavation, Backfilling & All Fittings. | 192 | Nr | AED | 354.83 | 68127.36
2023-03 | 4 | 4.0524 | United Arab Emirates | Abu Dhabi | Infrastructure | Khaleel Al Arabi St | Junction Improvements - Main Works | DMT | AECC | Award | 2023 |  | Miscellaneous Work | X900.2 | Chamber For Solenoid Valve / Including Blockwork, Gravel, Excavation, Backfilling Etc. All Fittings As Shown On Drawing (Valves Measured Separately) Depth Not Exceeding 1.5M As Detailed In Drwg.; Pull Box In Paved Area Including Block Work,Ductile Iron Cover, Gravel Mulch, Excavation, Backfilling, Tags And All Other Fittings As Shown On Drawing. | 9 | Nr | AED | 256.95 | 2312.55
2023-03 | 4 | 4.0524 | United Arab Emirates | Abu Dhabi | Infrastructure | Khaleel Al Arabi St | Junction Improvements - Main Works | DMT | AECC | Award | 2023 |  | Miscellaneous Work | X900.1 | Single Station Decorder, As Detailed In Drawing And Specification; Single Station Decorder. | 113 | Nr | AED | 562.84 | 63600.92
2023-03 | 4 | 4.0524 | United Arab Emirates | Abu Dhabi | Infrastructure | Khaleel Al Arabi St | Junction Improvements - Main Works | DMT | AECC | Award | 2023 |  | Miscellaneous Work | X900.1 | Irrigation Controllers, As Detailed In Drawing And Specifications And Adm Requirement.; Irrigation Controller (For Decoder System) | 1 | Nr | AED | 52075.06 | Rate Only
2023-03 | 4 | 4.0524 | United Arab Emirates | Abu Dhabi | Infrastructure | Khaleel Al Arabi St | Junction Improvements - Main Works | DMT | AECC | Award | 2023 |  | Miscellaneous Work | X900.2 | Control Cable From Irrigation Controller To Solenoid Valve In Conduit Pipes Including Common Wires And Spare Wires Rate To Include For All Terminals Etc. (Conduit Pipe Are Measured Separately).; 12 Awg Decoder Cable (Two Wire Path). | 1 | m | AED | 14.68 | Rate Only
2023-03 | 4 | 4.0524 | United Arab Emirates | Abu Dhabi | Infrastructure | Khaleel Al Arabi St | Junction Improvements - Main Works | DMT | AECC | Award | 2023 |  | Miscellaneous Work | X900.3 | Control Cable From Irrigation Controller To Solenoid Valve In Conduit Pipes Including Common Wires And Spare Wires Rate To Include For All Terminals Etc. (Conduit Pipe Are Measured Separately).; 14 Awg Decoder Cable (Two Wire Path). | 1780 | m | AED | 12.24 | 21787.2
2023-03 | 4 | 4.0524 | United Arab Emirates | Abu Dhabi | Infrastructure | Khaleel Al Arabi St | Junction Improvements - Main Works | DMT | AECC | Award | 2023 |  | Miscellaneous Work | X900.4 | Conduits For Control Cables; 25Mm Diameter | 1 | m | AED | 15.91 | Rate Only
2023-03 | 4 | 4.0524 | United Arab Emirates | Abu Dhabi | Infrastructure | Khaleel Al Arabi St | Junction Improvements - Main Works | DMT | AECC | Award | 2023 |  | Miscellaneous Work | X900.5 | Conduits For Control Cables; 32Mm Diameter | 1780 | m | AED | 18.35 | 32663
2023-03 | 4 | 4.0525 | United Arab Emirates | Abu Dhabi | Infrastructure | Khaleel Al Arabi St | Junction Improvements - Main Works | DMT | AECC | Award | 2023 |  | Demolition And Site Clearance | D900.1 | Carefully Remove Existing Signal Posts, Fittings, Precast/Reinforced Conc. Foundations, Dismantle Completely And Set Aside In Contractor'S Store For Reused, Including Disposal Of Precast Foundations To Approved Tip, Cable Disconnections And Backfilling; Traffic Signal Post With Single Mast Arm | 4 | Nr | AED | 8788.24 | 35152.96
2023-03 | 4 | 4.0525 | United Arab Emirates | Abu Dhabi | Infrastructure | Khaleel Al Arabi St | Junction Improvements - Main Works | DMT | AECC | Award | 2023 |  | Demolition And Site Clearance | D900.2 | Carefully Remove Existing Signal Posts, Fittings, Precast/Reinforced Conc. Foundations, Dismantle Completely And Set Aside In Contractor'S Store For Reused, Including Disposal Of Precast Foundations To Approved Tip, Cable Disconnections And Backfilling; Post Mounted Pedestrian Signal Only | 19 | Nr | AED | 1392.41 | 26455.79
2023-03 | 4 | 4.0525 | United Arab Emirates | Abu Dhabi | Infrastructure | Khaleel Al Arabi St | Junction Improvements - Main Works | DMT | AECC | Award | 2023 |  | Demolition And Site Clearance | D900.4 | Carefully Remove Existing Loop Detectors, Fittings And Store In Contractor'S Stores For Later Deliver To Client Stores Or Dispose To Tip As Required , Including To Approved Tip, Cable Disconnections And Backfilling; Traffic Signal Controller | 2 | Nr | AED | 5025.24 | 10050.48
2023-03 | 4 | 4.0525 | United Arab Emirates | Abu Dhabi | Infrastructure | Khaleel Al Arabi St | Junction Improvements - Main Works | DMT | AECC | Award | 2023 |  | Demolition And Site Clearance | D900.7 | Carefully Remove Existing Loop Detectors, Fittings And Store In Contractor'S Stores For Later Deliver To Client Stores Or Dispose To Tip As Required , Including To Approved Tip, Cable Disconnections And Backfilling; Removal Of Existing Field Equipment Cabinet | 2 | Nr | AED | 7983.83 | 15967.66
2023-03 | 4 | 4.0525 | United Arab Emirates | Abu Dhabi | Infrastructure | Khaleel Al Arabi St | Junction Improvements - Main Works | DMT | AECC | Award | 2023 |  | Demolition And Site Clearance | D900.10 | Carefully Remove Existing Manhole Cover And Frame And Deliver To Client Stores Including Excavation, Breakout Chambers, Backfilling And Remove To Tip And Reinstatement Of Existing Surfaces; Traffic Signal Manholes | 26 | Nr | AED | 1502.52 | 39065.52
2023-03 | 4 | 4.0525 | United Arab Emirates | Abu Dhabi | Infrastructure | Khaleel Al Arabi St | Junction Improvements - Main Works | DMT | AECC | Award | 2023 |  | Demolition And Site Clearance | D900.11 | Carefully Excavate To Expose Existing Ducts, Warning Tape, Disconnect, Remove And Dispose/Deliver To Authority Stores As Directed By The Engineer Including Backfilling And Reinstatement Of Existing Surfaces; 1-Way 100 Mm Duct | 1 | m | AED | 161.47 | Rate Only
2023-03 | 4 | 4.0525 | United Arab Emirates | Abu Dhabi | Infrastructure | Khaleel Al Arabi St | Junction Improvements - Main Works | DMT | AECC | Award | 2023 |  | Demolition And Site Clearance | D900.12 | Carefully Excavate To Expose Existing Ducts, Warning Tape, Disconnect, Remove And Dispose/Deliver To Authority Stores As Directed By The Engineer Including Backfilling And Reinstatement Of Existing Surfaces; 2-Way 100 Mm Duct | 242 | m | AED | 172.9 | 41841.8
2023-03 | 4 | 4.0525 | United Arab Emirates | Abu Dhabi | Infrastructure | Khaleel Al Arabi St | Junction Improvements - Main Works | DMT | AECC | Award | 2023 |  | Demolition And Site Clearance | D900.13 | Carefully Excavate To Expose Existing Ducts, Warning Tape, Disconnect, Remove And Dispose/Deliver To Authority Stores As Directed By The Engineer Including Backfilling And Reinstatement Of Existing Surfaces; 4-Way 100 Mm Duct | 1 | m | AED | 190.04 | Rate Only
2023-03 | 4 | 4.0525 | United Arab Emirates | Abu Dhabi | Infrastructure | Khaleel Al Arabi St | Junction Improvements - Main Works | DMT | AECC | Award | 2023 |  | Demolition And Site Clearance | D900.14 | Carefully Excavate To Expose Existing Ducts, Warning Tape, Disconnect, Remove And Dispose/Deliver To Authority Stores As Directed By The Engineer Including Backfilling And Reinstatement Of Existing Surfaces; 8-Way 100 Mm Duct | 662 | m | AED | 218.61 | 144719.82
2023-03 | 4 | 4.0525 | United Arab Emirates | Abu Dhabi | Infrastructure | Khaleel Al Arabi St | Junction Improvements - Main Works | DMT | AECC | Award | 2023 |  | Pipework - Manholes And Pipework Ancillaries | K231.1 | Reinforced Concrete Chambers Complete Including But Not Limited To Built In Pieces, Ductile Manhole Covers, Water Proofing Works, Concrete Support, Indication Plates, Excavation, Backfilling, Disposal Of Surplus Excavated Material To Spoil Heaps On Designated Area To Be Determined By The Itc And All Other Fittings As Shown On Drawings.; Type I - Reinforced Concrete Pull Box, Depth Not Exceeding 1.5M (1.36 X 1.36 M), Including Di Frame, Cover And Gasket And Painting Internal Walls And Outer Frame Of Pull Box With Epoxy Gray Color Paint | 16 | Nr | AED | 6515.93 | 104254.88
2023-03 | 4 | 4.0526 | United Arab Emirates | Abu Dhabi | Infrastructure | Khaleel Al Arabi St | Junction Improvements - Main Works | DMT | AECC | Award | 2023 |  | Pipework - Manholes And Pipework Ancillaries | K231.2 | Reinforced Concrete Chambers Complete Including But Not Limited To Built In Pieces, Ductile Manhole Covers, Water Proofing Works, Concrete Support, Indication Plates, Excavation, Backfilling, Disposal Of Surplus Excavated Material To Spoil Heaps On Designated Area To Be Determined By The Itc And All Other Fittings As Shown On Drawings.; Type Ii-Reinforced Concrete Pull Box, Depth Not Exceeding 1.5M (1.80 X 1.80 M), Including Di Frame, Cover And Gasket And Painting Internal Walls And Outer Frame Of Pull Box With Epoxy Gray Color Paint | 13 | Nr | AED | 11418.32 | 148438.16
2023-03 | 4 | 4.0526 | United Arab Emirates | Abu Dhabi | Infrastructure | Khaleel Al Arabi St | Junction Improvements - Main Works | DMT | AECC | Award | 2023 |  | Pipework - Manholes And Pipework Ancillaries | K231.3 | Reinforced Concrete Chambers Complete Including But Not Limited To Built In Pieces, Ductile Manhole Covers, Water Proofing Works, Concrete Support, Indication Plates, Excavation, Backfilling, Disposal Of Surplus Excavated Material To Spoil Heaps On Designated Area To Be Determined By The Itc And All Other Fittings As Shown On Drawings.; Type Iv-Reinforced Concrete Pull Box, Depth Not Exceeding 1.5M (0.750 X 0.750 M), Including Di Frame, Cover And Gasket And Painting Internal Walls And Outer Frame Of Pull Box With Epoxy Gray Color Paint | 1 | Nr | AED | 1588.27 | Rate Only
2023-03 | 4 | 4.0526 | United Arab Emirates | Abu Dhabi | Infrastructure | Khaleel Al Arabi St | Junction Improvements - Main Works | DMT | AECC | Award | 2023 |  | Pipework - Manholes And Pipework Ancillaries | K522.2 | Supply, Lay And Joint Upvc Cable Ducts In Trenches Including Excavation, Backfilling, Conduit Spacers At Every 5 M Distance, End Caps, Draw Ropes, Markers, Bends, Tees Etc. And Disposal Of Surplus Excavated Material To Spoil Heaps On Designated Area To Be Determined By The Itc And All Other Fittings As Shown On Drawings.; 2-Way, 114Mm Dia Depth Not Exceeding 1.5M. | 10 | m | AED | 230.66 | 2306.6
2023-03 | 4 | 4.0526 | United Arab Emirates | Abu Dhabi | Infrastructure | Khaleel Al Arabi St | Junction Improvements - Main Works | DMT | AECC | Award | 2023 |  | Pipework - Manholes And Pipework Ancillaries | K542.2 | Supply, Lay And Joint Upvc Cable Ducts In Trenches Including Excavation, Backfilling, Conduit Spacers At Every 5 M Distance, End Caps, Draw Ropes, Markers, Bends, Tees Etc. And Disposal Of Surplus Excavated Material To Spoil Heaps On Designated Area To Be Determined By The Itc And All Other Fittings As Shown On Drawings.; 6-Way; 100Mm Dia Depth Not Exceeding 1.5M. | 1 | m | AED | 512.85 | Rate Only
2023-03 | 4 | 4.0526 | United Arab Emirates | Abu Dhabi | Infrastructure | Khaleel Al Arabi St | Junction Improvements - Main Works | DMT | AECC | Award | 2023 |  | Pipework - Manholes And Pipework Ancillaries | K542.3 | Supply, Lay And Joint Upvc Cable Ducts In Trenches Including Excavation, Backfilling, Conduit Spacers At Every 5 M Distance, End Caps, Draw Ropes, Markers, Bends, Tees Etc. And Disposal Of Surplus Excavated Material To Spoil Heaps On Designated Area To Be Determined By The Itc And All Other Fittings As Shown On Drawings.; 8-Way; 114Mm Dia Depth Not Exceeding 1.5M. | 719 | m | AED | 645.17 | 463877.23
2023-03 | 4 | 4.0526 | United Arab Emirates | Abu Dhabi | Infrastructure | Khaleel Al Arabi St | Junction Improvements - Main Works | DMT | AECC | Award | 2023 |  | Pipework - Manholes And Pipework Ancillaries | K522.1 | Extension Of Existing Ducts; Extend Existing Pvc Ducts Including Supply, Lay & Joint With Existing Ducts In Trench Beneath Carriageways, Provide End Caps, Duct Markers, Draw Ropes Etc. Complete As Specified.; 2-Way, Depth Not Exceeding 1.5M. | 1 | m | AED | 314.37 | Rate Only
2023-03 | 4 | 4.0526 | United Arab Emirates | Abu Dhabi | Infrastructure | Khaleel Al Arabi St | Junction Improvements - Main Works | DMT | AECC | Award | 2023 |  | Pipework - Manholes And Pipework Ancillaries | K522.2 | Extension Of Existing Ducts; Extend Existing Pvc Ducts Including Supply, Lay & Joint With Existing Ducts In Trench Beneath Carriageways, Provide End Caps, Duct Markers, Draw Ropes Etc. Complete As Specified.; 4-Way, Depth Not Exceeding 1.5M. | 1 | m | AED | 498.2 | Rate Only
2023-03 | 4 | 4.0526 | United Arab Emirates | Abu Dhabi | Infrastructure | Khaleel Al Arabi St | Junction Improvements - Main Works | DMT | AECC | Award | 2023 |  | Pipework - Manholes And Pipework Ancillaries | K542.1 | Extension Of Existing Ducts; Extend Existing Pvc Ducts Including Supply, Lay & Joint With Existing Ducts In Trench Beneath Carriageways, Provide End Caps, Duct Markers, Draw Ropes Etc. Complete As Specified.; 4-Way, Depth 1.5M - 2.0M. | 1 | m | AED | 523.88 | Rate Only
2023-03 | 4 | 4.0526 | United Arab Emirates | Abu Dhabi | Infrastructure | Khaleel Al Arabi St | Junction Improvements - Main Works | DMT | AECC | Award | 2023 |  | Pipework - Manholes And Pipework Ancillaries | K542.2 | Extension Of Existing Ducts; Extend Existing Pvc Ducts Including Supply, Lay & Joint With Existing Ducts In Trench Beneath Carriageways, Provide End Caps, Duct Markers, Draw Ropes Etc. Complete As Specified. | 1 | m | AED | 852 | Rate Only
2023-03 | 4 | 4.0526 | United Arab Emirates | Abu Dhabi | Infrastructure | Khaleel Al Arabi St | Junction Improvements - Main Works | DMT | AECC | Award | 2023 |  | Pipework - Manholes And Pipework Ancillaries | K543.3 | Extension Of Existing Ducts; Extend Existing Pvc Ducts Including Supply, Lay & Joint With Existing Ducts In Trench Beneath Carriageways, Provide End Caps, Duct Markers, Draw Ropes Etc. Complete As Specified.; 8-Way, Depth 1.5M - 2.0M. | 1 | m | AED | 884.03 | Rate Only
2023-03 | 4 | 4.0526 | United Arab Emirates | Abu Dhabi | Infrastructure | Khaleel Al Arabi St | Junction Improvements - Main Works | DMT | AECC | Award | 2023 |  | Pipework - Manholes And Pipework Ancillaries | K739.1 | Reinstatement; Breaking Of Existing Main Road Pavement Including Saw Cutting And Reinstatement For Laying Ducts; 1 Way To 3 Way Ducts. | 10 | m | AED | 559.76 | 5597.6
2023-03 | 4 | 4.0527 | United Arab Emirates | Abu Dhabi | Infrastructure | Khaleel Al Arabi St | Junction Improvements - Main Works | DMT | AECC | Award | 2023 |  | Pipework - Manholes And Pipework Ancillaries | K739.2 | Reinstatement; Breaking Of Existing Cross Road Pavement Including Saw Cutting And Reinstatement For Laying Ducts; 1 Way To 3 Way Ducts. | 1 | m | AED | 535.29 | Rate Only
2023-03 | 4 | 4.0527 | United Arab Emirates | Abu Dhabi | Infrastructure | Khaleel Al Arabi St | Junction Improvements - Main Works | DMT | AECC | Award | 2023 |  | Pipework - Manholes And Pipework Ancillaries | K739.3 | Reinstatement; Breaking Of Existing Main Road Pavement Including Saw Cutting And Reinstatement For Laying Ducts; 4 Way To 6 Way Ducts. | 1 | m | AED | 806.43 | Rate Only
2023-03 | 4 | 4.0527 | United Arab Emirates | Abu Dhabi | Infrastructure | Khaleel Al Arabi St | Junction Improvements - Main Works | DMT | AECC | Award | 2023 |  | Pipework - Manholes And Pipework Ancillaries | K739.4 | Reinstatement; Breaking Of Existing Cross Road Pavement Including Saw Cutting And Reinstatement For Laying Ducts; 4 Way To 6 Way Ducts. | 1 | m | AED | 1004.16 | Rate Only
2023-03 | 4 | 4.0527 | United Arab Emirates | Abu Dhabi | Infrastructure | Khaleel Al Arabi St | Junction Improvements - Main Works | DMT | AECC | Award | 2023 |  | Pipework - Manholes And Pipework Ancillaries | K861.2 | Connections To Manholes / Ducts; Connect New 8-Way 114Mm Dia Duct To Existing Manhole Including Additional Fittings, Additional Excavation And Backfill Etc. | 14 | Nr | AED | 639.8 | 8957.2
2023-03 | 4 | 4.0527 | United Arab Emirates | Abu Dhabi | Infrastructure | Khaleel Al Arabi St | Junction Improvements - Main Works | DMT | AECC | Award | 2023 |  | Pipework - Manholes And Pipework Ancillaries | K851.2 | Connections To Manholes / Ducts; Connect New 8-Way 114Mm Dia Duct To Existing Pull Box Including Additional Fittings, Additional Excavation And Backfill Etc. | 1 | Nr | AED | 1134.57 | Rate Only
2023-03 | 4 | 4.0527 | United Arab Emirates | Abu Dhabi | Infrastructure | Khaleel Al Arabi St | Junction Improvements - Main Works | DMT | AECC | Award | 2023 |  | Pipework - Supports And Protection | L221.2 | Non Disruptive Special Pipe Laying Using Directional Drilling Method For Installing Ducts (The Rate Shall Include For All Service Diversions, Reinstatements, Slurry, Surplus Material Removal, Etc.) Complete In All Respect As Shown In Drawings And Specifications; 4-Way, 50Mm Dia | 1 | m | AED | 1842.29 | Rate Only
2023-03 | 4 | 4.0527 | United Arab Emirates | Abu Dhabi | Infrastructure | Khaleel Al Arabi St | Junction Improvements - Main Works | DMT | AECC | Award | 2023 |  | Pipework - Supports And Protection | L221.3 | Non Disruptive Special Pipe Laying Using Directional Drilling Method For Installing Ducts (The Rate Shall Include For All Service Diversions, Reinstatements, Slurry, Surplus Material Removal, Etc.) Complete In All Respect As Shown In Drawings And Specifications; 8-Way , 114Mm Dia | 144 | m | AED | 2270.54 | 326957.76
2023-03 | 4 | 4.0527 | United Arab Emirates | Abu Dhabi | Infrastructure | Khaleel Al Arabi St | Junction Improvements - Main Works | DMT | AECC | Award | 2023 |  | Pipework - Supports And Protection | L511.2 | Beds And Surrounds Including Warning Tape | 10 | m | AED | 21.72 | 217.2
2023-03 | 4 | 4.0527 | United Arab Emirates | Abu Dhabi | Infrastructure | Khaleel Al Arabi St | Junction Improvements - Main Works | DMT | AECC | Award | 2023 |  | Pipework - Supports And Protection | L511.4 | Beds And Surrounds Including Warning Tape | 1 | m | AED | 37.38 | Rate Only
2023-03 | 4 | 4.0527 | United Arab Emirates | Abu Dhabi | Infrastructure | Khaleel Al Arabi St | Junction Improvements - Main Works | DMT | AECC | Award | 2023 |  | Pipework - Supports And Protection | L511.5 | Beds And Surrounds Including Warning Tape | 1 | m | AED | 45.21 | Rate Only
2023-03 | 4 | 4.0528 | United Arab Emirates | Abu Dhabi | Infrastructure | Khaleel Al Arabi St | Junction Improvements - Main Works | DMT | AECC | Award | 2023 |  | Pipework - Supports And Protection | L521.2 | Beds And Surrounds Including Warning Tape | 1 | m | AED | 13 | Rate Only
2023-03 | 4 | 4.0528 | United Arab Emirates | Abu Dhabi | Infrastructure | Khaleel Al Arabi St | Junction Improvements - Main Works | DMT | AECC | Award | 2023 |  | Pipework - Supports And Protection | L521.4 | Beds And Surrounds Including Warning Tape | 1 | m | AED | 16.92 | Rate Only
2023-03 | 4 | 4.0528 | United Arab Emirates | Abu Dhabi | Infrastructure | Khaleel Al Arabi St | Junction Improvements - Main Works | DMT | AECC | Award | 2023 |  | Pipework - Supports And Protection | L521.5 | Beds And Surrounds Including Warning Tape | 1 | m | AED | 18.87 | Rate Only
2023-03 | 4 | 4.0528 | United Arab Emirates | Abu Dhabi | Infrastructure | Khaleel Al Arabi St | Junction Improvements - Main Works | DMT | AECC | Award | 2023 |  | Pipework - Supports And Protection | L541.3 | Mass Concrete Bed And Surround To Ducts Including Formwork, Polythene Sheet And Bituminous Paints.; Mass Concrete Bed And Surround To 6-Way Duct, 100Mm Dia. | 1 | m | AED | 200.43 | Rate Only
2023-03 | 4 | 4.0528 | United Arab Emirates | Abu Dhabi | Infrastructure | Khaleel Al Arabi St | Junction Improvements - Main Works | DMT | AECC | Award | 2023 |  | Pipework - Supports And Protection | L541.4 | Mass Concrete Bed And Surround To Ducts Including Formwork, Polythene Sheet And Bituminous Paints.; Mass Concrete Bed And Surround To 8-Way Duct, 114Mm Dia. | 719 | m | AED | 245.01 | 176162.19
2023-03 | 4 | 4.0528 | United Arab Emirates | Abu Dhabi | Infrastructure | Khaleel Al Arabi St | Junction Improvements - Main Works | DMT | AECC | Award | 2023 |  | Miscellaneous Work | X900.2 | Reinforced Concrete Foundation Complete As Detailed On Drawings Including Excavation, Backfilling, Compaction, Formwork, Reinforcement, Concrete, Upvc Conduit, Rebars, Holding Down Bolts, Protection Of Holding Down Bolts, Nuts And Washers With Denso Tape, Rubber Spacers, Waterproofing As Per The Itc Standard Etc.; For Traffic Signal Pole With Single Mast Arm, Type A (Flush Foundation) | 1 | Nr | AED | 22734.86 | Rate Only
2023-03 | 4 | 4.0528 | United Arab Emirates | Abu Dhabi | Infrastructure | Khaleel Al Arabi St | Junction Improvements - Main Works | DMT | AECC | Award | 2023 |  | Miscellaneous Work | X900.3 | Reinforced Concrete Foundation Complete As Detailed On Drawings Including Excavation, Backfilling, Compaction, Formwork, Reinforcement, Concrete, Upvc Conduit, Rebars, Holding Down Bolts, Protection Of Holding Down Bolts, Nuts And Washers With Denso Tape, Rubber Spacers, Waterproofing As Per The Itc Standard Etc.; For Traffic Signal Pole; 4.5 M High (Special Foundation) | 12 | Nr | AED | 15316.39 | 183796.68
2023-03 | 4 | 4.0528 | United Arab Emirates | Abu Dhabi | Infrastructure | Khaleel Al Arabi St | Junction Improvements - Main Works | DMT | AECC | Award | 2023 |  | Miscellaneous Work | X900.4 | Reinforced Concrete Foundation Complete As Detailed On Drawings Including Excavation, Backfilling, Compaction, Formwork, Reinforcement, Concrete, Upvc Conduit, Rebars, Holding Down Bolts, Protection Of Holding Down Bolts, Nuts And Washers With Denso Tape, Rubber Spacers, Waterproofing As Per The Itc Standard Etc. | 16 | Nr | AED | 2676.37 | 42821.92
2023-03 | 4 | 4.0528 | United Arab Emirates | Abu Dhabi | Infrastructure | Khaleel Al Arabi St | Junction Improvements - Main Works | DMT | AECC | Award | 2023 |  | Miscellaneous Work | X900.5 | Reinforced Concrete Foundation Complete As Detailed On Drawings Including Excavation, Backfilling, Compaction, Formwork, Reinforcement, Concrete, Upvc Conduit, Rebars, Holding Down Bolts, Protection Of Holding Down Bolts, Nuts And Washers With Denso Tape, Rubber Spacers, Waterproofing As Per The Itc Standard Etc.; For Traffic Signal Controller (Tsc) Incl. Tiled Area Around Cabinet | 2 | Nr | AED | 3909.98 | 7819.96
2023-03 | 4 | 4.0529 | United Arab Emirates | Abu Dhabi | Infrastructure | Khaleel Al Arabi St | Junction Improvements - Main Works | DMT | AECC | Award | 2023 |  | Miscellaneous Work | X900.6 | Reinforced Concrete Foundation Complete As Detailed On Drawings Including Excavation, Backfilling, Compaction, Formwork, Reinforcement, Concrete, Upvc Conduit, Rebars, Holding Down Bolts, Protection Of Holding Down Bolts, Nuts And Washers With Denso Tape, Rubber Spacers, Waterproofing As Per The Itc Standard Etc.; For Uninterrupted Power Supply (Ups) Cabinet Incl. Tiled Area Around Cabinet | 2 | Nr | AED | 4224.21 | 8448.42
2023-03 | 4 | 4.0529 | United Arab Emirates | Abu Dhabi | Infrastructure | Khaleel Al Arabi St | Junction Improvements - Main Works | DMT | AECC | Award | 2023 |  | Miscellaneous Work | X900.7 | Reinforced Concrete Foundation Complete As Detailed On Drawings Including Excavation, Backfilling, Compaction, Formwork, Reinforcement, Concrete, Upvc Conduit, Rebars, Holding Down Bolts, Protection Of Holding Down Bolts, Nuts And Washers With Denso Tape, Rubber Spacers, Waterproofing As Per The Itc Standard Etc. | 1 | Nr | AED | 11861.51 | Rate Only
2023-03 | 4 | 4.0529 | United Arab Emirates | Abu Dhabi | Infrastructure | Khaleel Al Arabi St | Junction Improvements - Main Works | DMT | AECC | Award | 2023 |  | Miscellaneous Work | X900.8 | Reinforced Concrete Foundation Complete As Detailed On Drawings Including Excavation, Backfilling, Compaction, Formwork, Reinforcement, Concrete, Upvc Conduit, Rebars, Holding Down Bolts, Protection Of Holding Down Bolts, Nuts And Washers With Denso Tape, Rubber Spacers, Waterproofing As Per The Itc Standard Etc.; For Meter Cabinet Foundation | 2 | Nr | AED | 2696.84 | 5393.68
2023-03 | 4 | 4.0529 | United Arab Emirates | Abu Dhabi | Infrastructure | Khaleel Al Arabi St | Junction Improvements - Main Works | DMT | AECC | Award | 2023 |  | Miscellaneous Work | X900.9 | Reinforced Concrete Foundation Complete As Detailed On Drawings Including Excavation, Backfilling, Compaction, Formwork, Reinforcement, Concrete, Upvc Conduit, Rebars, Holding Down Bolts, Protection Of Holding Down Bolts, Nuts And Washers With Denso Tape, Rubber Spacers, Waterproofing As Per The Itc Standard Etc.; For Changeover Switch Cabinet Incl.Tiled Area Around Cabinet | 2 | Nr | AED | 3909.98 | 7819.96
2023-03 | 4 | 4.0529 | United Arab Emirates | Abu Dhabi | Infrastructure | Khaleel Al Arabi St | Junction Improvements - Main Works | DMT | AECC | Award | 2023 |  | Miscellaneous Work | X900.13 | Traffic Signal Pole With Mast Arm; Supply And Install Traffic Signal Pole With Mast Arm Assembly Including Clamp Connection, Base Plate, Etc. Complete With All Accessories As Shown On The Drawings And As Per Specifications.; Traffic Signal Pole Of 7.2 M High With 12 M Length Mast Arm Including Painting With Grey Color Epoxy Paint ( Ral 7045 ) , Earth Rod, Water Proofing Termination Box And Other Accessories Such As Base Plate Cover, End Cap And Top Cap And All Accessories | 3 | Nr | AED | 61903.99 | 185711.97
2023-03 | 4 | 4.0529 | United Arab Emirates | Abu Dhabi | Infrastructure | Khaleel Al Arabi St | Junction Improvements - Main Works | DMT | AECC | Award | 2023 |  | Miscellaneous Work | X900.1 | Traffic Signal Pole With Mast Arm; 3.2M Signal Pole; Supply And Install 3.2M High, 6 Inch Diameter Signal Pole Including Base Plate Complete With All Accessories As Shown On The Drawings And As Per Specifications.; Signal Pole; 3.2M High Including Painting With Grey Color Epoxy Paint ( Ral 7045 ) , Earth Rod, Water Proofing Termination Box , Top Cap And Base Plate Cover And All Accessories | 16 | Nr | AED | 6158.22 | 98531.52
2023-03 | 4 | 4.0529 | United Arab Emirates | Abu Dhabi | Infrastructure | Khaleel Al Arabi St | Junction Improvements - Main Works | DMT | AECC | Award | 2023 |  | Miscellaneous Work | X900.2 | 4.5M Signal Pole; Signal Pole; 4.5M High Including Painting With Grey Color Epoxy Paint ( Ral 7045 ) , Earth Rod, Water Proofing Termination Box , Top Cap And Base Plate Cover And All Accessories | 12 | Nr | AED | 9870.53 | 118446.36
2023-03 | 4 | 4.0529 | United Arab Emirates | Abu Dhabi | Infrastructure | Khaleel Al Arabi St | Junction Improvements - Main Works | DMT | AECC | Award | 2023 |  | Miscellaneous Work | X900.1 | Traffic Signal Heads And Accessories; 300 Mm - 3 Aspect Through Vehicular Signal Head (Ref. Type 2) Including Signal Backplates With Reflective Borders And All Required Masking. | 1 | Nr | AED | 6198.6 | Rate Only
2023-03 | 4 | 4.0529 | United Arab Emirates | Abu Dhabi | Infrastructure | Khaleel Al Arabi St | Junction Improvements - Main Works | DMT | AECC | Award | 2023 |  | Miscellaneous Work | X900.2 | Traffic Signal Heads And Accessories; 300 Mm - 3 Aspect Through Vehicular Signal Head (Ref. Type 2A) Including Signal Backplates With Reflective Borders And All Required Masking. | 1 | Nr | AED | 6198.6 | Rate Only
2023-03 | 4 | 4.0529 | United Arab Emirates | Abu Dhabi | Infrastructure | Khaleel Al Arabi St | Junction Improvements - Main Works | DMT | AECC | Award | 2023 |  | Miscellaneous Work | X900.3 | Traffic Signal Heads And Accessories; 300 Mm - 2 Aspect Conventional Pedestrian Signal Head (Ref. Type 3) Including All Required Masking. | 18 | Nr | AED | 4124.65 | 74243.7
2023-03 | 4 | 4.053 | United Arab Emirates | Abu Dhabi | Infrastructure | Khaleel Al Arabi St | Junction Improvements - Main Works | DMT | AECC | Award | 2023 |  | Miscellaneous Work | X900.6 | Traffic Signal Heads And Accessories; 300 Mm - 3 Aspect Through Vehicular Signal Head (Ref. Type 7) Including Signal Backplates With Reflective Borders And All Required Masking. | 22 | Nr | AED | 6198.6 | 136369.2
2023-03 | 4 | 4.053 | United Arab Emirates | Abu Dhabi | Infrastructure | Khaleel Al Arabi St | Junction Improvements - Main Works | DMT | AECC | Award | 2023 |  | Miscellaneous Work | X900.7 | Traffic Signal Heads And Accessories; 300 Mm - 3 Aspect Through Vehicular Signal Head (Ref. Type 7A) Including Signal Backplates With Reflective Borders And All Required Masking. | 16 | Nr | AED | 6198.6 | 99177.6
2023-03 | 4 | 4.053 | United Arab Emirates | Abu Dhabi | Infrastructure | Khaleel Al Arabi St | Junction Improvements - Main Works | DMT | AECC | Award | 2023 |  | Miscellaneous Work | X900.8 | Accessories; Pedestrian Touch Button Switch (Including Advisory Signs & Direction Arrows For Pedestrians) | 18 | Nr | AED | 3271.82 | 58892.76
2023-03 | 4 | 4.053 | United Arab Emirates | Abu Dhabi | Infrastructure | Khaleel Al Arabi St | Junction Improvements - Main Works | DMT | AECC | Award | 2023 |  | Miscellaneous Work | X900.9 | Meter Cabinet (Addc); Supply And Install Meter Cabinet, Complete With All Associated Works As Shown On The Drawings And As Per Addc Specifications.; | 2 | Nr | AED | 4899.17 | 9798.34
2023-03 | 4 | 4.053 | United Arab Emirates | Abu Dhabi | Infrastructure | Khaleel Al Arabi St | Junction Improvements - Main Works | DMT | AECC | Award | 2023 |  | Miscellaneous Work | X900.1 | Supply And Install 14M High Polygonal Pole For Cctv Camera Including Base Plate Complete With All Accessories As Shown On The Drawings And As Per Specifications.; Cctv Camera Polygonal Pole; 14M High Including Painting With Grey Color Epoxy Paint ( Ral 7045 ) , Earth Rod, Water Proofing Termination Box , Top Cap And Base Plate Cover And All Accessories | 1 | Nr | AED | 22640.91 | Rate Only
2023-03 | 4 | 4.053 | United Arab Emirates | Abu Dhabi | Infrastructure | Khaleel Al Arabi St | Junction Improvements - Main Works | DMT | AECC | Award | 2023 |  | Miscellaneous Work | X900.2 | Traffic Signal Controls; Supply And Install Traffic Signal Controller, Changeover Switch, Communication Field Equipment Cabinet, Ups, Hardware, Software, Cables, Complete With All Associated Works As Shown On The Drawings And As Per Specifications.; Adaptive Traffic Signal Controller Complete With Single Door Cabinet And Communications , Evp Module, Coax/Serial For Evp Antenna And Evp Antenna/Antennas. | 2 | Nr | AED | 152720.9 | 305441.8
2023-03 | 4 | 4.053 | United Arab Emirates | Abu Dhabi | Infrastructure | Khaleel Al Arabi St | Junction Improvements - Main Works | DMT | AECC | Award | 2023 |  | Miscellaneous Work | X900.3 | Traffic Signal Controls; Supply And Install Traffic Signal Controller, Changeover Switch, Communication Field Equipment Cabinet, Ups, Hardware, Software, Cables, Complete With All Associated Works As Shown On The Drawings And As Per Specifications.; Changeover Switch Complete With Single Door Cabinet And Switchgear Including Addc Meter Connection And Earthing Rods. Plc Shall Be Programmable To Communicate With The Central System / Nms (Network Management System) For Monitoring The Status And Key Operating Functionality. The Communication Medium Shall Be Fiber Optic Network Via The Cfec Cabinet Or Wireless (4G Router) For Remote Intersections And As Per Itc Requirements. | 2 | Nr | AED | 33257.81 | 66515.62
2023-03 | 4 | 4.053 | United Arab Emirates | Abu Dhabi | Infrastructure | Khaleel Al Arabi St | Junction Improvements - Main Works | DMT | AECC | Award | 2023 |  | Miscellaneous Work | X900.4 | Traffic Signal Controls; Supply And Install Traffic Signal Controller, Changeover Switch, Communication Field Equipment Cabinet, Ups, Hardware, Software, Cables, Complete With All Associated Works As Shown On The Drawings And As Per Specifications.; Communication Field Equipment Cabinet (Cfec) With Complete Accessories Including The Following As Per Itc'S Recent Specifications, Drawings And Standards; - Mcb, Elcb, Earth Rods Etc. - Fully Loaded Rack Mount 12 Duplex Port Fo Patch Panels Including Connectors, Adaptors, Adaptor Plates, Mounting Brackets, Etc. Digital Io Module Located In Itc Compartment Shall Be Connected To The Central System / Nms (Network Management System) For Monitoring Door Opening Of Cfec Cabinet . The Communication Medium Shall Be Fiber Optic Network Via The Cfec Cabinet Or Wireless (4G Router) For Remote Intersections And As Per Itc Requirements. | 2 | Nr | AED | 34452.01 | 68904.02
2023-03 | 4 | 4.053 | United Arab Emirates | Abu Dhabi | Infrastructure | Khaleel Al Arabi St | Junction Improvements - Main Works | DMT | AECC | Award | 2023 |  | Miscellaneous Work | X900.1 | Traffic Signal Controls; Environmentally Rugged Online Uninterruptible Power Supply (Ups) With Sufficient Capacity (With 4 Hrs. Backup) To Support The Load Of Junction Equipments, Traffic Signal Controller & Cfec Devices, Complete Ups With Single Door Cabinet As Well As Other Accessories/Devices Such As But Not Limited To The Battery Bank, Maintenance Bypass Switch, Network Interface Card, Potential Free Alarm Contact Card, Etc. As Per Itc'S Latest Specifications And Requirements. Ups Shall Be Connected To The Central System / Nms (Network Management System) For Monitoring Of Battery, Other Key Operating Functionality. The Communication Medium Shall Be Fiber Optic Network Via The Cfec Cabinet Or Wireless (4G Router) For Remote Intersections And As Per Itc Requirements. | 2 | Nr | AED | 47737.52 | 95475.04
2023-03 | 4 | 4.053 | United Arab Emirates | Abu Dhabi | Infrastructure | Khaleel Al Arabi St | Junction Improvements - Main Works | DMT | AECC | Award | 2023 |  | Miscellaneous Work | X900.2 | Traffic Signal Controls; Traffic Signal Timing Plan & Controller Configuration, Utc Configuration, Adaptive Scoot Configuration & Implementation, Gui Diagrams And Data Base Updates. (For Proposed Signalized Junctions And Midblock Crossing). | 2 | Nr | AED | 31867.84 | 63735.68
2023-03 | 4 | 4.053 | United Arab Emirates | Abu Dhabi | Infrastructure | Khaleel Al Arabi St | Junction Improvements - Main Works | DMT | AECC | Award | 2023 |  | Miscellaneous Work | X900.2 | Cables; Supply And Install Cables Including Joints, Termination, Etc. Complete With All Accessories As Per Specification.; 10 Pair Twisted Pair Telephone Communication Cable (Feeder Cable For Connecting Loops With Controller) | 1 | m | AED | 23.25 | Rate Only
2023-03 | 4 | 4.0531 | United Arab Emirates | Abu Dhabi | Infrastructure | Khaleel Al Arabi St | Junction Improvements - Main Works | DMT | AECC | Award | 2023 |  | Miscellaneous Work | X900.3 | Cables; Supply And Install Cables Including Joints, Termination, Etc. Complete With All Accessories As Per Specification.; Earth Pits - 30X30 Cm | 24 | Nr | AED | 3058.92 | 73414.08
2023-03 | 4 | 4.0531 | United Arab Emirates | Abu Dhabi | Infrastructure | Khaleel Al Arabi St | Junction Improvements - Main Works | DMT | AECC | Award | 2023 |  | Miscellaneous Work | X900.4 | Loop Detector; Supply And Install Pre-Formed Loop Detector Of Various Types Complete With All Accessories Including Asphalt Cutting, Sealing, Cabling, Interface And Testing Etc. As Per Specification.; Pre-Formed Apportionment Loop Detector | 35 | Nr | AED | 6697.81 | 234423.35
2023-03 | 4 | 4.0531 | United Arab Emirates | Abu Dhabi | Infrastructure | Khaleel Al Arabi St | Junction Improvements - Main Works | DMT | AECC | Award | 2023 |  | Miscellaneous Work | X900.5 | Loop Detector; Supply And Install Pre-Formed Loop Detector Of Various Types Complete With All Accessories Including Asphalt Cutting, Sealing, Cabling, Interface And Testing Etc. As Per Specification.; Pre-Formed System Loop Detector | 8 | Nr | AED | 6697.81 | 53582.48
2023-03 | 4 | 4.0531 | United Arab Emirates | Abu Dhabi | Infrastructure | Khaleel Al Arabi St | Junction Improvements - Main Works | DMT | AECC | Award | 2023 |  | Miscellaneous Work | X900.1 | Field Tcs Equipment; Supply, Install, Splice, Configure And Test Field Tcs Equipment Including Hardware, Software, Equipment, Cables, Wiring And Connection To Power And Communications Complete With All Associated Works As Shown On The Drawings And As Per Specifications.; Field Remote Network Switch (Frs) Including The Interface With The Nms And Managed L2 Switch Fully Loaded With The Required Sfp Modules And Power Supply | 1 | Nr | AED | 18354.75 | Rate Only
2023-03 | 4 | 4.0531 | United Arab Emirates | Abu Dhabi | Infrastructure | Khaleel Al Arabi St | Junction Improvements - Main Works | DMT | AECC | Award | 2023 |  | Miscellaneous Work | X900.2 | Field Tcs Equipment; Supply, Install, Splice, Configure And Test Field Tcs Equipment Including Hardware, Software, Equipment, Cables, Wiring And Connection To Power And Communications Complete With All Associated Works As Shown On The Drawings And As Per Specifications. | 1 | Nr | AED | 14684.05 | Rate Only
2023-03 | 4 | 4.0531 | United Arab Emirates | Abu Dhabi | Infrastructure | Khaleel Al Arabi St | Junction Improvements - Main Works | DMT | AECC | Award | 2023 |  | Miscellaneous Work | X900.3 | Field Tcs Equipment; Supply, Install, Splice, Configure And Test Field Tcs Equipment Including Hardware, Software, Equipment, Cables, Wiring And Connection To Power And Communications Complete With All Associated Works As Shown On The Drawings And As Per Specifications.; Mini Network Switch (Mns) Inside Tcs Controller Cabinet | 2 | Nr | AED | 19673.76 | 39347.52
2023-03 | 4 | 4.0531 | United Arab Emirates | Abu Dhabi | Infrastructure | Khaleel Al Arabi St | Junction Improvements - Main Works | DMT | AECC | Award | 2023 |  | Miscellaneous Work | X900.4 | Field Tcs Equipment; Supply, Install, Splice, Configure And Test Field Tcs Equipment Including Hardware, Software, Equipment, Cables, Wiring And Connection To Power And Communications Complete With All Associated Works As Shown On The Drawings And As Per Specifications. ; Cctv Camera Power Cable, 3C X 2.5Mm² | 1 | m | AED | 22.02 | Rate Only
2023-03 | 4 | 4.0531 | United Arab Emirates | Abu Dhabi | Infrastructure | Khaleel Al Arabi St | Junction Improvements - Main Works | DMT | AECC | Award | 2023 |  | Miscellaneous Work | X900.5 | Field Tcs Equipment; Supply, Install, Splice, Configure And Test Field Tcs Equipment Including Hardware, Software, Equipment, Cables, Wiring And Connection To Power And Communications Complete With All Associated Works As Shown On The Drawings And As Per Specifications.; 12 S.M Fiber Optic Cable | 1 | m | AED | 20.8 | Rate Only
2023-03 | 4 | 4.0531 | United Arab Emirates | Abu Dhabi | Infrastructure | Khaleel Al Arabi St | Junction Improvements - Main Works | DMT | AECC | Award | 2023 |  | Miscellaneous Work | X900.6 | Field Tcs Equipment; Supply, Install, Splice, Configure And Test Field Tcs Equipment Including Hardware, Software, Equipment, Cables, Wiring And Connection To Power And Communications Complete With All Associated Works As Shown On The Drawings And As Per Specifications. | 1 | m | AED | 36.71 | Rate Only
2023-03 | 4 | 4.0531 | United Arab Emirates | Abu Dhabi | Infrastructure | Khaleel Al Arabi St | Junction Improvements - Main Works | DMT | AECC | Award | 2023 |  | Miscellaneous Work | X900.7 | Field Tcs Equipment; Supply, Install, Splice, Configure And Test Field Tcs Equipment Including Hardware, Software, Equipment, Cables, Wiring And Connection To Power And Communications Complete With All Associated Works As Shown On The Drawings And As Per Specifications. ; Fiber Optic Patch Panel (48-Ports ) Including Patch Cords And Pigtails | 1 | Nr | AED | 5687.15 | Rate Only
2023-03 | 4 | 4.0532 | United Arab Emirates | Abu Dhabi | Infrastructure | Khaleel Al Arabi St | Junction Improvements - Main Works | DMT | AECC | Award | 2023 |  | Miscellaneous Work | X900.9 | Field Tcs Equipment; Supply, Install, Splice, Configure And Test Field Tcs Equipment Including Hardware, Software, Equipment, Cables, Wiring And Connection To Power And Communications Complete With All Associated Works As Shown On The Drawings And As Per Specifications.; Outdoor Fiber Optic Splice Enclosure | 1 | Nr | AED | 8695.9 | Rate Only
2023-03 | 4 | 4.0532 | United Arab Emirates | Abu Dhabi | Infrastructure | Khaleel Al Arabi St | Junction Improvements - Main Works | DMT | AECC | Award | 2023 |  | Miscellaneous Work | X900.10 | Field Tcs Equipment; Supply, Install, Splice, Configure And Test Field Tcs Equipment Including Hardware, Software, Equipment, Cables, Wiring And Connection To Power And Communications Complete With All Associated Works As Shown On The Drawings And As Per Specifications.; Sftp Cat-7 Ethernet Cable | 1 | m | AED | 23.25 | Rate Only
2023-03 | 4 | 4.0532 | United Arab Emirates | Abu Dhabi | Infrastructure | Khaleel Al Arabi St | Junction Improvements - Main Works | DMT | AECC | Award | 2023 |  | Miscellaneous Work | X900.11 | Field Tcs Equipment; Supply, Install, Splice, Configure And Test Field Tcs Equipment Including Hardware, Software, Equipment, Cables, Wiring And Connection To Power And Communications Complete With All Associated Works As Shown On The Drawings And As Per Specifications.; Sftp Cat-7 Patch Panel (12 Port) | 1 | Nr | AED | 1902.65 | Rate Only
2023-03 | 4 | 4.0532 | United Arab Emirates | Abu Dhabi | Infrastructure | Khaleel Al Arabi St | Junction Improvements - Main Works | DMT | AECC | Award | 2023 |  | Demolition And Site Clearance | D690.1 | Removal Of Existing Ducts; Excavate And Remove 1-4 Way Ducts And Surrounds And Cart To Tip Including Backfilling Of Voids And Reinstate. | 105 | m | AED | 172.9 | 18154.5
2023-03 | 4 | 4.0532 | United Arab Emirates | Abu Dhabi | Infrastructure | Khaleel Al Arabi St | Junction Improvements - Main Works | DMT | AECC | Award | 2023 |  | Demolition And Site Clearance | D690.2 | Removal Of Existing Ducts; Excavate And Remove 4-6 Way Ducts And Surrounds And Cart To Tip Including Backfilling Of Voids And Reinstate. | 1 | m | AED | 190.04 | Rate Only
2023-03 | 4 | 4.0532 | United Arab Emirates | Abu Dhabi | Infrastructure | Khaleel Al Arabi St | Junction Improvements - Main Works | DMT | AECC | Award | 2023 |  | Demolition And Site Clearance | D690.3 | Removal Of Existing Ducts; Excavate And Remove 6-9 Way D54 Ducts And Surrounds And Cart To Tip Including Backfilling Of Voids And Reinstate. | 645 | m | AED | 218.61 | 141003.45
2023-03 | 4 | 4.0532 | United Arab Emirates | Abu Dhabi | Infrastructure | Khaleel Al Arabi St | Junction Improvements - Main Works | DMT | AECC | Award | 2023 |  | Pipework - Manholes And Pipework Ancillaries | K231.1 | Reinforced Concrete Pull Boxes Complete In Accordance With Drawings, Specifications And Requirements; Pull Box Type - 1 | 6 | Nr | AED | 6515.93 | 39095.58
2023-03 | 4 | 4.0532 | United Arab Emirates | Abu Dhabi | Infrastructure | Khaleel Al Arabi St | Junction Improvements - Main Works | DMT | AECC | Award | 2023 |  | Pipework - Manholes And Pipework Ancillaries | K231.2 | Reinforced Concrete Pull Boxes Complete In Accordance With Drawings, Specifications And Requirements; Pull Box Type - 1 (On Existing Line) | 1 | Nr | AED | 9713.61 | Rate Only
2023-03 | 4 | 4.0532 | United Arab Emirates | Abu Dhabi | Infrastructure | Khaleel Al Arabi St | Junction Improvements - Main Works | DMT | AECC | Award | 2023 |  | Pipework - Manholes And Pipework Ancillaries | K231.3 | Reinforced Concrete Pull Boxes Complete In Accordance With Drawings, Specifications And Requirements; Pull Box Type - 2 | 13 | Nr | AED | 11418.31 | 148438.03
2023-03 | 4 | 4.0533 | United Arab Emirates | Abu Dhabi | Infrastructure | Khaleel Al Arabi St | Junction Improvements - Main Works | DMT | AECC | Award | 2023 |  | Pipework - Manholes And Pipework Ancillaries | K231.4 | Reinforced Concrete Pull Boxes Complete In Accordance With Drawings, Specifications And Requirements; Pull Box Type - 4 | 1 | Nr | AED | 1588.27 | Rate Only
2023-03 | 4 | 4.0533 | United Arab Emirates | Abu Dhabi | Infrastructure | Khaleel Al Arabi St | Junction Improvements - Main Works | DMT | AECC | Award | 2023 |  | Pipework - Manholes And Pipework Ancillaries | K231.5 | Reinforced Concrete Pull Boxes Complete In Accordance With Drawings, Specifications And Requirements; Pull Box Type - 2 (On Existing Line) | 1 | Nr | AED | 13873.33 | Rate Only
2023-03 | 4 | 4.0533 | United Arab Emirates | Abu Dhabi | Infrastructure | Khaleel Al Arabi St | Junction Improvements - Main Works | DMT | AECC | Award | 2023 |  | Pipework - Manholes And Pipework Ancillaries | K231.6 | Reinforced Concrete Pull Boxes Complete In Accordance With Drawings, Specifications And Requirements; Special Type Pull Box For The Duct Passing Through Bridge Trunk | 1 | Nr | AED | 2560.51 | Rate Only
2023-03 | 4 | 4.0533 | United Arab Emirates | Abu Dhabi | Infrastructure | Khaleel Al Arabi St | Junction Improvements - Main Works | DMT | AECC | Award | 2023 |  | Pipework - Manholes And Pipework Ancillaries | K522 | Ducts; Supply, Lay & Joint Pvc Cable Ducts 100Mm Dia. In Trench Including Earthwork Backfilling, Endcap, And All Related Work Complete.; 2-Way, Depth Not Exceeding 1.5M. | 1 | m | AED | 230.67 | Rate Only
2023-03 | 4 | 4.0533 | United Arab Emirates | Abu Dhabi | Infrastructure | Khaleel Al Arabi St | Junction Improvements - Main Works | DMT | AECC | Award | 2023 |  | Pipework - Manholes And Pipework Ancillaries | K542.1 | Ducts; Supply, Lay & Joint Pvc Cable Ducts 100Mm Dia. In Trench Including Earthwork Backfilling, Endcap, And All Related Work Complete.; 4-Way, Depth Not Exceeding 1.5M. | 1 | m | AED | 368.29 | Rate Only
2023-03 | 4 | 4.0533 | United Arab Emirates | Abu Dhabi | Infrastructure | Khaleel Al Arabi St | Junction Improvements - Main Works | DMT | AECC | Award | 2023 |  | Pipework - Manholes And Pipework Ancillaries | K543.1 | Ducts; Supply, Lay & Joint Pvc Cable Ducts 100Mm Dia. In Trench Including Earthwork Backfilling, Endcap, And All Related Work Complete.; 4-Way, Depth 1.5M - 2.0M. | 1 | m | AED | 395.53 | Rate Only
2023-03 | 4 | 4.0533 | United Arab Emirates | Abu Dhabi | Infrastructure | Khaleel Al Arabi St | Junction Improvements - Main Works | DMT | AECC | Award | 2023 |  | Pipework - Manholes And Pipework Ancillaries | K542.2 | Ducts; Supply, Lay & Joint Pvc Cable Ducts 100Mm Dia. In Trench Including Earthwork Backfilling, Endcap, And All Related Work Complete.; 8-Way, Depth Not Exceeding 1.5M. | 1 | m | AED | 645.16 | Rate Only
2023-03 | 4 | 4.0533 | United Arab Emirates | Abu Dhabi | Infrastructure | Khaleel Al Arabi St | Junction Improvements - Main Works | DMT | AECC | Award | 2023 |  | Pipework - Manholes And Pipework Ancillaries | K543.2 | Ducts; Supply, Lay & Joint Pvc Cable Ducts 100Mm Dia. In Trench Including Earthwork Backfilling, Endcap, And All Related Work Complete.; 8-Way, Depth 1.5M - 2.0M. | 1 | m | AED | 664.97 | Rate Only
2023-03 | 4 | 4.0533 | United Arab Emirates | Abu Dhabi | Infrastructure | Khaleel Al Arabi St | Junction Improvements - Main Works | DMT | AECC | Award | 2023 |  | Pipework - Manholes And Pipework Ancillaries | K521 | Ducts Not In Trench; 2-Way | 1 | m | AED | 139.54 | Rate Only
2023-03 | 4 | 4.0533 | United Arab Emirates | Abu Dhabi | Infrastructure | Khaleel Al Arabi St | Junction Improvements - Main Works | DMT | AECC | Award | 2023 |  | Pipework - Manholes And Pipework Ancillaries | K541.1 | Ducts Not In Trench; 4-Way | 1 | m | AED | 266.14 | Rate Only
2023-03 | 4 | 4.0534 | United Arab Emirates | Abu Dhabi | Infrastructure | Khaleel Al Arabi St | Junction Improvements - Main Works | DMT | AECC | Award | 2023 |  | Pipework - Manholes And Pipework Ancillaries | K541.2 | Ducts Not In Trench; 8-Way | 1 | m | AED | 519.33 | Rate Only
2023-03 | 4 | 4.0534 | United Arab Emirates | Abu Dhabi | Infrastructure | Khaleel Al Arabi St | Junction Improvements - Main Works | DMT | AECC | Award | 2023 |  | Pipework - Manholes And Pipework Ancillaries | K522 | Extension Of Existing Ducts; Extend Existing Pvc Ducts Including Supply, Lay & Joint With Existing Ducts In Trench Beneath Carriageways, Provide End Caps, Duct Markers, Draw Ropes Etc. Complete As Specified.; 2-Way, Depth Not Exceeding 1.5M. | 1 | m | AED | 314.37 | Rate Only
2023-03 | 4 | 4.0534 | United Arab Emirates | Abu Dhabi | Infrastructure | Khaleel Al Arabi St | Junction Improvements - Main Works | DMT | AECC | Award | 2023 |  | Pipework - Manholes And Pipework Ancillaries | K522 | Extension Of Existing Ducts; Extend Existing Pvc Ducts Including Supply, Lay & Joint With Existing Ducts In Trench Beneath Carriageways, Provide End Caps, Duct Markers, Draw Ropes Etc. Complete As Specified.; 4-Way, Depth Not Exceeding 1.5M. | 1 | m | AED | 498.2 | Rate Only
2023-03 | 4 | 4.0534 | United Arab Emirates | Abu Dhabi | Infrastructure | Khaleel Al Arabi St | Junction Improvements - Main Works | DMT | AECC | Award | 2023 |  | Pipework - Manholes And Pipework Ancillaries | K542.1 | Extension Of Existing Ducts; Extend Existing Pvc Ducts Including Supply, Lay & Joint With Existing Ducts In Trench Beneath Carriageways, Provide End Caps, Duct Markers, Draw Ropes Etc. Complete As Specified.; 4-Way, Depth 1.5M - 2.0M. | 1 | m | AED | 523.88 | Rate Only
2023-03 | 4 | 4.0534 | United Arab Emirates | Abu Dhabi | Infrastructure | Khaleel Al Arabi St | Junction Improvements - Main Works | DMT | AECC | Award | 2023 |  | Pipework - Manholes And Pipework Ancillaries | K542.2 | Extension Of Existing Ducts; Extend Existing Pvc Ducts Including Supply, Lay & Joint With Existing Ducts In Trench Beneath Carriageways, Provide End Caps, Duct Markers, Draw Ropes Etc. Complete As Specified.; 8-Way, Depth Not Exceeding 1.5M. | 1 | m | AED | 852 | Rate Only
2023-03 | 4 | 4.0534 | United Arab Emirates | Abu Dhabi | Infrastructure | Khaleel Al Arabi St | Junction Improvements - Main Works | DMT | AECC | Award | 2023 |  | Pipework - Manholes And Pipework Ancillaries | K543.3 | Extension Of Existing Ducts; Extend Existing Pvc Ducts Including Supply, Lay & Joint With Existing Ducts In Trench Beneath Carriageways, Provide End Caps, Duct Markers, Draw Ropes Etc. Complete As Specified.; 8-Way, Depth 1.5M - 2.0M. | 1 | m | AED | 884.03 | Rate Only
2023-03 | 4 | 4.0534 | United Arab Emirates | Abu Dhabi | Infrastructure | Khaleel Al Arabi St | Junction Improvements - Main Works | DMT | AECC | Award | 2023 |  | Pipework - Manholes And Pipework Ancillaries | K739.1 | Reinstatement; Breaking Of Existing Pavement Of Cross Roads And Reinstate For Duct Laying, Including Saw Cutting; 1-Way To 4-Way Ducts. | 10 | m | AED | 535.29 | 5352.9
2023-03 | 4 | 4.0534 | United Arab Emirates | Abu Dhabi | Infrastructure | Khaleel Al Arabi St | Junction Improvements - Main Works | DMT | AECC | Award | 2023 |  | Pipework - Manholes And Pipework Ancillaries | K739.2 | Reinstatement; Breaking Of Existing Pavement Of Cross Roads And Reinstate For Duct Laying, Including Saw Cutting; 4-Way To 8-Way Ducts. | 16 | m | AED | 769.72 | 12315.52
2023-03 | 4 | 4.0534 | United Arab Emirates | Abu Dhabi | Infrastructure | Khaleel Al Arabi St | Junction Improvements - Main Works | DMT | AECC | Award | 2023 |  | Pipework - Manholes And Pipework Ancillaries | K739.2 | Reinstatement; Breaking Of Existing Pavement Of Cross Roads And Reinstate For Duct Laying, Including Saw Cutting; 8-Way To 12-Way Ducts. | 120 | m | AED | 1004.16 | 120499.2
2023-03 | 4 | 4.0534 | United Arab Emirates | Abu Dhabi | Infrastructure | Khaleel Al Arabi St | Junction Improvements - Main Works | DMT | AECC | Award | 2023 |  | Pipework - Manholes And Pipework Ancillaries | K851.2 | Connections To Manholes / Ducts; Connect New 8-Way 114Mm Dia Duct To Existing Pull Box Including Additional Fittings, Additional Excavation And Backfill Etc. | 1 | Nr | AED | 1134.57 | Rate Only
2023-03 | 4 | 4.0534 | United Arab Emirates | Abu Dhabi | Infrastructure | Khaleel Al Arabi St | Junction Improvements - Main Works | DMT | AECC | Award | 2023 |  | Pipework - Manholes And Pipework Ancillaries | K891.2 | Connections To Manholes / Ducts; Connect New 8-Way 114Mm Dia Duct To Existing Tcp Including Additional Fittings, Additional Excavation And Backfill Etc. | 1 | Nr | AED | 1134.57 | Rate Only
2023-03 | 4 | 4.0535 | United Arab Emirates | Abu Dhabi | Infrastructure | Khaleel Al Arabi St | Junction Improvements - Main Works | DMT | AECC | Award | 2023 |  | Pipework - Supports And Protection | L511.3 | Beds & Surrounds Including Warning Tape,; Imported Sand Bed And Surround To 2-Way Duct, 114Mm Dia. | 3 | m | AED | 21.72 | 65.16
2023-03 | 4 | 4.0535 | United Arab Emirates | Abu Dhabi | Infrastructure | Khaleel Al Arabi St | Junction Improvements - Main Works | DMT | AECC | Award | 2023 |  | Pipework - Supports And Protection | L511.4 | Beds & Surrounds Including Warning Tape,; Imported Sand Bed & Surround To 114Mm Dia 8-Way Duct | 5 | m | AED | 45.21 | 226.05
2023-03 | 4 | 4.0535 | United Arab Emirates | Abu Dhabi | Infrastructure | Khaleel Al Arabi St | Junction Improvements - Main Works | DMT | AECC | Award | 2023 |  | Pipework - Supports And Protection | L521.2 | Beds & Surrounds Including Warning Tape,; Selected Excavated Material Bed And Surround To 2-Way Duct, 114Mm Dia. | 7 | m | AED | 13.01 | 91.07
2023-03 | 4 | 4.0535 | United Arab Emirates | Abu Dhabi | Infrastructure | Khaleel Al Arabi St | Junction Improvements - Main Works | DMT | AECC | Award | 2023 |  | Pipework - Supports And Protection | L521.3 | Beds & Surrounds Including Warning Tape,; Selected Excavated Material Bed & Surround To 114Mm Dia 8-Way Duct | 5 | m | AED | 18.88 | 94.4
2023-03 | 4 | 4.0535 | United Arab Emirates | Abu Dhabi | Infrastructure | Khaleel Al Arabi St | Junction Improvements - Main Works | DMT | AECC | Award | 2023 |  | Pipework - Supports And Protection | L541.1 | Concrete Surround To Duct Including Formwork, Polythene Sheet And Bituminous Paint Etc. Complete As Specified.; For 2-Way Duct. | 65 | m | AED | 97.42 | 6332.3
2023-03 | 4 | 4.0535 | United Arab Emirates | Abu Dhabi | Infrastructure | Khaleel Al Arabi St | Junction Improvements - Main Works | DMT | AECC | Award | 2023 |  | Pipework - Supports And Protection | L541.2 | Concrete Surround To Duct Including Formwork, Polythene Sheet And Bituminous Paint Etc. Complete As Specified.; For 4-Way Duct. | 1 | m | AED | 155.86 | Rate Only
2023-03 | 4 | 4.0535 | United Arab Emirates | Abu Dhabi | Infrastructure | Khaleel Al Arabi St | Junction Improvements - Main Works | DMT | AECC | Award | 2023 |  | Pipework - Supports And Protection | L541.3 | Concrete Surround To Duct Including Formwork, Polythene Sheet And Bituminous Paint Etc. Complete As Specified.; For 8-Way Duct. | 5 | m | AED | 245.01 | 1225.05
2023-03 | 4 | 4.0535 | United Arab Emirates | Abu Dhabi | Infrastructure | Khaleel Al Arabi St | Junction Improvements - Main Works | DMT | AECC | Award | 2023 |  | Pipework - Supports And Protection | L541.7 | Concrete Encasement To Existing Duct Including Excavation. Formwork, Polythene Sheet And Bituminous Paint, Warning Tape, Backfilling Etc. Complete As Specified; For 2-Way Duct. | 1 | m | AED | 169.57 | Rate Only
2023-03 | 4 | 4.0535 | United Arab Emirates | Abu Dhabi | Infrastructure | Khaleel Al Arabi St | Junction Improvements - Main Works | DMT | AECC | Award | 2023 |  | Pipework - Supports And Protection | L541.8 | Concrete Encasement To Existing Duct Including Excavation. Formwork, Polythene Sheet And Bituminous Paint, Warning Tape, Backfilling Etc. Complete As Specified; For 4-Way Duct. | 1 | m | AED | 231.14 | Rate Only
2023-03 | 4 | 4.0536 | United Arab Emirates | Abu Dhabi | Infrastructure | Khaleel Al Arabi St | Junction Improvements - Main Works | DMT | AECC | Award | 2023 |  | Pipework - Supports And Protection | L541.9 | Concrete Encasement To Existing Duct Including Excavation. Formwork, Polythene Sheet And Bituminous Paint, Warning Tape, Backfilling Etc. Complete As Specified; For 8-Way Duct. | 15 | m | AED | 334.51 | 5017.65
2023-03 | 4 | 4.0536 | United Arab Emirates | Abu Dhabi | Infrastructure | Khaleel Al Arabi St | Junction Improvements - Main Works | DMT | AECC | Award | 2023 |  | Sewer And Main Water Renovation And Anciliary Works | Y710.1 | Demolish Existing Manholes And Chambers And Cart To Approved Tip Including Backfilling Of Voids.; Demolish Existing Pull Box | 1 | Nr | AED | 2726.09 | Rate Only
2023-03 | 4 | 4.0536 | United Arab Emirates | Abu Dhabi | Infrastructure | Khaleel Al Arabi St | Junction Improvements - Main Works | DMT | AECC | Award | 2023 |  | Miscellaneous Work | X900.1 | Adjust Cover Levels Of Existing Manholes To Suit Proposed Levels, Maximum Level Adjustment 0.5M . | 1 | Nr | AED | 5448.07 | Rate Only
2023-03 | 4 | 4.0536 | United Arab Emirates | Abu Dhabi | Infrastructure | Khaleel Al Arabi St | Junction Improvements - Main Works | DMT | AECC | Award | 2023 |  | Miscellaneous Work | X900.2 | Adjust Cover Levels Of Existing Chambers To Suit Proposed Levels, Maximum Level Adjustment 0.5M . | 1 | Nr | AED | 5448.07 | Rate Only
2023-03 | 4 | 4.0536 | United Arab Emirates | Abu Dhabi | Infrastructure | Khaleel Al Arabi St | Junction Improvements - Main Works | DMT | AECC | Award | 2023 |  | Pipework - Manholes And Pipework Ancillaries | K541.2 | Hdpe Ducts; Supply, Lay & Joint Hdpe Cable Ducts Through Drilled Bore Including Special Joints And Connections, Draw Rope, End Cape, Duct Makers, Testing, Etc Complete As Shown On Drawing; For 4 Way Ducts | 1 | m | AED | 335.83 | Rate Only
2023-03 | 4 | 4.0536 | United Arab Emirates | Abu Dhabi | Infrastructure | Khaleel Al Arabi St | Junction Improvements - Main Works | DMT | AECC | Award | 2023 |  | Pipework - Manholes And Pipework Ancillaries | K541.3 | Hdpe Ducts; Supply, Lay & Joint Hdpe Cable Ducts Through Drilled Bore Including Special Joints And Connections, Draw Rope, End Cape, Duct Makers, Testing, Etc Complete As Shown On Drawing; For 8 Way Ducts | 101 | m | AED | 647.18 | 65365.18
2023-03 | 4 | 4.0536 | United Arab Emirates | Abu Dhabi | Infrastructure | Khaleel Al Arabi St | Junction Improvements - Main Works | DMT | AECC | Award | 2023 |  | Miscellaneous Work | X900.1 | Non Disruptive Methods For Road Crossings; Non Disruptive Special Pipe Laying Using Directional Drilling Methods For Installing Pipes. (The Rate Shall Include For All Service Diversions, Reinstatements, Sleeve Pipes/ Caisson Pipes, Surplus Material Removals, Grouting Etc. Complete) As Shown On Drawing.; For 2 Way Ducts | 30 | m | AED | 1756.64 | 52699.2
2023-03 | 4 | 4.0536 | United Arab Emirates | Abu Dhabi | Infrastructure | Khaleel Al Arabi St | Junction Improvements - Main Works | DMT | AECC | Award | 2023 |  | Miscellaneous Work | X900.2 | Non Disruptive Methods For Road Crossings; Non Disruptive Special Pipe Laying Using Directional Drilling Methods For Installing Pipes. (The Rate Shall Include For All Service Diversions, Reinstatements, Sleeve Pipes/ Caisson Pipes, Surplus Material Removals, Grouting Etc. Complete) As Shown On Drawing.; For 4 Way Ducts | 1 | m | AED | 1842.29 | Rate Only
2023-03 | 4 | 4.0536 | United Arab Emirates | Abu Dhabi | Infrastructure | Khaleel Al Arabi St | Junction Improvements - Main Works | DMT | AECC | Award | 2023 |  | Miscellaneous Work | X900.3 | Non Disruptive Methods For Road Crossings; Non Disruptive Special Pipe Laying Using Directional Drilling Methods For Installing Pipes. (The Rate Shall Include For All Service Diversions, Reinstatements, Sleeve Pipes/ Caisson Pipes, Surplus Material Removals, Grouting Etc. Complete) As Shown On Drawing.; For 8 Way Ducts | 101 | m | AED | 2270.54 | 229324.54
2023-03 | 4 | 4.0536 | United Arab Emirates | Abu Dhabi | Infrastructure | Khaleel Al Arabi St | Junction Improvements - Main Works | DMT | AECC | Award | 2023 |  | Miscellaneous Work | X900.1 | Supply, Install Of Cctv Cameras, Detection, Vms Signages And Equipment Including But Not Limited To Cable Containment In Column/Pole, Column / Pole And Other Necessary Works For Complete Operation (Civil Works Specified Herein Is For Inclusion When Required), Complete As Shown On The Drawings And All In Accordance With The Specifications; Foundations; Foundation For Pan Tilt Zoom Cctv Camera (16/18M) | 1 | Nr | AED | 17351.32 | Rate Only
2023-03 | 4 | 4.0537 | United Arab Emirates | Abu Dhabi | Infrastructure | Khaleel Al Arabi St | Junction Improvements - Main Works | DMT | AECC | Award | 2023 |  | Miscellaneous Work | X900.2 | Supply, Install Of Cctv Cameras, Detection, Vms Signages And Equipment Including But Not Limited To Cable Containment In Column/Pole, Column / Pole And Other Necessary Works For Complete Operation (Civil Works Specified Herein Is For Inclusion When Required), Complete As Shown On The Drawings And All In Accordance With The Specifications; Foundations; Foundation For Automatic Incident Detection Camera Fix Mounted | 1 | Nr | AED | 17351.32 | Rate Only
2023-03 | 4 | 4.0537 | United Arab Emirates | Abu Dhabi | Infrastructure | Khaleel Al Arabi St | Junction Improvements - Main Works | DMT | AECC | Award | 2023 |  | Miscellaneous Work | X900.3 | Supply, Install Of Cctv Cameras, Detection, Vms Signages And Equipment Including But Not Limited To Cable Containment In Column/Pole, Column / Pole And Other Necessary Works For Complete Operation (Civil Works Specified Herein Is For Inclusion When Required), Complete As Shown On The Drawings And All In Accordance With The Specifications; Foundations; Foundation For Radar Vehicle Detector On 14M High Column | 5 | Nr | AED | 11861.51 | 59307.55
2023-03 | 4 | 4.0537 | United Arab Emirates | Abu Dhabi | Infrastructure | Khaleel Al Arabi St | Junction Improvements - Main Works | DMT | AECC | Award | 2023 |  | Miscellaneous Work | X900.4 | Supply, Install Of Cctv Cameras, Detection, Vms Signages And Equipment Including But Not Limited To Cable Containment In Column/Pole, Column / Pole And Other Necessary Works For Complete Operation (Civil Works Specified Herein Is For Inclusion When Required), Complete As Shown On The Drawings And All In Accordance With The Specifications; Foundations; Foundation For Combined Radar Vehicle Detector And Cctv Camera | 1 | Nr | AED | 17351.32 | Rate Only
2023-03 | 4 | 4.0537 | United Arab Emirates | Abu Dhabi | Infrastructure | Khaleel Al Arabi St | Junction Improvements - Main Works | DMT | AECC | Award | 2023 |  | Miscellaneous Work | X900.5 | Supply, Install Of Cctv Cameras, Detection, Vms Signages And Equipment Including But Not Limited To Cable Containment In Column/Pole, Column / Pole And Other Necessary Works For Complete Operation (Civil Works Specified Herein Is For Inclusion When Required), Complete As Shown On The Drawings And All In Accordance With The Specifications; Foundations | 1 | Nr | AED | 19892.63 | Rate Only
2023-03 | 4 | 4.0537 | United Arab Emirates | Abu Dhabi | Infrastructure | Khaleel Al Arabi St | Junction Improvements - Main Works | DMT | AECC | Award | 2023 |  | Miscellaneous Work | X900.6 | Supply, Install Of Cctv Cameras, Detection, Vms Signages And Equipment Including But Not Limited To Cable Containment In Column/Pole, Column / Pole And Other Necessary Works For Complete Operation (Civil Works Specified Herein Is For Inclusion When Required), Complete As Shown On The Drawings And All In Accordance With The Specifications; Foundations; Foundation For Field Equipment Cabinet (Fec) | 1 | Nr | AED | 2688.96 | Rate Only
2023-03 | 4 | 4.0537 | United Arab Emirates | Abu Dhabi | Infrastructure | Khaleel Al Arabi St | Junction Improvements - Main Works | DMT | AECC | Award | 2023 |  | Miscellaneous Work | X900.7 | Equipment; Pan Tilt Zoom Cctv Camera (16/18M) | 1 | Nr | AED | 95475.48 | Rate Only
2023-03 | 4 | 4.0537 | United Arab Emirates | Abu Dhabi | Infrastructure | Khaleel Al Arabi St | Junction Improvements - Main Works | DMT | AECC | Award | 2023 |  | Miscellaneous Work | X900.8 | Equipment; Automatic Incident Detection Camera Fix Mounted | 1 | Nr | AED | 119635.76 | Rate Only
2023-03 | 4 | 4.0537 | United Arab Emirates | Abu Dhabi | Infrastructure | Khaleel Al Arabi St | Junction Improvements - Main Works | DMT | AECC | Award | 2023 |  | Miscellaneous Work | X900.9 | Equipment; Radar Vehicle Detector On 14M High Column | 5 | Nr | AED | 139273.49 | 696367.45
2023-03 | 4 | 4.0537 | United Arab Emirates | Abu Dhabi | Infrastructure | Khaleel Al Arabi St | Junction Improvements - Main Works | DMT | AECC | Award | 2023 |  | Miscellaneous Work | X900.10 | Equipment; Radar Vehicle Detector On Shared Post With Cctv Camera Post | 1 | Nr | AED | 97521.82 | Rate Only
2023-03 | 4 | 4.0537 | United Arab Emirates | Abu Dhabi | Infrastructure | Khaleel Al Arabi St | Junction Improvements - Main Works | DMT | AECC | Award | 2023 |  | Miscellaneous Work | X900.11 | Equipment; Pan Tilt Zoom Cctv Camera Ceiling Mounted Under Bridge. | 1 | Nr | AED | 49957.83 | Rate Only
2023-03 | 4 | 4.0537 | United Arab Emirates | Abu Dhabi | Infrastructure | Khaleel Al Arabi St | Junction Improvements - Main Works | DMT | AECC | Award | 2023 |  | Miscellaneous Work | X900.12 | Equipment; Variable Massage Sign (Vms) (Ib/Ob) Complete As Specified. | 1 | Nr | AED | 516467.73 | Rate Only
2023-03 | 4 | 4.0538 | United Arab Emirates | Abu Dhabi | Infrastructure | Khaleel Al Arabi St | Junction Improvements - Main Works | DMT | AECC | Award | 2023 |  | Miscellaneous Work | X900.13 | Equipment; Field Equipment Cabinet With Ups (Fec) Complete As Specified | 1 | Nr | AED | 168888.01 | Rate Only
2023-03 | 4 | 4.0538 | United Arab Emirates | Abu Dhabi | Infrastructure | Khaleel Al Arabi St | Junction Improvements - Main Works | DMT | AECC | Award | 2023 |  | Miscellaneous Work | X900.1 | Relocation And Replacement; Carefully Remove And Relocate Vms, Including Cabling And Conduit, Gantry Foundations, Interconnection To Existing Vms Line, Related Civil Works, And All Necessary Accessories, Centralized The Existing Vms Digital Board On The Extended Gantry, All In Accordance With Specifications And Standard Drawings. | 1 | Nr | AED | 46089.99 | 46089.99
2023-03 | 4 | 4.0538 | United Arab Emirates | Abu Dhabi | Infrastructure | Khaleel Al Arabi St | Junction Improvements - Main Works | DMT | AECC | Award | 2023 |  | Miscellaneous Work | X900.5 | Relocation And Replacement; Carefully Remove And Relocate Rvd, Including Cabling And Conduit, Gantry Foundations, Interconnection To Existing Rvd Line, Related Civil Works, And All Necessary Accessories, All In Accordance With Specifications And Standard Drawings. | 1 | Nr | AED | 6266.87 | Rate Only
2023-03 | 4 | 4.0538 | United Arab Emirates | Abu Dhabi | Infrastructure | Khaleel Al Arabi St | Junction Improvements - Main Works | DMT | AECC | Award | 2023 |  | Miscellaneous Work | X900.6 | Supply, Lay And Joint The Following Cables In Ducts As Shown On The Drawings Including, Termination, Splicing Kit, And All Necessary Accessories, Complete All In Accordance With The Dot Its Communication Standard.; 96 Core Fibre Optic Cables | 1 | m | AED | 63.82 | Rate Only
2023-03 | 4 | 4.0538 | United Arab Emirates | Abu Dhabi | Infrastructure | Khaleel Al Arabi St | Junction Improvements - Main Works | DMT | AECC | Award | 2023 |  | Miscellaneous Work | X900.7 | Supply, Lay And Joint The Following Cables In Ducts As Shown On The Drawings Including, Termination, Splicing Kit, And All Necessary Accessories, Complete All In Accordance With The Dot Its Communication Standard.; 48 Core Fibre Optic Cables | 1 | m | AED | 49.99 | Rate Only
2023-03 | 4 | 4.0538 | United Arab Emirates | Abu Dhabi | Infrastructure | Khaleel Al Arabi St | Junction Improvements - Main Works | DMT | AECC | Award | 2023 |  | Miscellaneous Work | X900.8 | Supply, Lay And Joint The Following Cables In Ducts As Shown On The Drawings Including, Termination, Splicing Kit, And All Necessary Accessories, Complete All In Accordance With The Dot Its Communication Standard.; 24 Core Fibre Optic Cables | 1 | m | AED | 44.06 | Rate Only
2023-03 | 4 | 4.0538 | United Arab Emirates | Abu Dhabi | Infrastructure | Khaleel Al Arabi St | Junction Improvements - Main Works | DMT | AECC | Award | 2023 |  | Miscellaneous Work | X900.9 | Supply, Lay And Joint The Following Cables In Ducts As Shown On The Drawings Including, Termination, Splicing Kit, And All Necessary Accessories, Complete All In Accordance With The Dot Its Communication Standard.; 12 Core Fibre Optic Cables | 1 | m | AED | 36.13 | Rate Only
2023-03 | 4 | 4.0538 | United Arab Emirates | Abu Dhabi | Infrastructure | Khaleel Al Arabi St | Junction Improvements - Main Works | DMT | AECC | Award | 2023 |  | Miscellaneous Work | X900.10 | Supply, Lay And Joint The Following Cables In Ducts As Shown On The Drawings Including, Termination, Splicing Kit, And All Necessary Accessories, Complete All In Accordance With The Dot Its Communication Standard.; 6 Core Fibre Optic Cables | 300 | m | AED | 33.4 | 10020
2023-03 | 4 | 4.0538 | United Arab Emirates | Abu Dhabi | Infrastructure | Khaleel Al Arabi St | Junction Improvements - Main Works | DMT | AECC | Award | 2023 |  | Miscellaneous Work | X900.1 | Additional Items When Required For Operation, All In Accordance With The Dot Its Communication Standard Specification-Rev.1.3; Communication Hubs At Termination Points Of Each Ring And The Hub Shall Be Connected Through 96 Foc And Shall Be In House With A Layer 3 Industrial Managed Switches And 24 Ports | 1 | Nr | AED | 317140.13 | Rate Only
2023-03 | 4 | 4.0538 | United Arab Emirates | Abu Dhabi | Infrastructure | Khaleel Al Arabi St | Junction Improvements - Main Works | DMT | AECC | Award | 2023 |  | Miscellaneous Work | X900.2 | Additional Items When Required For Operation, All In Accordance With The Dot Its Communication Standard Specification-Rev.1.3; Fibres Optic Patch Panel Type Ii, 96 Ports Rack Mounted | 1 | Nr | AED | 34538.48 | Rate Only
2023-03 | 4 | 4.0539 | United Arab Emirates | Abu Dhabi | Infrastructure | Khaleel Al Arabi St | Junction Improvements - Main Works | DMT | AECC | Award | 2023 |  | Miscellaneous Work | X900.3 | Additional Items When Required For Operation, All In Accordance With The Dot Its Communication Standard Specification-Rev.1.3; Fibres Optic Patch Panel Type Ii, 12 Ports Rack Mounted | 1 | Nr | AED | 11499.61 | Rate Only
2023-03 | 4 | 4.0539 | United Arab Emirates | Abu Dhabi | Infrastructure | Khaleel Al Arabi St | Junction Improvements - Main Works | DMT | AECC | Award | 2023 |  | Miscellaneous Work | X900.4 | Additional Items When Required For Operation, All In Accordance With The Dot Its Communication Standard Specification-Rev.1.3; Fibres Optic Patch Panel Type Iv, 48 Ports Rack Mounted | 1 | Nr | AED | 17269.23 | Rate Only
2023-03 | 4 | 4.0539 | United Arab Emirates | Abu Dhabi | Infrastructure | Khaleel Al Arabi St | Junction Improvements - Main Works | DMT | AECC | Award | 2023 |  | Miscellaneous Work | X900.5 | Additional Items When Required For Operation, All In Accordance With The Dot Its Communication Standard Specification-Rev.1.3; Outdoor Copper Patch Panel Inside Fec | 1 | Nr | AED | 4151.53 | Rate Only
2023-03 | 4 | 4.0539 | United Arab Emirates | Abu Dhabi | Infrastructure | Khaleel Al Arabi St | Junction Improvements - Main Works | DMT | AECC | Award | 2023 |  | Miscellaneous Work | X900.6 | Additional Items When Required For Operation, All In Accordance With The Dot Its Communication Standard Specification-Rev.1.3; Foc Splicing Kit 96 Fibres | 1 | Nr | AED | 12673.55 | Rate Only
2023-03 | 4 | 4.0539 | United Arab Emirates | Abu Dhabi | Infrastructure | Khaleel Al Arabi St | Junction Improvements - Main Works | DMT | AECC | Award | 2023 |  | Miscellaneous Work | X900.7 | Additional Items When Required For Operation, All In Accordance With The Dot Its Communication Standard Specification-Rev.1.3; Foc Splicing Kit 48 Fibres | 1 | Nr | AED | 10413.34 | Rate Only
2023-03 | 4 | 4.0539 | United Arab Emirates | Abu Dhabi | Infrastructure | Khaleel Al Arabi St | Junction Improvements - Main Works | DMT | AECC | Award | 2023 |  | Miscellaneous Work | X900.7 | Additional Items When Required For Operation, All In Accordance With The Dot Its Communication Standard Specification-Rev.1.3; Foc Splicing Kit 24 Fibres | 1 | Nr | AED | 8153.12 | Rate Only
2023-03 | 4 | 4.0539 | United Arab Emirates | Abu Dhabi | Infrastructure | Khaleel Al Arabi St | Junction Improvements - Main Works | DMT | AECC | Award | 2023 |  | Miscellaneous Work | X900.8 | Additional Items When Required For Operation, All In Accordance With The Dot Its Communication Standard Specification-Rev.1.3; Foc Splicing Kit 12 Fibres | 1 | Nr | AED | 8153.12 | Rate Only
2023-03 | 4 | 4.0539 | United Arab Emirates | Abu Dhabi | Infrastructure | Khaleel Al Arabi St | Junction Improvements - Main Works | DMT | AECC | Award | 2023 |  | Miscellaneous Work | X900.9 | Additional Items When Required For Operation, All In Accordance With The Dot Its Communication Standard Specification-Rev.1.3; Copper Cat 6 Stp Cables | 1 | m | AED | 35.72 | Rate Only
2023-03 | 4 | 4.0539 | United Arab Emirates | Abu Dhabi | Infrastructure | Khaleel Al Arabi St | Junction Improvements - Main Works | DMT | AECC | Award | 2023 |  | Miscellaneous Work | X900.10 | Additional Items When Required For Operation, All In Accordance With The Dot Its Communication Standard Specification-Rev.1.3; Outdoor Single Mode Ethernet Fibber Transceiver | 1 | Nr | AED | 4668.88 | Rate Only
2023-03 | 4 | 4.054 | United Arab Emirates | Abu Dhabi | Infrastructure | Khaleel Al Arabi St | Junction Improvements - Main Works | DMT | AECC | Award | 2023 |  | Miscellaneous Work | X900.12 | Additional Items When Required For Operation, All In Accordance With The Dot Its Communication Standard Specification-Rev.1.3; Laptop As Per Latest Specification And Approved By Itc | 1 | Nr | AED | 20545.25 | Rate Only
2023-03 | 4 | 4.054 | United Arab Emirates | Abu Dhabi | Infrastructure | Khaleel Al Arabi St | Junction Improvements - Main Works | DMT | AECC | Award | 2023 |  | Miscellaneous Work | X900.10 | Excavation For Cable Trenches; Trench Not Exceeding 1.50M Deep For Varying Number Of Cables, All As Shown On The Drawings And As Per Specification | 1 | m | AED | 55.06 | Rate Only
2023-03 | 4 | 4.054 | United Arab Emirates | Abu Dhabi | Infrastructure | Khaleel Al Arabi St | Junction Improvements - Main Works | DMT | AECC | Award | 2023 |  | Miscellaneous Work | X900.2 | Beds And Surrounds; Sand Bed And Surround For Varying Number Of Power Cables. | 1 | m | AED | 42.82 | Rate Only
2023-03 | 4 | 4.054 | United Arab Emirates | Abu Dhabi | Infrastructure | Khaleel Al Arabi St | Junction Improvements - Main Works | DMT | AECC | Award | 2023 |  | Miscellaneous Work | X900.3 | Supply And Install The Following Power Supply Cabling In Trench As Shown On The Drawings Including Backfilling; Lv 4Cx16Mm² Cables As Per Addc Standard | 1 | m | AED | 61.18 | Rate Only
2023-03 | 4 | 4.054 | United Arab Emirates | Abu Dhabi | Infrastructure | Khaleel Al Arabi St | Junction Improvements - Main Works | DMT | AECC | Award | 2023 |  | Miscellaneous Work | X900.4 | Supply And Install The Following Power Supply Cabling In Trench As Shown On The Drawings Including Backfilling; Warning Tape 250Mm Wide With English And Arabic Written As Approved By Authorities. | 1 | m | AED | 3.67 | Rate Only
2023-03 | 4 | 4.054 | United Arab Emirates | Abu Dhabi | Infrastructure | Khaleel Al Arabi St | Junction Improvements - Main Works | DMT | AECC | Award | 2023 |  | Demolition And Site Clearance | D900.1 | Removal Of Foundation For Pole Or Gantry; Maximum 1M Below Ground Level Including Cleaning Debris And Associated Reinstatements As Per Adm Standards; Removal Of Pole Foundation | 12 | Nr | AED | 1446.83 | 17361.96
2023-03 | 4 | 4.054 | United Arab Emirates | Abu Dhabi | Infrastructure | Khaleel Al Arabi St | Junction Improvements - Main Works | DMT | AECC | Award | 2023 |  | Demolition And Site Clearance | D900.2 | Removal Of Foundation For Pole Or Gantry; Maximum 1M Below Ground Level Including Cleaning Debris And Associated Reinstatements As Per Adm Standards; Removal Of Gantry Foundation (Cantilever Type) | 1 | Nr | AED | 1929.1 | 1929.1
2023-03 | 4 | 4.054 | United Arab Emirates | Abu Dhabi | Infrastructure | Khaleel Al Arabi St | Junction Improvements - Main Works | DMT | AECC | Award | 2023 |  | Pipework - Manholes And Pipework Ancillaries | K542.1 | Ducts; Supply, Lay & Joint Upvc Class 6 Cable Ducts In Trench Including Excavation, Disposal Of Excavated Material, Backfilling With Necessary Reinstatements,Bedding And Surround, Warning Tape,Cable Covering Tile Etc. As Shown In Drawings And Specifications; 8-Way 75Mm Dia Upvc Duct (Trench Type Pb8), Depth Not Exceeding 1.5M. | 10 | m | AED | 306.94 | 3069.4
2023-03 | 4 | 4.054 | United Arab Emirates | Abu Dhabi | Infrastructure | Khaleel Al Arabi St | Junction Improvements - Main Works | DMT | AECC | Award | 2023 |  | Pipework - Manholes And Pipework Ancillaries | K542.2 | Ducts; Supply, Lay & Joint Upvc Class 6 Cable Ducts In Trench Including Excavation, Disposal Of Excavated Material, Backfilling With Necessary Reinstatements,Bedding And Surround, Warning Tape,Cable Covering Tile Etc. As Shown In Drawings And Specifications; 8-Way 75Mm Dia Upvc Duct (Trench Type Pb9), Depth Not Exceeding 1.5M. | 1180 | m | AED | 306.94 | 362189.2
2023-03 | 4 | 4.054 | United Arab Emirates | Abu Dhabi | Infrastructure | Khaleel Al Arabi St | Junction Improvements - Main Works | DMT | AECC | Award | 2023 |  | Pipework - Manholes And Pipework Ancillaries | K542.3 | Ducts; Supply, Lay & Joint Upvc Class 6 Cable Ducts In Trench Including Excavation, Disposal Of Excavated Material, Backfilling With Necessary Reinstatements,Bedding And Surround, Warning Tape,Cable Covering Tile Etc. As Shown In Drawings And Specifications; 2-Way 50Mm Dia+ 3Way 75Mm Dia Upvc Duct (Trench Type Tp), Depth Not Exceeding 1.5M. | 10 | m | AED | 186.04 | 1860.4
2023-03 | 4 | 4.0541 | United Arab Emirates | Abu Dhabi | Infrastructure | Khaleel Al Arabi St | Junction Improvements - Main Works | DMT | AECC | Award | 2023 |  | Pipework - Manholes And Pipework Ancillaries | K541.1 | Supply, Lay & Joint Hdpe Sdr 17 Pe100 Cable Ducts For Mcc Network Through Drilled Bore Including Special Joints And Connections, Draw Rope, End Cap, Duct Makers, Testing, Etc. Complete As Shown In Drawings And Specifications; 8-Way 75Mm Dia Hdpe Cable Ducts | 20 | m | AED | 398.22 | 7964.4
2023-03 | 4 | 4.0541 | United Arab Emirates | Abu Dhabi | Infrastructure | Khaleel Al Arabi St | Junction Improvements - Main Works | DMT | AECC | Award | 2023 |  | Pipework - Manholes And Pipework Ancillaries | K739 | Reinstatement; Breaking Of Existing Main Road Pavement Including Saw Cutting And Reinstatement For Laying Ducts; 1 Way To 8 Way Ducts. | 10 | m | AED | 769.72 | 7697.2
2023-03 | 4 | 4.0541 | United Arab Emirates | Abu Dhabi | Infrastructure | Khaleel Al Arabi St | Junction Improvements - Main Works | DMT | AECC | Award | 2023 |  | Pipework - Supports And Protection | L221.1 | Non Disruptive Special Pipe Laying Using Directional Drilling Method For Installing Ducts (The Rate Shall Include For All Service Diversions, Reinstatements, Slurry, Surplus Material Removal, Etc) Complete In All Respect As Shown In Drawings And Specifications; 8-Way 75Mm Dia Hdpe Cable Ducts Through Drilled Bore | 20 | m | AED | 3078.82 | 61576.4
2023-03 | 4 | 4.0541 | United Arab Emirates | Abu Dhabi | Infrastructure | Khaleel Al Arabi St | Junction Improvements - Main Works | DMT | AECC | Award | 2023 |  | Pipework - Manholes And Pipework Ancillaries | K251.1 | Other Stated Chambers; Supply And Install Precast Concrete Pull Box Complete In Accordance With Drawings, Specifications And Requirements; Pull Box With D400 Access Cover And Frame | 40 | Nr | AED | 3844.29 | 153771.6
2023-03 | 4 | 4.0541 | United Arab Emirates | Abu Dhabi | Infrastructure | Khaleel Al Arabi St | Junction Improvements - Main Works | DMT | AECC | Award | 2023 |  | Pipework - Manholes And Pipework Ancillaries | K291 | Earth Pit Including Steel Cover, Inspection Pit; Boreholes, Bentonite And Earth Rods Of Up To 3.6M; Connection Of Conduits From Earth Pit To Pole/Gantry Location And Pulling Rope Etc. Complete To Comply With Adwea Standards And Technical Specifications | 21 | Nr | AED | 1431.32 | 30057.72
2023-03 | 4 | 4.0541 | United Arab Emirates | Abu Dhabi | Infrastructure | Khaleel Al Arabi St | Junction Improvements - Main Works | DMT | AECC | Award | 2023 |  | Miscellaneous Work | X900.1 | In Situ Drilled Pier With Pedestal; Pole Foundations As Detailed In Drawing Including Piling, Casting Of Pedestal All Excavation, Supply And Fix Concrete, Formwork, Reinforcement, Bolt Assembly, Anchor Plate, Pipe Sleeves For Cables Etc. Complete; Pole Foundation Type 7 | 5 | Nr | AED | 17063.5 | 85317.5
2023-03 | 4 | 4.0541 | United Arab Emirates | Abu Dhabi | Infrastructure | Khaleel Al Arabi St | Junction Improvements - Main Works | DMT | AECC | Award | 2023 |  | Miscellaneous Work | X900.1 | In Situ Drilled Pier With Pedestal; Gantry Foundations As Detailed In Drawing Including Piling, Casting Of Pedestal All Excavation, Supply And Fix Concrete, Formwork, Reinforcement, Bolt Assembly, Pipe Sleeves For Cables Etc. Complete; Gantry Foundation For Cantilever Type | 2 | Nr | AED | 28759.71 | 57519.42
2023-03 | 4 | 4.0541 | United Arab Emirates | Abu Dhabi | Infrastructure | Khaleel Al Arabi St | Junction Improvements - Main Works | DMT | AECC | Award | 2023 |  | Miscellaneous Work | X900.2 | In Situ Drilled Pier With Pedestal; Gantry Foundations As Detailed In Drawing Including Piling, Casting Of Pedestal All Excavation, Supply And Fix Concrete, Formwork, Reinforcement, Bolt Assembly, Pipe Sleeves For Cables Etc. Complete; Gantry Foundation For (Portal 2 Legs) | 3 | Nr | AED | 34337.06 | 103011.18
FRANK-01 | 4 | 4.0541 | United Arab Emirates | Dubai | Infrastructure | Al Furjan | Roads & Utilities - Pkg 14 | NAKHEEL | Ginco | Award | 2022 |  | Miscellaneous Work | X195 | Hoardings: Including Fabrication, Supply & Installation Of Construction Site Fencing Hoarding With Branding, Excavation, Preparation Of Surfaces, Disposal Of Excavated Material, Backfilling, Removal Of Existing Services, Concrete, Main Security Automatic Gate, Separate Gate Panels For Access, Metal Or Pvc (All Products Must Be Capable Of Withstanding The Climate And Environmental Conditions Of The Uae. All Finishes And Surface Treatments Are To Be Designed To Withstand High Levels Of Humidity, Salt Spray And Sand Abrasion), Necessary Supports, As Per Drawings, Nakheel Standards And Guidelines | 2600 | m | AED | 170
FRANK-01 | 4 | 4.0541 | United Arab Emirates | Dubai | Infrastructure | Al Furjan | Roads & Utilities - Pkg 14 | NAKHEEL | Ginco | Award | 2022 |  | Demolition And Site Clearance | D900.1 | Breakout, Remove And Cart To Authorities/ Employer'S Approved Dump Site In Accordance With Engineer'S/ Employer'S Requirements. Removal Of Existing Upstand Kerb Including Concrete Hunching, Road Base And Disposal. | 5730 | m | AED | 46
FRANK-01 | 4 | 4.0541 | United Arab Emirates | Dubai | Infrastructure | Al Furjan | Roads & Utilities - Pkg 14 | NAKHEEL | Ginco | Award | 2022 |  | Demolition And Site Clearance | D900.2 | Breakout, Remove And Cart To Authorities/ Employer'S Approved Dump Site In Accordance With Engineer'S/ Employer'S Requirements. Removal Of Existing Flush Kerb Including Concrete Hunching, Road Base And Disposal. | 190 | m | AED | 25
FRANK-01 | 4 | 4.0542 | United Arab Emirates | Dubai | Infrastructure | Al Furjan | Roads & Utilities - Pkg 14 | NAKHEEL | Ginco | Award | 2022 |  | Demolition And Site Clearance | D900.3 | Breakout, Remove And Cart To Authorities/ Employer'S Approved Dump Site In Accordance With Engineer'S/ Employer'S Requirements. Removal Of Existing Heel Kerb Including Concrete Hunching, Road Base And Disposal. | 1560 | m | AED | 30
FRANK-01 | 4 | 4.0542 | United Arab Emirates | Dubai | Infrastructure | Al Furjan | Roads & Utilities - Pkg 14 | NAKHEEL | Ginco | Award | 2022 |  | Demolition And Site Clearance | D900.4 | Breakout, Remove And Cart To Authorities/ Employer'S Approved Dump Site In Accordance With Engineer'S/ Employer'S Requirements. Removal Of Existing Transition Kerb Including Concrete Hunching, Road Base And Disposal. | 190 | m | AED | 30
FRANK-01 | 4 | 4.0542 | United Arab Emirates | Dubai | Infrastructure | Al Furjan | Roads & Utilities - Pkg 14 | NAKHEEL | Ginco | Award | 2022 |  | Demolition And Site Clearance | D900.5 | Breakout, Remove And Cart To Authorities/ Employer'S Approved Dump Site In Accordance With Engineer'S/ Employer'S Requirements. Removal Of Existing Bull Nose Flush Kerb Including Concrete Hunching, Road Base And Disposal. | 2790 | m | AED | 30
FRANK-01 | 4 | 4.0542 | United Arab Emirates | Dubai | Infrastructure | Al Furjan | Roads & Utilities - Pkg 14 | NAKHEEL | Ginco | Award | 2022 |  | Demolition And Site Clearance | D900.6 | Breakout, Remove And Cart To Authorities/ Employer'S Approved Dump Site In Accordance With Engineer'S/ Employer'S Requirements. Removal Of Existing Paving Tile 60Mm Including, Sub Base, Concrete Base And Disposal. | 5225 | m² | AED | 38
FRANK-01 | 4 | 4.0542 | United Arab Emirates | Dubai | Infrastructure | Al Furjan | Roads & Utilities - Pkg 14 | NAKHEEL | Ginco | Award | 2022 |  | Demolition And Site Clearance | D900.7 | Breakout, Remove And Cart To Authorities/ Employer'S Approved Dump Site In Accordance With Engineer'S/ Employer'S Requirements. Removal Of Existing Paving Tile 80Mm Including, Sub Base, Concrete Base And Disposal. | 1970 | m² | AED | 38
FRANK-01 | 4 | 4.0542 | United Arab Emirates | Dubai | Infrastructure | Al Furjan | Roads & Utilities - Pkg 14 | NAKHEEL | Ginco | Award | 2022 |  | Demolition And Site Clearance | D900.8 | Breakout, Remove And Cart To Authorities/ Employer'S Approved Dump Site In Accordance With Engineer'S/ Employer'S Requirements. Break Out Existing Road Pavement Including Saw Cut (As Per Engineer/Authority Approved Method); Comprising Of Ac Bituminous Course, Aggregate Road Base And Aggregate Sub Base; Asphalt, Other Materials And Disposal. | 17150 | m² | AED | 90
FRANK-01 | 4 | 4.0542 | United Arab Emirates | Dubai | Infrastructure | Al Furjan | Roads & Utilities - Pkg 14 | NAKHEEL | Ginco | Award | 2022 |  | Roads And Pavings | R362 | Breakout, Remove And Cart To Authorities/ Employer'S Approved Dump Site In Accordance With Engineer'S/ Employer'S Requirements. Milling Of Asphaltic Wearing Course Including Cart To Approved Tip. | 3910 | m² | AED | 550
FRANK-01 | 4 | 4.0542 | United Arab Emirates | Dubai | Infrastructure | Al Furjan | Roads & Utilities - Pkg 14 | NAKHEEL | Ginco | Award | 2022 |  | Demolition And Site Clearance | D610 | Break Out Existing Road Pavement Layers (As Per Engineer/Authority Approved Method); Comprising Of Ac Bituminous Course, Aggregate Road Base And Aggregate Sub Base; And Other Materials Cart To Authorities/Employer'S Approved Tip And Reinstatement Of Road Pavement (Without Wearing Course) As Per Specification And Drawings And Engineer/Authority Approved Method For Removal/Installation Of Pipe Line & Ducts. Pipe Bore Not Exceeding 300Mm | 290 | m | AED | 220
FRANK-01 | 4 | 4.0542 | United Arab Emirates | Dubai | Infrastructure | Al Furjan | Roads & Utilities - Pkg 14 | NAKHEEL | Ginco | Award | 2022 |  | Demolition And Site Clearance | D900.9 | Break Out Existing Road Pavement Layers (As Per Engineer/Authority Approved Method); Comprising Of Ac Bituminous Course, Aggregate Road Base And Aggregate Sub Base; And Other Materials Cart To Authorities/Employer'S Approved Tip And Reinstatement Of Road Pavement (Without Wearing Course) As Per Specification And Drawings And Engineer/Authority Approved Method For Removal/Installation Of Pipe Line & Ducts. 1 Way To 6 Way Ducts | 422 | m | AED | 275
FRANK-01 | 4 | 4.0542 | United Arab Emirates | Dubai | Infrastructure | Al Furjan | Roads & Utilities - Pkg 14 | NAKHEEL | Ginco | Award | 2022 |  | Demolition And Site Clearance | D999 | Removal Of Existing Road Markings Complete As Directed By The Engineer. Sand Blast To Remove Existing Road Markings | 80 | m² | AED | 1322
FRANK-01 | 4 | 4.0543 | United Arab Emirates | Dubai | Infrastructure | Al Furjan | Roads & Utilities - Pkg 14 | NAKHEEL | Ginco | Award | 2022 |  | Demolition And Site Clearance | D900.10 | Careful Removal And Deliver To Employer'S Store As Directed By The Engineer Traffic Sign Complete With Support Post (Various Size & Shape) | 70 | Nr | AED | 225
FRANK-01 | 4 | 4.0543 | United Arab Emirates | Dubai | Infrastructure | Al Furjan | Roads & Utilities - Pkg 14 | NAKHEEL | Ginco | Award | 2022 |  | Demolition And Site Clearance | D900.11 | Careful Removal And Deliver To Employer'S Store As Directed By The Engineer Carefully Remove Existing Upstand Kerb And Set A Side For Reuse Including Disposal Of Base And Backing. | 280 | m | AED | 46
FRANK-01 | 4 | 4.0543 | United Arab Emirates | Dubai | Infrastructure | Al Furjan | Roads & Utilities - Pkg 14 | NAKHEEL | Ginco | Award | 2022 |  | Demolition And Site Clearance | D900.12 | Careful Removal And Deliver To Employer'S Store As Directed By The Engineer Carefully Remove Existing Heel Kerb And Set A Side For Reuse Including Disposal Of Base And Backing. | 4680 | m | AED | 38
FRANK-01 | 4 | 4.0543 | United Arab Emirates | Dubai | Infrastructure | Al Furjan | Roads & Utilities - Pkg 14 | NAKHEEL | Ginco | Award | 2022 |  | Demolition And Site Clearance | D900.13 | Careful Removal And Deliver To Employer'S Store As Directed By The Engineer Carefully Remove Existing Paving Tile 60Mm And Set A Side For Reuse Including Cart To Dip The Concrete Base, Sub-Base Etc. | 15700 | m² | AED | 53
FRANK-01 | 4 | 4.0543 | United Arab Emirates | Dubai | Infrastructure | Al Furjan | Roads & Utilities - Pkg 14 | NAKHEEL | Ginco | Award | 2022 |  | Demolition And Site Clearance | D900.14 | Careful Removal And Deliver To Employer'S Store As Directed By The Engineer Carefully Remove Existing Paving Tile 80Mm And Set A Side For Reuse Including Cart To Dip The Concrete Base, Sub-Base Etc. | 6850 | m² | AED | 53
FRANK-01 | 4 | 4.0543 | United Arab Emirates | Dubai | Infrastructure | Al Furjan | Roads & Utilities - Pkg 14 | NAKHEEL | Ginco | Award | 2022 |  | Demolition And Site Clearance | D900.14 | Carefully Excavate Existing Retention Trench System Including Manholes, Concrete Supports, Pipe Works, Fittings, Accessories, Non-Woven Polyethylene Or Polypropylene Fabric Geotextile Laid Right Around Trenches, Well Graded Granular Back Filling In Compacted Layers Etc. Deliver To Stores /Dispose To Tip, And Backfill Trench With Suitable Material Including Reinstatement To Size 10 X 1.5 X 1M | 55 | Nr | AED | 6000
FRANK-01 | 4 | 4.0543 | United Arab Emirates | Dubai | Infrastructure | Al Furjan | Roads & Utilities - Pkg 14 | NAKHEEL | Ginco | Award | 2022 |  | Demolition And Site Clearance | D900.15 | Carefully Excavate Existing Retention Trench System Including Manholes, Concrete Supports, Pipe Works, Fittings, Accessories, Non-Woven Polyethylene Or Polypropylene Fabric Geotextile Laid Right Around Trenches, Well Graded Granular Back Filling In Compacted Layers Etc. Deliver To Stores /Dispose To Tip, And Backfill Trench With Suitable Material Including Reinstatement To Size 15 X 1.5 X 1M | 22 | Nr | AED | 16529
FRANK-01 | 4 | 4.0543 | United Arab Emirates | Dubai | Infrastructure | Al Furjan | Roads & Utilities - Pkg 14 | NAKHEEL | Ginco | Award | 2022 |  | Demolition And Site Clearance | D900.16 | Carefully Excavate Existing Retention Trench System Including Manholes, Concrete Supports, Pipe Works, Fittings, Accessories, Non-Woven Polyethylene Or Polypropylene Fabric Geotextile Laid Right Around Trenches, Well Graded Granular Back Filling In Compacted Layers Etc. Deliver To Stores /Dispose To Tip, And Backfill Trench With Suitable Material Including Reinstatement To Size 20 X 1.5 X 1M | 22 | Nr | AED | 22038
FRANK-01 | 4 | 4.0543 | United Arab Emirates | Dubai | Infrastructure | Al Furjan | Roads & Utilities - Pkg 14 | NAKHEEL | Ginco | Award | 2022 |  | Demolition And Site Clearance | D900.17 | Carefully Excavate Existing Retention Trench System Including Manholes, Concrete Supports, Pipe Works, Fittings, Accessories, Non-Woven Polyethylene Or Polypropylene Fabric Geotextile Laid Right Around Trenches, Well Graded Granular Back Filling In Compacted Layers Etc. Deliver To Stores /Dispose To Tip, And Backfill Trench With Suitable Material Including Reinstatement To Size 30 X 1.5 X 1M | 3 | Nr | AED | 33058
FRANK-01 | 4 | 4.0544 | United Arab Emirates | Dubai | Infrastructure | Al Furjan | Roads & Utilities - Pkg 14 | NAKHEEL | Ginco | Award | 2022 |  | Demolition And Site Clearance | D900.18 | Carefully Excavate Existing Retention Trench System Including Manholes, Concrete Supports, Pipe Works, Fittings, Accessories, Non-Woven Polyethylene Or Polypropylene Fabric Geotextile Laid Right Around Trenches, Well Graded Granular Back Filling In Compacted Layers Etc. Deliver To Stores /Dispose To Tip, And Backfill Trench With Suitable Material Including Reinstatement To Size 40 X 1.5 X 1M | 5 | Nr | AED | 40000
FRANK-01 | 4 | 4.0544 | United Arab Emirates | Dubai | Infrastructure | Al Furjan | Roads & Utilities - Pkg 14 | NAKHEEL | Ginco | Award | 2022 |  | Demolition And Site Clearance | D900.19 | Carefully Excavate Existing Top Entry Gully Including Concrete Supports, Pipe Works, Fittings, Accessories Deliver To Stores For Reuse /Dispose To Tip And Backfill Trench With Suitable Material Including Reinstatement. | 214 | Nr | AED | 661
FRANK-01 | 4 | 4.0544 | United Arab Emirates | Dubai | Infrastructure | Al Furjan | Roads & Utilities - Pkg 14 | NAKHEEL | Ginco | Award | 2022 |  | Demolition And Site Clearance | D610 | Carefully Excavate Existing Sewerage Pipelines To Remove Pipes And Fittings, Surrounds Including Concrete, Deliver To Stores /Dispose To Tip, And Backfill Trench With Suitable Material Including Reinstatement 150 Mm Diameter Pipeline | 1250 | m | AED | 132
FRANK-01 | 4 | 4.0544 | United Arab Emirates | Dubai | Infrastructure | Al Furjan | Roads & Utilities - Pkg 14 | NAKHEEL | Ginco | Award | 2022 |  | Demolition And Site Clearance | D610.1 | Carefully Excavate Existing Sewerage Pipelines To Remove Pipes And Fittings, Surrounds Including Concrete, Deliver To Stores /Dispose To Tip, And Backfill Trench With Suitable Material Including Reinstatement 200 Mm Diameter Pipeline | 575 | m | AED | 154
FRANK-01 | 4 | 4.0544 | United Arab Emirates | Dubai | Infrastructure | Al Furjan | Roads & Utilities - Pkg 14 | NAKHEEL | Ginco | Award | 2022 |  | Demolition And Site Clearance | D610.2 | Carefully Excavate Existing Sewerage Pipelines To Remove Pipes And Fittings, Surrounds Including Concrete, Deliver To Stores /Dispose To Tip, And Backfill Trench With Suitable Material Including Reinstatement 250 Mm Diameter Pipeline | 185 | m | AED | 176
FRANK-01 | 4 | 4.0544 | United Arab Emirates | Dubai | Infrastructure | Al Furjan | Roads & Utilities - Pkg 14 | NAKHEEL | Ginco | Award | 2022 |  | Demolition And Site Clearance | D900.20 | Demolish Existing Sewerage Chamber Completely And Cart To Tip Including Excavation, Backfilling And Reinstatement Of Surface To Surrounding Conditions | 23 | Nr | AED | 2500
FRANK-01 | 4 | 4.0544 | United Arab Emirates | Dubai | Infrastructure | Al Furjan | Roads & Utilities - Pkg 14 | NAKHEEL | Ginco | Award | 2022 |  | Demolition And Site Clearance | D610 | Carefully Excavate Existing Irrigation Pipelines To Remove Pipes And Fittings, Surrounds Including Concrete, Deliver To Stores /Dispose To Tip, And Backfill Trench With Suitable Material Including Reinstatement Pipeline (Up To 300Mm) | 400 | m | AED | 104
FRANK-01 | 4 | 4.0544 | United Arab Emirates | Dubai | Infrastructure | Al Furjan | Roads & Utilities - Pkg 14 | NAKHEEL | Ginco | Award | 2022 |  | Demolition And Site Clearance | D900.21 | Carefully Excavate Existing Irrigation Pipelines To Remove Pipes And Fittings, Surrounds Including Concrete, Deliver To Stores /Dispose To Tip, And Backfill Trench With Suitable Material Including Reinstatement Gate Valve Including Chamber (Up To 300Mm) | 4 | Nr | AED | 2755
FRANK-01 | 4 | 4.0544 | United Arab Emirates | Dubai | Infrastructure | Al Furjan | Roads & Utilities - Pkg 14 | NAKHEEL | Ginco | Award | 2022 |  | Demolition And Site Clearance | D610 | Carefully Excavate Existing Potable Water Line To Remove Pipes And Fittings, Surrounds Including Concrete, Deliver To Stores /Dispose To Tip, And Backfill Trench With Suitable Material Including Reinstatement Pipeline (Up To 300Mm) | 1570 | m | AED | 104
FRANK-01 | 4 | 4.0544 | United Arab Emirates | Dubai | Infrastructure | Al Furjan | Roads & Utilities - Pkg 14 | NAKHEEL | Ginco | Award | 2022 |  | Demolition And Site Clearance | D900.22 | Carefully Excavate Existing Potable Water Line To Remove Pipes And Fittings, Surrounds Including Concrete, Deliver To Stores /Dispose To Tip, And Backfill Trench With Suitable Material Including Reinstatement Gate Valve Including Chamber (Up To 300Mm) | 15 | Nr | AED | 1700
FRANK-01 | 4 | 4.0545 | United Arab Emirates | Dubai | Infrastructure | Al Furjan | Roads & Utilities - Pkg 14 | NAKHEEL | Ginco | Award | 2022 |  | Demolition And Site Clearance | D900.23 | Carefully Excavate Existing Telecommunication Network To Remove Pipes And Fittings, Surrounds Including Concrete, Deliver To Stores /Dispose To Tip, And Backfill Trench With Suitable Material Including Reinstatement 2W D54 Ducts | 2600 | m | AED | 75
FRANK-01 | 4 | 4.0545 | United Arab Emirates | Dubai | Infrastructure | Al Furjan | Roads & Utilities - Pkg 14 | NAKHEEL | Ginco | Award | 2022 |  | Demolition And Site Clearance | D900.24 | Carefully Excavate Existing Telecommunication Network To Remove Pipes And Fittings, Surrounds Including Concrete, Deliver To Stores /Dispose To Tip, And Backfill Trench With Suitable Material Including Reinstatement 2W D56 Ducts | 5500 | m | AED | 65
FRANK-01 | 4 | 4.0545 | United Arab Emirates | Dubai | Infrastructure | Al Furjan | Roads & Utilities - Pkg 14 | NAKHEEL | Ginco | Award | 2022 |  | Demolition And Site Clearance | D900.25 | Carefully Remove Existing Reinforced Concrete Joint Box And Manhole And Set A Side For Re Use ; Including Backfilling And Compaction With Suitable Material And Modify The Chamber To Suit With New Design/Site Requirements And Re-Install In New Locations As Per Specification And Authority Requirements Jrc 12 | 40 | Nr | AED | 1653
FRANK-01 | 4 | 4.0545 | United Arab Emirates | Dubai | Infrastructure | Al Furjan | Roads & Utilities - Pkg 14 | NAKHEEL | Ginco | Award | 2022 |  | Demolition And Site Clearance | D900.26 | Excavation And Removal Of Existing Redundant Reinforced Concrete Joint Box And Manhole And Cart To Tip; Including Backfilling And Compaction With Suitable Materials Jrc 12 | 4 | Nr | AED | 1322
FRANK-01 | 4 | 4.0545 | United Arab Emirates | Dubai | Infrastructure | Al Furjan | Roads & Utilities - Pkg 14 | NAKHEEL | Ginco | Award | 2022 |  | Demolition And Site Clearance | D900.27 | Carefully Excavate And Remove Existing Lv Power Cable Ducts Including Concrete And Backfill Trench With Suitable Material Including Reinstatement 2W Ducts | 20 | m | AED | 100
FRANK-01 | 4 | 4.0545 | United Arab Emirates | Dubai | Infrastructure | Al Furjan | Roads & Utilities - Pkg 14 | NAKHEEL | Ginco | Award | 2022 |  | Demolition And Site Clearance | D900.28 | Carefully Excavate And Remove Existing Lv Power Cable Ducts Including Concrete And Backfill Trench With Suitable Material Including Reinstatement 4W Ducts | 30 | m | AED | 110
FRANK-01 | 4 | 4.0545 | United Arab Emirates | Dubai | Infrastructure | Al Furjan | Roads & Utilities - Pkg 14 | NAKHEEL | Ginco | Award | 2022 |  | Demolition And Site Clearance | D900.29 | Carefully Excavate And Remove Existing Lv Power Cable Ducts Including Concrete And Backfill Trench With Suitable Material Including Reinstatement 6W Ducts | 20 | m | AED | 144
FRANK-01 | 4 | 4.0545 | United Arab Emirates | Dubai | Infrastructure | Al Furjan | Roads & Utilities - Pkg 14 | NAKHEEL | Ginco | Award | 2022 |  | Demolition And Site Clearance | D900.30 | Carefully Excavate And Remove Existing Hv Power Cable Ducts Including Concrete And Backfill Trench With Suitable Material Including Reinstatement 2W Ducts | 10 | m | AED | 99
FRANK-01 | 4 | 4.0545 | United Arab Emirates | Dubai | Infrastructure | Al Furjan | Roads & Utilities - Pkg 14 | NAKHEEL | Ginco | Award | 2022 |  | Demolition And Site Clearance | D900.31 | Breaking/Demolition Of Existing Pocket Substation Foundation, Backfill Trench With Suitable Material Including Reinstatement And Disposal To Approved Municipality Dump Site | 9 | Nr | AED | 13223
FRANK-01 | 4 | 4.0545 | United Arab Emirates | Dubai | Infrastructure | Al Furjan | Roads & Utilities - Pkg 14 | NAKHEEL | Ginco | Award | 2022 |  | Demolition And Site Clearance | D900.32 | Carefully Excavate And Remove Existing Gas Ducts Including Concrete And Backfill Trench With Suitable Material Including Reinstatement 1W Ducts | 220 | m | AED | 89
FRANK-01 | 4 | 4.0545 | United Arab Emirates | Dubai | Infrastructure | Al Furjan | Roads & Utilities - Pkg 14 | NAKHEEL | Ginco | Award | 2022 |  | Demolition And Site Clearance | D900.34 | Carefully Excavate And Remove Existing Spare Ducts Including Concrete And Backfill Trench With Suitable Material Including Reinstatement, 2W Ducts | 10 | m | AED | 89
FRANK-01 | 4 | 4.0546 | United Arab Emirates | Dubai | Infrastructure | Al Furjan | Roads & Utilities - Pkg 14 | NAKHEEL | Ginco | Award | 2022 |  | Demolition And Site Clearance | D900.35 | Carefully Excavate And Remove Existing Spare Ducts Including Concrete And Backfill Trench With Suitable Material Including Reinstatement, Adjustment (Raise / Lower) Of Existing Utility Manholes/ Chambers Covers To Suit With The New Finish Level | 50 | Nr | AED | 2000
FRANK-01 | 4 | 4.0546 | United Arab Emirates | Dubai | Infrastructure | Al Furjan | Roads & Utilities - Pkg 14 | NAKHEEL | Ginco | Award | 2022 |  | Earthworks | E220 | Excavation Of Any Material Other Than Top Soil, Hard Rock Or Artificial Hard Material. | 6623.34 | m³ | AED | 2.5
FRANK-01 | 4 | 4.0546 | United Arab Emirates | Dubai | Infrastructure | Al Furjan | Roads & Utilities - Pkg 14 | NAKHEEL | Ginco | Award | 2022 |  | Earthworks | E532 | Disposal Of Surplus Material: Material Other Than Top Soil, Rock Or Artificial Hard Material Hual To Authorities Employers Approved Dump Site. | 1447.04 | m³ | AED | 18
FRANK-01 | 4 | 4.0546 | United Arab Emirates | Dubai | Infrastructure | Al Furjan | Roads & Utilities - Pkg 14 | NAKHEEL | Ginco | Award | 2022 |  | Earthworks | E644 | Filling From Selected Material With 95% Compaction Of Minimum Dry Density. | 7280 | m³ | AED | 9
FRANK-01 | 4 | 4.0546 | United Arab Emirates | Dubai | Infrastructure | Al Furjan | Roads & Utilities - Pkg 14 | NAKHEEL | Ginco | Award | 2022 |  | Earthworks | E522 | Preparation Of Excavation Surfaces To Receive Permanent Works, Material Other Than Top Soil Rock Or Artificial Hard Material | 9520 | m² | AED | 2
FRANK-01 | 4 | 4.0546 | United Arab Emirates | Dubai | Infrastructure | Al Furjan | Roads & Utilities - Pkg 14 | NAKHEEL | Ginco | Award | 2022 |  | Earthworks | E722 | Preparation Of Filled Surfaces To Receive Permanent Works | 7280 | m² | AED | 2
FRANK-01 | 4 | 4.0546 | United Arab Emirates | Dubai | Infrastructure | Al Furjan | Roads & Utilities - Pkg 14 | NAKHEEL | Ginco | Award | 2022 |  | Earthworks | E645 | Filling With Imported Material Other Than Top Soil Or Rock To Suitable Levels | 4900 | m³ | AED | 18
FRANK-01 | 4 | 4.0546 | United Arab Emirates | Dubai | Infrastructure | Al Furjan | Roads & Utilities - Pkg 14 | NAKHEEL | Ginco | Award | 2022 |  | Miscellaneous Work | X900 | Slope Protection | 140 | m² | AED | 132
FRANK-01 | 4 | 4.0546 | United Arab Emirates | Dubai | Infrastructure | Al Furjan | Roads & Utilities - Pkg 14 | NAKHEEL | Ginco | Award | 2022 |  | Earthworks | E230 | Excavation Of Rock | 1400 | m³ | AED | 38
FRANK-01 | 4 | 4.0546 | United Arab Emirates | Dubai | Infrastructure | Al Furjan | Roads & Utilities - Pkg 14 | NAKHEEL | Ginco | Award | 2022 |  | Roads And Pavings | R199 | Sub Grade Material With Min. Cbr Of 8% At 98% Mdd For Roads (As Shown On The Drawings And As Instructed By The Engineer); Preparation Of Existing Surface For Sub Grade | 44650 | m² | AED | 3
FRANK-01 | 4 | 4.0547 | United Arab Emirates | Dubai | Infrastructure | Al Furjan | Roads & Utilities - Pkg 14 | NAKHEEL | Ginco | Award | 2022 |  | Roads And Pavings | R115 | Granular Sub Base With Min. Cbr Of 30% Or Greater Including Drain Off (As Shown On The Drawings, Specification And As Instructed By The Employer); Depth 200 Mm | 5250 | m² | AED | 24
FRANK-01 | 4 | 4.0547 | United Arab Emirates | Dubai | Infrastructure | Al Furjan | Roads & Utilities - Pkg 14 | NAKHEEL | Ginco | Award | 2022 |  | Roads And Pavings | R114 | Granular Sub Base With Min. Cbr Of 30% Or Greater Including Drain Off (As Shown On The Drawings, Specification And As Instructed By The Employer); Depth 150 Mm | 60150 | m² | AED | 20
FRANK-01 | 4 | 4.0547 | United Arab Emirates | Dubai | Infrastructure | Al Furjan | Roads & Utilities - Pkg 14 | NAKHEEL | Ginco | Award | 2022 |  | Roads And Pavings | R194 | Aggregate Road Base With Min. Cbr Of 80% At 100% Mdd For Roads (As Shown On The Drawings And Specifications And As Instructed By The Engineer); Depth 150 Mm | 36050 | m² | AED | 22
FRANK-01 | 4 | 4.0547 | United Arab Emirates | Dubai | Infrastructure | Al Furjan | Roads & Utilities - Pkg 14 | NAKHEEL | Ginco | Award | 2022 |  | Roads And Pavings | R195 | Aggregate Road Base With Min. Cbr Of 80% At 100% Mdd For Roads (As Shown On The Drawings And Specifications And As Instructed By The Engineer); Depth 200 Mm | 3600 | m² | AED | 28
FRANK-01 | 4 | 4.0547 | United Arab Emirates | Dubai | Infrastructure | Al Furjan | Roads & Utilities - Pkg 14 | NAKHEEL | Ginco | Award | 2022 |  | Roads And Pavings | R195 | Aggregate Road Base With Min. Cbr Of 80% At 100% Mdd For Roads (As Shown On The Drawings And Specifications And As Instructed By The Engineer); Depth 220 Mm | 11000 | m² | AED | 26
FRANK-01 | 4 | 4.0547 | United Arab Emirates | Dubai | Infrastructure | Al Furjan | Roads & Utilities - Pkg 14 | NAKHEEL | Ginco | Award | 2022 |  | Roads And Pavings | R232 | Asphalt Concrete With Target Bitumen Content Of 3.9% To Roads, (As Shown On The Drawings, Specification And As Instructed By The Employer); 60 Mm Thick Base Course | 3600 | m² | AED | 46
FRANK-01 | 4 | 4.0547 | United Arab Emirates | Dubai | Infrastructure | Al Furjan | Roads & Utilities - Pkg 14 | NAKHEEL | Ginco | Award | 2022 |  | Roads And Pavings | R322 | Asphalt Concrete With Target Bitumen Content Of 3.9% To Roads, (As Shown On The Drawings, Specification And As Instructed By The Employer); 50 Mm Thick Wearing Course | 11900 | m² | AED | 39
FRANK-01 | 4 | 4.0547 | United Arab Emirates | Dubai | Infrastructure | Al Furjan | Roads & Utilities - Pkg 14 | NAKHEEL | Ginco | Award | 2022 |  | Roads And Pavings | R359.1 | Asphalt Concrete With Target Bitumen Content Of 3.9% To Roads, (As Shown On The Drawings, Specification And As Instructed By The Employer); Bituminous Prime Coat, Grade As In Specifications (As Instructed By The Engineer) | 3600 | m² | AED | 4
FRANK-01 | 4 | 4.0547 | United Arab Emirates | Dubai | Infrastructure | Al Furjan | Roads & Utilities - Pkg 14 | NAKHEEL | Ginco | Award | 2022 |  | Roads And Pavings | R359.2 | Asphalt Concrete With Target Bitumen Content Of 3.9% To Roads, (As Shown On The Drawings, Specification And As Instructed By The Employer); Tack Coat As In Specifications (As Instructed By The Engineer) | 11900 | m² | AED | 3
FRANK-01 | 4 | 4.0548 | United Arab Emirates | Dubai | Infrastructure | Al Furjan | Roads & Utilities - Pkg 14 | NAKHEEL | Ginco | Award | 2022 |  | Roads And Pavings | R782 | 60Mm & 80Mm Thick Different Size & Different Color Paver Size & Pattern As Specified On Drawings, Specification Butt Jointed & Sand Filling In Joints Including 50Mm Thick Compacted Sand Bed.; Supply & Installation Of 60Mm Thick Paver | 3550 | m² | AED | 64
FRANK-01 | 4 | 4.0548 | United Arab Emirates | Dubai | Infrastructure | Al Furjan | Roads & Utilities - Pkg 14 | NAKHEEL | Ginco | Award | 2022 |  | Roads And Pavings | R783 | 60Mm & 80Mm Thick Different Size & Different Color Paver Size & Pattern As Specified On Drawings, Specification Butt Jointed & Sand Filling In Joints Including 50Mm Thick Compacted Sand Bed.; Supply & Installation Of 80Mm Thick Paver | 4050 | m² | AED | 68
FRANK-01 | 4 | 4.0548 | United Arab Emirates | Dubai | Infrastructure | Al Furjan | Roads & Utilities - Pkg 14 | NAKHEEL | Ginco | Award | 2022 |  | Roads And Pavings | R793 | 60Mm & 80Mm Thick Different Size & Different Color Paver Size & Pattern As Specified On Drawings, Specification Butt Jointed & Sand Filling In Joints Including 50Mm Thick Compacted Sand Bed.; Installation Of Previously Set Aside Precast Interlocking Paving Blocks; Thickness 60Mm | 15700 | m² | AED | 24
FRANK-01 | 4 | 4.0548 | United Arab Emirates | Dubai | Infrastructure | Al Furjan | Roads & Utilities - Pkg 14 | NAKHEEL | Ginco | Award | 2022 |  | Roads And Pavings | R793 | 60Mm & 80Mm Thick Different Size & Different Color Paver Size & Pattern As Specified On Drawings, Specification Butt Jointed & Sand Filling In Joints Including 50Mm Thick Compacted Sand Bed.; Installation Of Previously Set Aside Precast Interlocking Paving Blocks; Thickness 80Mm | 6850 | m² | AED | 24
FRANK-01 | 4 | 4.0548 | United Arab Emirates | Dubai | Infrastructure | Al Furjan | Roads & Utilities - Pkg 14 | NAKHEEL | Ginco | Award | 2022 |  | Roads And Pavings | R699.1 | Kerbs,Channels & Edgings; Straight Or Curved Complete As Shown In Drawings And Specification Including Transition Kerb, Concrete, Hunching, Foundation, Formwork, Earthworks, Backfilling, Disposal Of Excavated Material (Including Makeup Pieces & Kerb Cutting); Upstand Kerb | 50 | m | AED | 71
FRANK-01 | 4 | 4.0548 | United Arab Emirates | Dubai | Infrastructure | Al Furjan | Roads & Utilities - Pkg 14 | NAKHEEL | Ginco | Award | 2022 |  | Roads And Pavings | R699.2 | Kerbs,Channels & Edgings; Straight Or Curved Complete As Shown In Drawings And Specification Including Transition Kerb, Concrete, Hunching, Foundation, Formwork, Earthworks, Backfilling, Disposal Of Excavated Material (Including Makeup Pieces & Kerb Cutting); Flush Kerb | 1950 | m | AED | 72
FRANK-01 | 4 | 4.0548 | United Arab Emirates | Dubai | Infrastructure | Al Furjan | Roads & Utilities - Pkg 14 | NAKHEEL | Ginco | Award | 2022 |  | Roads And Pavings | R699.3 | Kerbs,Channels & Edgings; Straight Or Curved Complete As Shown In Drawings And Specification Including Transition Kerb, Concrete, Hunching, Foundation, Formwork, Earthworks, Backfilling, Disposal Of Excavated Material (Including Makeup Pieces & Kerb Cutting); Heel Kerb | 2000 | m | AED | 56
FRANK-01 | 4 | 4.0548 | United Arab Emirates | Dubai | Infrastructure | Al Furjan | Roads & Utilities - Pkg 14 | NAKHEEL | Ginco | Award | 2022 |  | Roads And Pavings | R699.4 | Kerbs,Channels & Edgings; Straight Or Curved Complete As Shown In Drawings And Specification Including Transition Kerb, Concrete, Hunching, Foundation, Formwork, Earthworks, Backfilling, Disposal Of Excavated Material (Including Makeup Pieces & Kerb Cutting); Gutter Kerb | 7450 | m | AED | 82
FRANK-01 | 4 | 4.0548 | United Arab Emirates | Dubai | Infrastructure | Al Furjan | Roads & Utilities - Pkg 14 | NAKHEEL | Ginco | Award | 2022 |  | Roads And Pavings | R699.5 | Kerbs,Channels & Edgings; Straight Or Curved Complete As Shown In Drawings And Specification Including Transition Kerb, Concrete, Hunching, Foundation, Formwork, Earthworks, Backfilling, Disposal Of Excavated Material (Including Makeup Pieces & Kerb Cutting); Installation Of Previously Set Aside Upstand Kerb | 280 | m | AED | 35
FRANK-01 | 4 | 4.0548 | United Arab Emirates | Dubai | Infrastructure | Al Furjan | Roads & Utilities - Pkg 14 | NAKHEEL | Ginco | Award | 2022 |  | Roads And Pavings | R699.6 | Kerbs,Channels & Edgings; Straight Or Curved Complete As Shown In Drawings And Specification Including Transition Kerb, Concrete, Hunching, Foundation, Formwork, Earthworks, Backfilling, Disposal Of Excavated Material (Including Makeup Pieces & Kerb Cutting); Installation Of Previously Set Aside Heel Kerb | 4700 | m | AED | 35
FRANK-01 | 4 | 4.0549 | United Arab Emirates | Dubai | Infrastructure | Al Furjan | Roads & Utilities - Pkg 14 | NAKHEEL | Ginco | Award | 2022 |  | Roads And Pavings | R812.1 | Supply And Fix Panels Including Poles With Brackets As Detailed On The Drawings And Specifications And Dubai Traffic Control Devices Manual; Maximum Speed Limit Sign 339 (600 Mm) | 3 | Nr | AED | 659
FRANK-01 | 4 | 4.0549 | United Arab Emirates | Dubai | Infrastructure | Al Furjan | Roads & Utilities - Pkg 14 | NAKHEEL | Ginco | Award | 2022 |  | Roads And Pavings | R812.2 | Supply And Fix Panels Including Poles With Brackets As Detailed On The Drawings And Specifications And Dubai Traffic Control Devices Manual; Maximum Speed Limit Sign 340 (600 Mm) | 2 | Nr | AED | 659
FRANK-01 | 4 | 4.0549 | United Arab Emirates | Dubai | Infrastructure | Al Furjan | Roads & Utilities - Pkg 14 | NAKHEEL | Ginco | Award | 2022 |  | Roads And Pavings | R812.3 | Supply And Fix Panels Including Poles With Brackets As Detailed On The Drawings And Specifications And Dubai Traffic Control Devices Manual; Stop Sign 301 (750 Mm) | 2 | Nr | AED | 659
FRANK-01 | 4 | 4.0549 | United Arab Emirates | Dubai | Infrastructure | Al Furjan | Roads & Utilities - Pkg 14 | NAKHEEL | Ginco | Award | 2022 |  | Roads And Pavings | R812.4 | Supply And Fix Panels Including Poles With Brackets As Detailed On The Drawings And Specifications And Dubai Traffic Control Devices Manual; Junction Ahead Sign 403 (750 Mm) | 2 | Nr | AED | 659
FRANK-01 | 4 | 4.0549 | United Arab Emirates | Dubai | Infrastructure | Al Furjan | Roads & Utilities - Pkg 14 | NAKHEEL | Ginco | Award | 2022 |  | Roads And Pavings | R812.5 | Supply And Fix Panels Including Poles With Brackets As Detailed On The Drawings And Specifications And Dubai Traffic Control Devices Manual; Right Curve Sign 412 (750 Mm) | 1 | Nr | AED | 659
FRANK-01 | 4 | 4.0549 | United Arab Emirates | Dubai | Infrastructure | Al Furjan | Roads & Utilities - Pkg 14 | NAKHEEL | Ginco | Award | 2022 |  | Roads And Pavings | R812.6 | Supply And Fix Panels Including Poles With Brackets As Detailed On The Drawings And Specifications And Dubai Traffic Control Devices Manual; Left Curve Sign 413 (750 Mm) | 1 | Nr | AED | 659
FRANK-01 | 4 | 4.0549 | United Arab Emirates | Dubai | Infrastructure | Al Furjan | Roads & Utilities - Pkg 14 | NAKHEEL | Ginco | Award | 2022 |  | Roads And Pavings | R812.7 | Supply And Fix Panels Including Poles With Brackets As Detailed On The Drawings And Specifications And Dubai Traffic Control Devices Manual; Two Way Traffic Sign 416 (750Mm) | 5 | Nr | AED | 659
FRANK-01 | 4 | 4.0549 | United Arab Emirates | Dubai | Infrastructure | Al Furjan | Roads & Utilities - Pkg 14 | NAKHEEL | Ginco | Award | 2022 |  | Roads And Pavings | R812.8 | Supply And Fix Panels Including Poles With Brackets As Detailed On The Drawings And Specifications And Dubai Traffic Control Devices Manual; Lane Ends Sign 417 (750Mm) | 1 | Nr | AED | 965
FRANK-01 | 4 | 4.0549 | United Arab Emirates | Dubai | Infrastructure | Al Furjan | Roads & Utilities - Pkg 14 | NAKHEEL | Ginco | Award | 2022 |  | Roads And Pavings | R812.9 | Supply And Fix Panels Including Poles With Brackets As Detailed On The Drawings And Specifications And Dubai Traffic Control Devices Manual; Lane Ends Sign 418 (750Mm) | 1 | Nr | AED | 965
FRANK-01 | 4 | 4.0549 | United Arab Emirates | Dubai | Infrastructure | Al Furjan | Roads & Utilities - Pkg 14 | NAKHEEL | Ginco | Award | 2022 |  | Roads And Pavings | R812.10 | Supply And Fix Panels Including Poles With Brackets As Detailed On The Drawings And Specifications And Dubai Traffic Control Devices Manual; Turn Right Only Sign 322 (600 Mm) | 3 | Nr | AED | 965
FRANK-01 | 4 | 4.0549 | United Arab Emirates | Dubai | Infrastructure | Al Furjan | Roads & Utilities - Pkg 14 | NAKHEEL | Ginco | Award | 2022 |  | Roads And Pavings | R812.11 | Supply And Fix Panels Including Poles With Brackets As Detailed On The Drawings And Specifications And Dubai Traffic Control Devices Manual; Keep Right Sign 327 (600Mm) | 3 | Nr | AED | 659
FRANK-01 | 4 | 4.055 | United Arab Emirates | Dubai | Infrastructure | Al Furjan | Roads & Utilities - Pkg 14 | NAKHEEL | Ginco | Award | 2022 |  | Roads And Pavings | R812.12 | Supply And Fix Panels Including Poles With Brackets As Detailed On The Drawings And Specifications And Dubai Traffic Control Devices Manual; Keep Left Sign 328 (600Mm) | 2 | Nr | AED | 965
FRANK-01 | 4 | 4.055 | United Arab Emirates | Dubai | Infrastructure | Al Furjan | Roads & Utilities - Pkg 14 | NAKHEEL | Ginco | Award | 2022 |  | Roads And Pavings | R812.13 | Supply And Fix Panels Including Poles With Brackets As Detailed On The Drawings And Specifications And Dubai Traffic Control Devices Manual; No Left Turn Left Sign 346 (600Mm) | 3 | Nr | AED | 659
FRANK-01 | 4 | 4.055 | United Arab Emirates | Dubai | Infrastructure | Al Furjan | Roads & Utilities - Pkg 14 | NAKHEEL | Ginco | Award | 2022 |  | Roads And Pavings | R812.14 | Supply And Fix Panels Including Poles With Brackets As Detailed On The Drawings And Specifications And Dubai Traffic Control Devices Manual; Roundabout Ahead Sign 420 (750Mm) | 3 | Nr | AED | 659
FRANK-01 | 4 | 4.055 | United Arab Emirates | Dubai | Infrastructure | Al Furjan | Roads & Utilities - Pkg 14 | NAKHEEL | Ginco | Award | 2022 |  | Roads And Pavings | R812.15 | Supply And Fix Panels Including Poles With Brackets As Detailed On The Drawings And Specifications And Dubai Traffic Control Devices Manual; Hazard Plate Sign 453 | 6 | Nr | AED | 965
FRANK-01 | 4 | 4.055 | United Arab Emirates | Dubai | Infrastructure | Al Furjan | Roads & Utilities - Pkg 14 | NAKHEEL | Ginco | Award | 2022 |  | Roads And Pavings | R812.16 | Supply And Fix Panels Including Poles With Brackets As Detailed On The Drawings And Specifications And Dubai Traffic Control Devices Manual; Hazard Plate Sign 456 | 4 | Nr | AED | 965
FRANK-01 | 4 | 4.055 | United Arab Emirates | Dubai | Infrastructure | Al Furjan | Roads & Utilities - Pkg 14 | NAKHEEL | Ginco | Award | 2022 |  | Roads And Pavings | R812.17 | Supply And Fix Panels Including Poles With Brackets As Detailed On The Drawings And Specifications And Dubai Traffic Control Devices Manual; One Way Sign 305 | 1 | Nr | AED | 659
FRANK-01 | 4 | 4.055 | United Arab Emirates | Dubai | Infrastructure | Al Furjan | Roads & Utilities - Pkg 14 | NAKHEEL | Ginco | Award | 2022 |  | Roads And Pavings | R812.18 | Supply And Fix Panels Including Poles With Brackets As Detailed On The Drawings And Specifications And Dubai Traffic Control Devices Manual; Give Way Sign 302 (750Mm) | 15 | Nr | AED | 1164
FRANK-01 | 4 | 4.055 | United Arab Emirates | Dubai | Infrastructure | Al Furjan | Roads & Utilities - Pkg 14 | NAKHEEL | Ginco | Award | 2022 |  | Roads And Pavings | R812.19 | Supply And Fix Panels Including Poles With Brackets As Detailed On The Drawings And Specifications And Dubai Traffic Control Devices Manual; No Entry Sign 304 (750Mm) | 2 | Nr | AED | 965
FRANK-01 | 4 | 4.055 | United Arab Emirates | Dubai | Infrastructure | Al Furjan | Roads & Utilities - Pkg 14 | NAKHEEL | Ginco | Award | 2022 |  | Roads And Pavings | R812.20 | Supply And Fix Panels Including Poles With Brackets As Detailed On The Drawings And Specifications And Dubai Traffic Control Devices Manual; Triangular Sign Panel Type 404 | 2 | Nr | AED | 1164
FRANK-01 | 4 | 4.055 | United Arab Emirates | Dubai | Infrastructure | Al Furjan | Roads & Utilities - Pkg 14 | NAKHEEL | Ginco | Award | 2022 |  | Roads And Pavings | R812.21 | Supply And Fix Panels Including Poles With Brackets As Detailed On The Drawings And Specifications And Dubai Traffic Control Devices Manual; Triangular Sign Panel Type 406 | 1 | Nr | AED | 1164
FRANK-01 | 4 | 4.0551 | United Arab Emirates | Dubai | Infrastructure | Al Furjan | Roads & Utilities - Pkg 14 | NAKHEEL | Ginco | Award | 2022 |  | Roads And Pavings | R812.22 | Supply And Fix Panels Including Poles With Brackets As Detailed On The Drawings And Specifications And Dubai Traffic Control Devices Manual; Triangular Sign Panel Type 409 | 14 | Nr | AED | 1164
FRANK-01 | 4 | 4.0551 | United Arab Emirates | Dubai | Infrastructure | Al Furjan | Roads & Utilities - Pkg 14 | NAKHEEL | Ginco | Award | 2022 |  | Roads And Pavings | R812.24 | Supply And Fix Panels Including Poles With Brackets As Detailed On The Drawings And Specifications And Dubai Traffic Control Devices Manual; Traffic Sign - Rectangular Sign, Type 372 (Size-450X600Mm) | 17 | Nr | AED | 1119
FRANK-01 | 4 | 4.0551 | United Arab Emirates | Dubai | Infrastructure | Al Furjan | Roads & Utilities - Pkg 14 | NAKHEEL | Ginco | Award | 2022 |  | Roads And Pavings | R812.25 | Supply And Fix Panels Including Poles With Brackets As Detailed On The Drawings And Specifications And Dubai Traffic Control Devices Manual; Traffic Sign - Rectangular Sign, Type 457 (Size-400X1200Mm) | 1 | Nr | AED | 1377
FRANK-01 | 4 | 4.0551 | United Arab Emirates | Dubai | Infrastructure | Al Furjan | Roads & Utilities - Pkg 14 | NAKHEEL | Ginco | Award | 2022 |  | Roads And Pavings | R812.26 | Supply And Fix Panels Including Poles With Brackets As Detailed On The Drawings And Specifications And Dubai Traffic Control Devices Manual; Traffic Sign - Rectangular Sign, Type 458 (Size 400X2400Mm) | 6 | Nr | AED | 1980
FRANK-01 | 4 | 4.0551 | United Arab Emirates | Dubai | Infrastructure | Al Furjan | Roads & Utilities - Pkg 14 | NAKHEEL | Ginco | Award | 2022 |  | Roads And Pavings | R812.28 | Supply And Fix Panels Including Poles With Brackets As Detailed On The Drawings And Specifications And Dubai Traffic Control Devices Manual; Traffic Sign - For Pedestrian Type 303 | 2 | Nr | AED | 1047
FRANK-01 | 4 | 4.0551 | United Arab Emirates | Dubai | Infrastructure | Al Furjan | Roads & Utilities - Pkg 14 | NAKHEEL | Ginco | Award | 2022 |  | Roads And Pavings | R812.29 | Supply And Fix Panels Including Poles With Brackets As Detailed On The Drawings And Specifications And Dubai Traffic Control Devices Manual; Roundabout Sign - 329(600) | 5 | Nr | AED | 1047
FRANK-01 | 4 | 4.0551 | United Arab Emirates | Dubai | Infrastructure | Al Furjan | Roads & Utilities - Pkg 14 | NAKHEEL | Ginco | Award | 2022 |  | Roads And Pavings | R812.30 | Supply And Fix Panels Including Poles With Brackets As Detailed On The Drawings And Specifications And Dubai Traffic Control Devices Manual; Maximum Speed Limit Sign 341 (600 Mm) | 1 | Nr | AED | 937
FRANK-01 | 4 | 4.0551 | United Arab Emirates | Dubai | Infrastructure | Al Furjan | Roads & Utilities - Pkg 14 | NAKHEEL | Ginco | Award | 2022 |  | Roads And Pavings | R812.31 | Supply And Fix Panels Including Poles With Brackets As Detailed On The Drawings And Specifications And Dubai Traffic Control Devices Manual; Traffic Sign - Rectangular Sign, Type 375 | 1 | Nr | AED | 1047
FRANK-01 | 4 | 4.0551 | United Arab Emirates | Dubai | Infrastructure | Al Furjan | Roads & Utilities - Pkg 14 | NAKHEEL | Ginco | Award | 2022 |  | Roads And Pavings | R812.32 | Supply And Fix Panels Including Poles With Brackets As Detailed On The Drawings And Specifications And Dubai Traffic Control Devices Manual; Traffic Sign - Rectangular Sign, Type 392 | 1 | Nr | AED | 1047
FRANK-01 | 4 | 4.0552 | United Arab Emirates | Dubai | Infrastructure | Al Furjan | Roads & Utilities - Pkg 14 | NAKHEEL | Ginco | Award | 2022 |  | Roads And Pavings | R812.33 | Supply And Fix Panels Including Poles With Brackets As Detailed On The Drawings And Specifications And Dubai Traffic Control Devices Manual; Triangular Sign Panel Type 402 | 15 | Nr | AED | 1322
FRANK-01 | 4 | 4.0552 | United Arab Emirates | Dubai | Infrastructure | Al Furjan | Roads & Utilities - Pkg 14 | NAKHEEL | Ginco | Award | 2022 |  | Roads And Pavings | R812.34 | Supply And Fix Panels Including Poles With Brackets As Detailed On The Drawings And Specifications And Dubai Traffic Control Devices Manual; Traffic Sign - Panel Type 419 | 1 | Nr | AED | 1377
FRANK-01 | 4 | 4.0552 | United Arab Emirates | Dubai | Infrastructure | Al Furjan | Roads & Utilities - Pkg 14 | NAKHEEL | Ginco | Award | 2022 |  | Roads And Pavings | R812.35 | Supply And Fix Panels Including Poles With Brackets As Detailed On The Drawings And Specifications And Dubai Traffic Control Devices Manual; Traffic Sign - Panel Type 427 | 1 | Nr | AED | 1377
FRANK-01 | 4 | 4.0552 | United Arab Emirates | Dubai | Infrastructure | Al Furjan | Roads & Utilities - Pkg 14 | NAKHEEL | Ginco | Award | 2022 |  | Roads And Pavings | R823.1 | Ancillaries - Surface Marking: Thermoplastic Marking As Specified (As Shown On The Drawings And Specifications And As Instructed By The Engineer); Pavement Arrow, Type 614 | 33 | Nr | AED | 138
FRANK-01 | 4 | 4.0552 | United Arab Emirates | Dubai | Infrastructure | Al Furjan | Roads & Utilities - Pkg 14 | NAKHEEL | Ginco | Award | 2022 |  | Roads And Pavings | R823.2 | Ancillaries - Surface Marking: Thermoplastic Marking As Specified (As Shown On The Drawings And Specifications And As Instructed By The Engineer); Pavement Arrow, Type 615 | 6 | Nr | AED | 138
FRANK-01 | 4 | 4.0552 | United Arab Emirates | Dubai | Infrastructure | Al Furjan | Roads & Utilities - Pkg 14 | NAKHEEL | Ginco | Award | 2022 |  | Roads And Pavings | R823.3 | Ancillaries - Surface Marking: Thermoplastic Marking As Specified (As Shown On The Drawings And Specifications And As Instructed By The Engineer); Pavement Arrow, Type 616 | 5 | Nr | AED | 138
FRANK-01 | 4 | 4.0552 | United Arab Emirates | Dubai | Infrastructure | Al Furjan | Roads & Utilities - Pkg 14 | NAKHEEL | Ginco | Award | 2022 |  | Roads And Pavings | R823.4 | Ancillaries - Surface Marking: Thermoplastic Marking As Specified (As Shown On The Drawings And Specifications And As Instructed By The Engineer); Pavement Arrow, Type 617 | 10 | Nr | AED | 138
FRANK-01 | 4 | 4.0552 | United Arab Emirates | Dubai | Infrastructure | Al Furjan | Roads & Utilities - Pkg 14 | NAKHEEL | Ginco | Award | 2022 |  | Roads And Pavings | R823.5 | Ancillaries - Surface Marking: Thermoplastic Marking As Specified (As Shown On The Drawings And Specifications And As Instructed By The Engineer); Pavement Arrow, Type 618 | 11 | Nr | AED | 138
FRANK-01 | 4 | 4.0552 | United Arab Emirates | Dubai | Infrastructure | Al Furjan | Roads & Utilities - Pkg 14 | NAKHEEL | Ginco | Award | 2022 |  | Roads And Pavings | R823.6 | Ancillaries - Surface Marking: Thermoplastic Marking As Specified (As Shown On The Drawings And Specifications And As Instructed By The Engineer); Pavement Arrow, Type 619 | 12 | Nr | AED | 138
FRANK-01 | 4 | 4.0552 | United Arab Emirates | Dubai | Infrastructure | Al Furjan | Roads & Utilities - Pkg 14 | NAKHEEL | Ginco | Award | 2022 |  | Roads And Pavings | R823.7 | Ancillaries - Surface Marking: Thermoplastic Marking As Specified (As Shown On The Drawings And Specifications And As Instructed By The Engineer); Pavement Arrow, Type 656 | 2 | Nr | AED | 138
FRANK-01 | 4 | 4.0553 | United Arab Emirates | Dubai | Infrastructure | Al Furjan | Roads & Utilities - Pkg 14 | NAKHEEL | Ginco | Award | 2022 |  | Roads And Pavings | R829 | Ancillaries - Surface Marking: Thermoplastic Marking As Specified (As Shown On The Drawings And Specifications And As Instructed By The Engineer); Stop Line, Type 601 | 3 | m | AED | 17
FRANK-01 | 4 | 4.0553 | United Arab Emirates | Dubai | Infrastructure | Al Furjan | Roads & Utilities - Pkg 14 | NAKHEEL | Ginco | Award | 2022 |  | Roads And Pavings | R829.1 | Ancillaries - Surface Marking: Thermoplastic Marking As Specified (As Shown On The Drawings And Specifications And As Instructed By The Engineer); Give Way Line, Type 602 | 98 | m | AED | 38
FRANK-01 | 4 | 4.0553 | United Arab Emirates | Dubai | Infrastructure | Al Furjan | Roads & Utilities - Pkg 14 | NAKHEEL | Ginco | Award | 2022 |  | Roads And Pavings | R829.2 | Ancillaries - Surface Marking: Thermoplastic Marking As Specified (As Shown On The Drawings And Specifications And As Instructed By The Engineer); Chevron, Type 657 | 60 | m | AED | 53
FRANK-01 | 4 | 4.0553 | United Arab Emirates | Dubai | Infrastructure | Al Furjan | Roads & Utilities - Pkg 14 | NAKHEEL | Ginco | Award | 2022 |  | Roads And Pavings | R829.3 | Ancillaries - Surface Marking: Thermoplastic Marking As Specified (As Shown On The Drawings And Specifications And As Instructed By The Engineer); Chevron, Type 658 | 28 | m | AED | 53
FRANK-01 | 4 | 4.0553 | United Arab Emirates | Dubai | Infrastructure | Al Furjan | Roads & Utilities - Pkg 14 | NAKHEEL | Ginco | Award | 2022 |  | Roads And Pavings | R824 | Ancillaries - Surface Marking: Thermoplastic Marking As Specified (As Shown On The Drawings And Specifications And As Instructed By The Engineer); Yellow Continuous Lines; 100Mm Wide, Type 611 | 545 | m | AED | 9
FRANK-01 | 4 | 4.0553 | United Arab Emirates | Dubai | Infrastructure | Al Furjan | Roads & Utilities - Pkg 14 | NAKHEEL | Ginco | Award | 2022 |  | Roads And Pavings | R829.4 | Ancillaries - Surface Marking: Thermoplastic Marking As Specified (As Shown On The Drawings And Specifications And As Instructed By The Engineer); Lane Marking Lines 613 | 30 | m | AED | 9
FRANK-01 | 4 | 4.0553 | United Arab Emirates | Dubai | Infrastructure | Al Furjan | Roads & Utilities - Pkg 14 | NAKHEEL | Ginco | Award | 2022 |  | Roads And Pavings | R829.5 | Ancillaries - Surface Marking: Thermoplastic Marking As Specified (As Shown On The Drawings And Specifications And As Instructed By The Engineer); Lane Marking Lines 652 | 382 | m | AED | 9
FRANK-01 | 4 | 4.0553 | United Arab Emirates | Dubai | Infrastructure | Al Furjan | Roads & Utilities - Pkg 14 | NAKHEEL | Ginco | Award | 2022 |  | Roads And Pavings | R829.6 | Ancillaries - Surface Marking: Thermoplastic Marking As Specified (As Shown On The Drawings And Specifications And As Instructed By The Engineer); Lane Marking Lines 654 | 150 | m | AED | 9
FRANK-01 | 4 | 4.0553 | United Arab Emirates | Dubai | Infrastructure | Al Furjan | Roads & Utilities - Pkg 14 | NAKHEEL | Ginco | Award | 2022 |  | Roads And Pavings | R829.7 | Ancillaries - Surface Marking: Thermoplastic Marking As Specified (As Shown On The Drawings And Specifications And As Instructed By The Engineer); Lane Marking Lines 621 | 200 | m | AED | 9
FRANK-01 | 4 | 4.0553 | United Arab Emirates | Dubai | Infrastructure | Al Furjan | Roads & Utilities - Pkg 14 | NAKHEEL | Ginco | Award | 2022 |  | Roads And Pavings | R829.8 | Ancillaries - Surface Marking: Thermoplastic Marking As Specified (As Shown On The Drawings And Specifications And As Instructed By The Engineer); Lane Marking Lines 681 | 150 | m | AED | 9
FRANK-01 | 4 | 4.0553 | United Arab Emirates | Dubai | Infrastructure | Al Furjan | Roads & Utilities - Pkg 14 | NAKHEEL | Ginco | Award | 2022 |  | Roads And Pavings | R812 | Ancillaries - Surface Marking: Thermoplastic Marking As Specified (As Shown On The Drawings And Specifications And As Instructed By The Engineer); Lockable Bollard ( Stainless Steel ) | 40 | Nr | AED | 1983
FRANK-01 | 4 | 4.0554 | United Arab Emirates | Dubai | Infrastructure | Al Furjan | Roads & Utilities - Pkg 14 | NAKHEEL | Ginco | Award | 2022 |  | Roads And Pavings | R829.9 | Ancillaries - Surface Marking: Thermoplastic Marking As Specified (As Shown On The Drawings And Specifications And As Instructed By The Engineer); Pavement Arrow, Type 619.1 | 5 | Nr | AED | 138
FRANK-01 | 4 | 4.0554 | United Arab Emirates | Dubai | Infrastructure | Al Furjan | Roads & Utilities - Pkg 14 | NAKHEEL | Ginco | Award | 2022 |  | Roads And Pavings | R824.1 | Ancillaries - Surface Marking: Thermoplastic Marking As Specified (As Shown On The Drawings And Specifications And As Instructed By The Engineer); White Continuous Lines - 300Mm Wide, Type 601 | 120 | m | AED | 9
FRANK-01 | 4 | 4.0554 | United Arab Emirates | Dubai | Infrastructure | Al Furjan | Roads & Utilities - Pkg 14 | NAKHEEL | Ginco | Award | 2022 |  | Roads And Pavings | R829.10 | Ancillaries - Surface Marking: Thermoplastic Marking As Specified (As Shown On The Drawings And Specifications And As Instructed By The Engineer); Parking Line - 100Mm Wide, Type 621 | 250 | m | AED | 7
FRANK-01 | 4 | 4.0554 | United Arab Emirates | Dubai | Infrastructure | Al Furjan | Roads & Utilities - Pkg 14 | NAKHEEL | Ginco | Award | 2022 |  | Roads And Pavings | R829.11 | Ancillaries - Surface Marking: Thermoplastic Marking As Specified (As Shown On The Drawings And Specifications And As Instructed By The Engineer); Hatch Markings, Type 658 | 8 | m² | AED | 49
FRANK-01 | 4 | 4.0554 | United Arab Emirates | Dubai | Infrastructure | Al Furjan | Roads & Utilities - Pkg 14 | NAKHEEL | Ginco | Award | 2022 |  | Roads And Pavings | R829.12 | Ancillaries - Surface Marking: Thermoplastic Marking As Specified (As Shown On The Drawings And Specifications And As Instructed By The Engineer); Handicap Parking Type 695 | 4 | Nr | AED | 358
FRANK-01 | 4 | 4.0554 | United Arab Emirates | Dubai | Infrastructure | Al Furjan | Roads & Utilities - Pkg 14 | NAKHEEL | Ginco | Award | 2022 |  | Painting | V736 | Painting, Chlorinated Rubber Based Quick Drying Paint (Black And White) Applied In Two Coats To Exposed Surfaces Of Krebs (Marking Type 691) As Per Drawings And Specification | 23000 | m | AED | 16
FRANK-01 | 4 | 4.0554 | United Arab Emirates | Dubai | Infrastructure | Al Furjan | Roads & Utilities - Pkg 14 | NAKHEEL | Ginco | Award | 2022 |  | Pipework - Manholes And Pipework Ancillaries | K331 | Gullies; Reinstallation Of Set A Side Gullies Including Handling Charges | 98 | Nr | AED | 1598
FRANK-01 | 4 | 4.0554 | United Arab Emirates | Dubai | Infrastructure | Al Furjan | Roads & Utilities - Pkg 14 | NAKHEEL | Ginco | Award | 2022 |  | Pipework - Manholes And Pipework Ancillaries | K331.1 | Gullies; Supply & Installation Of New Gullies | 10 | Nr | AED | 2814
FRANK-01 | 4 | 4.0554 | United Arab Emirates | Dubai | Infrastructure | Al Furjan | Roads & Utilities - Pkg 14 | NAKHEEL | Ginco | Award | 2022 |  | Pipework - Manholes And Pipework Ancillaries | K131 | Storm Water Manhole Construction According To The Drawing Including Excavation, Concreting, Backfilling, Di Cover, Frame, Water Proofing, Finishes And Sealing Plate, Dewatering If Any Complete As Per Detailed In Drawings And Specifications.; Manhole Type G, Depth <1.5M | 7 | Nr | AED | 11504
FRANK-01 | 4 | 4.0555 | United Arab Emirates | Dubai | Infrastructure | Al Furjan | Roads & Utilities - Pkg 14 | NAKHEEL | Ginco | Award | 2022 |  | Pipework - Manholes And Pipework Ancillaries | K132 | Storm Water Manhole Construction According To The Drawing Including Excavation, Concreting, Backfilling, Di Cover, Frame, Water Proofing, Finishes And Sealing Plate, Dewatering If Any Complete As Per Detailed In Drawings And Specifications.; Manhole Type G, Depth 1.5 - 2.0M | 37 | Nr | AED | 12377
FRANK-01 | 4 | 4.0555 | United Arab Emirates | Dubai | Infrastructure | Al Furjan | Roads & Utilities - Pkg 14 | NAKHEEL | Ginco | Award | 2022 |  | Pipework - Manholes And Pipework Ancillaries | K133 | Storm Water Manhole Construction According To The Drawing Including Excavation, Concreting, Backfilling, Di Cover, Frame, Water Proofing, Finishes And Sealing Plate, Dewatering If Any Complete As Per Detailed In Drawings And Specifications.; Manhole Type G, Depth 2.0 - 2.5M | 7 | Nr | AED | 13646
FRANK-01 | 4 | 4.0555 | United Arab Emirates | Dubai | Infrastructure | Al Furjan | Roads & Utilities - Pkg 14 | NAKHEEL | Ginco | Award | 2022 |  | Pipework - Manholes And Pipework Ancillaries | K132.1 | Storm Water Manhole Construction According To The Drawing Including Excavation, Concreting, Backfilling, Di Cover, Frame, Water Proofing, Finishes And Sealing Plate, Dewatering If Any Complete As Per Detailed In Drawings And Specifications.; Manhole Type H, Depth 1.5 - 2.0M | 17 | Nr | AED | 13109
FRANK-01 | 4 | 4.0555 | United Arab Emirates | Dubai | Infrastructure | Al Furjan | Roads & Utilities - Pkg 14 | NAKHEEL | Ginco | Award | 2022 |  | Pipework - Manholes And Pipework Ancillaries | K133.1 | Storm Water Manhole Construction According To The Drawing Including Excavation, Concreting, Backfilling, Di Cover, Frame, Water Proofing, Finishes And Sealing Plate, Dewatering If Any Complete As Per Detailed In Drawings And Specifications.; Manhole Type H, Depth 2.0 - 2.5M | 1 | Nr | AED | 13373
FRANK-01 | 4 | 4.0555 | United Arab Emirates | Dubai | Infrastructure | Al Furjan | Roads & Utilities - Pkg 14 | NAKHEEL | Ginco | Award | 2022 |  | Pipework - Manholes And Pipework Ancillaries | K134 | Storm Water Manhole Construction According To The Drawing Including Excavation, Concreting, Backfilling, Di Cover, Frame, Water Proofing, Finishes And Sealing Plate, Dewatering If Any Complete As Per Detailed In Drawings And Specifications.; Manhole Type H, Depth 2.5 - 3.0M | 2 | Nr | AED | 14677
FRANK-01 | 4 | 4.0555 | United Arab Emirates | Dubai | Infrastructure | Al Furjan | Roads & Utilities - Pkg 14 | NAKHEEL | Ginco | Award | 2022 |  | Pipework - Manholes And Pipework Ancillaries | K135 | Storm Water Manhole Construction According To The Drawing Including Excavation, Concreting, Backfilling, Di Cover, Frame, Water Proofing, Finishes And Sealing Plate, Dewatering If Any Complete As Per Detailed In Drawings And Specifications.; Manhole Type H, Depth 3.0 - 3.5M | 2 | Nr | AED | 17087
FRANK-01 | 4 | 4.0555 | United Arab Emirates | Dubai | Infrastructure | Al Furjan | Roads & Utilities - Pkg 14 | NAKHEEL | Ginco | Award | 2022 |  | Pipework - Manholes And Pipework Ancillaries | K136 | Storm Water Manhole Construction According To The Drawing Including Excavation, Concreting, Backfilling, Di Cover, Frame, Water Proofing, Finishes And Sealing Plate, Dewatering If Any Complete As Per Detailed In Drawings And Specifications.; Manhole Type I, Depth 3.5 - 4.0M | 1 | Nr | AED | 25741
FRANK-01 | 4 | 4.0555 | United Arab Emirates | Dubai | Infrastructure | Al Furjan | Roads & Utilities - Pkg 14 | NAKHEEL | Ginco | Award | 2022 |  | Pipework - Manholes And Pipework Ancillaries | K137 | Storm Water Manhole Construction According To The Drawing Including Excavation, Concreting, Backfilling, Di Cover, Frame, Water Proofing, Finishes And Sealing Plate, Dewatering If Any Complete As Per Detailed In Drawings And Specifications.; Manhole Type I, Depth 4.0 - 4.5M | 1 | Nr | AED | 28317
FRANK-01 | 4 | 4.0555 | United Arab Emirates | Dubai | Infrastructure | Al Furjan | Roads & Utilities - Pkg 14 | NAKHEEL | Ginco | Award | 2022 |  | Pipework - Pipes | I522 | Supply, Laying And Jointing Of Pipes Including Necessary Short Pieces, Fittings For Direct Or Connections To Mains ,Flexible Pipes, Concrete Supports, Pipe Works, Fittings, Accessories, Non-Woven Polyethylene Or Polypropylene Fabric Geotextile Laid Right Around Trenches, Well Graded Granular Gravel Surround, Excavation, Disposal & Back Filling In Compacted Layers For The Pipes Trenches, Dewatering If Any And Warning Tape All Complete As Shown On Drawings & Specifications; Nominal Bore 250Mm Perforated Pipe; Average Depth To Invert <1.5M | 126 | m | AED | 321
FRANK-01 | 4 | 4.0555 | United Arab Emirates | Dubai | Infrastructure | Al Furjan | Roads & Utilities - Pkg 14 | NAKHEEL | Ginco | Award | 2022 |  | Pipework - Pipes | I523 | Supply, Laying And Jointing Of Pipes Including Necessary Short Pieces, Fittings For Direct Or Connections To Mains ,Flexible Pipes, Concrete Supports, Pipe Works, Fittings, Accessories, Non-Woven Polyethylene Or Polypropylene Fabric Geotextile Laid Right Around Trenches, Well Graded Granular Gravel Surround, Excavation, Disposal & Back Filling In Compacted Layers For The Pipes Trenches, Dewatering If Any And Warning Tape All Complete As Shown On Drawings & Specifications; Nominal Bore 250Mm Perforated Pipe; Average Depth To Invert 1.5 - 2.0 M | 1220 | m | AED | 352
FRANK-01 | 4 | 4.0556 | United Arab Emirates | Dubai | Infrastructure | Al Furjan | Roads & Utilities - Pkg 14 | NAKHEEL | Ginco | Award | 2022 |  | Pipework - Pipes | I524 | Supply, Laying And Jointing Of Pipes Including Necessary Short Pieces, Fittings For Direct Or Connections To Mains ,Flexible Pipes, Concrete Supports, Pipe Works, Fittings, Accessories, Non-Woven Polyethylene Or Polypropylene Fabric Geotextile Laid Right Around Trenches, Well Graded Granular Gravel Surround, Excavation, Disposal & Back Filling In Compacted Layers For The Pipes Trenches, Dewatering If Any And Warning Tape All Complete As Shown On Drawings & Specifications; Nominal Bore 250Mm Perforated Pipe; Average Depth To Invert 2.0- 2.5M | 320 | m | AED | 388
FRANK-01 | 4 | 4.0556 | United Arab Emirates | Dubai | Infrastructure | Al Furjan | Roads & Utilities - Pkg 14 | NAKHEEL | Ginco | Award | 2022 |  | Pipework - Pipes | I525 | Supply, Laying And Jointing Of Pipes Including Necessary Short Pieces, Fittings For Direct Or Connections To Mains ,Flexible Pipes, Concrete Supports, Pipe Works, Fittings, Accessories, Non-Woven Polyethylene Or Polypropylene Fabric Geotextile Laid Right Around Trenches, Well Graded Granular Gravel Surround, Excavation, Disposal & Back Filling In Compacted Layers For The Pipes Trenches, Dewatering If Any And Warning Tape All Complete As Shown On Drawings & Specifications; Nominal Bore 250Mm Perforated Pipe; Average Depth To Invert 2.5 - 3.0 M | 75 | m | AED | 427
FRANK-01 | 4 | 4.0556 | United Arab Emirates | Dubai | Infrastructure | Al Furjan | Roads & Utilities - Pkg 14 | NAKHEEL | Ginco | Award | 2022 |  | Pipework - Pipes | I526 | Supply, Laying And Jointing Of Pipes Including Necessary Short Pieces, Fittings For Direct Or Connections To Mains ,Flexible Pipes, Concrete Supports, Pipe Works, Fittings, Accessories, Non-Woven Polyethylene Or Polypropylene Fabric Geotextile Laid Right Around Trenches, Well Graded Granular Gravel Surround, Excavation, Disposal & Back Filling In Compacted Layers For The Pipes Trenches, Dewatering If Any And Warning Tape All Complete As Shown On Drawings & Specifications; Nominal Bore 250Mm Perforated Pipe; Average Depth To Invert 3.0 - 3.5 M | 110 | m | AED | 469
FRANK-01 | 4 | 4.0556 | United Arab Emirates | Dubai | Infrastructure | Al Furjan | Roads & Utilities - Pkg 14 | NAKHEEL | Ginco | Award | 2022 |  | Pipework - Pipes | I527 | Supply, Laying And Jointing Of Pipes Including Necessary Short Pieces, Fittings For Direct Or Connections To Mains ,Flexible Pipes, Concrete Supports, Pipe Works, Fittings, Accessories, Non-Woven Polyethylene Or Polypropylene Fabric Geotextile Laid Right Around Trenches, Well Graded Granular Gravel Surround, Excavation, Disposal & Back Filling In Compacted Layers For The Pipes Trenches, Dewatering If Any And Warning Tape All Complete As Shown On Drawings & Specifications; Nominal Bore 250Mm Perforated Pipe; Average Depth To Invert 3.5 - 4.0 M | 50 | m | AED | 517
FRANK-01 | 4 | 4.0556 | United Arab Emirates | Dubai | Infrastructure | Al Furjan | Roads & Utilities - Pkg 14 | NAKHEEL | Ginco | Award | 2022 |  | Pipework - Pipes | I528 | Supply, Laying And Jointing Of Pipes Including Necessary Short Pieces, Fittings For Direct Or Connections To Mains ,Flexible Pipes, Concrete Supports, Pipe Works, Fittings, Accessories, Non-Woven Polyethylene Or Polypropylene Fabric Geotextile Laid Right Around Trenches, Well Graded Granular Gravel Surround, Excavation, Disposal & Back Filling In Compacted Layers For The Pipes Trenches, Dewatering If Any And Warning Tape All Complete As Shown On Drawings & Specifications; Nominal Bore 250Mm Perforated Pipe; Average Depth To Invert Exceeding 4M | 80 | m | AED | 569
FRANK-01 | 4 | 4.0556 | United Arab Emirates | Dubai | Infrastructure | Al Furjan | Roads & Utilities - Pkg 14 | NAKHEEL | Ginco | Award | 2022 |  | Pipework - Pipes | I533 | Supply, Laying And Jointing Of Pipes Including Necessary Short Pieces, Fittings For Direct Or Connections To Mains ,Flexible Pipes, Concrete Supports, Pipe Works, Fittings, Accessories, Non-Woven Polyethylene Or Polypropylene Fabric Geotextile Laid Right Around Trenches, Well Graded Granular Gravel Surround, Excavation, Disposal & Back Filling In Compacted Layers For The Pipes Trenches, Dewatering If Any And Warning Tape All Complete As Shown On Drawings & Specifications; Nominal Bore 315Mm Perforated Pipe; Average Depth To Invert 1.5 - 2.0 M | 510 | m | AED | 399
FRANK-01 | 4 | 4.0556 | United Arab Emirates | Dubai | Infrastructure | Al Furjan | Roads & Utilities - Pkg 14 | NAKHEEL | Ginco | Award | 2022 |  | Pipework - Pipes | I534 | Supply, Laying And Jointing Of Pipes Including Necessary Short Pieces, Fittings For Direct Or Connections To Mains ,Flexible Pipes, Concrete Supports, Pipe Works, Fittings, Accessories, Non-Woven Polyethylene Or Polypropylene Fabric Geotextile Laid Right Around Trenches, Well Graded Granular Gravel Surround, Excavation, Disposal & Back Filling In Compacted Layers For The Pipes Trenches, Dewatering If Any And Warning Tape All Complete As Shown On Drawings & Specifications; Nominal Bore 315Mm Perforated Pipe; Average Depth To Invert 2.0- 2.5M | 60 | m | AED | 439
FRANK-01 | 4 | 4.0556 | United Arab Emirates | Dubai | Infrastructure | Al Furjan | Roads & Utilities - Pkg 14 | NAKHEEL | Ginco | Award | 2022 |  | Pipework - Pipes | I535 | Supply, Laying And Jointing Of Pipes Including Necessary Short Pieces, Fittings For Direct Or Connections To Mains ,Flexible Pipes, Concrete Supports, Pipe Works, Fittings, Accessories, Non-Woven Polyethylene Or Polypropylene Fabric Geotextile Laid Right Around Trenches, Well Graded Granular Gravel Surround, Excavation, Disposal & Back Filling In Compacted Layers For The Pipes Trenches, Dewatering If Any And Warning Tape All Complete As Shown On Drawings & Specifications; Nominal Bore 315Mm Perforated Pipe; Average Depth To Invert 2.5 - 3.0 M | 75 | m | AED | 482
FRANK-01 | 4 | 4.0556 | United Arab Emirates | Dubai | Infrastructure | Al Furjan | Roads & Utilities - Pkg 14 | NAKHEEL | Ginco | Award | 2022 |  | Pipework - Pipes | I536 | Supply, Laying And Jointing Of Pipes Including Necessary Short Pieces, Fittings For Direct Or Connections To Mains ,Flexible Pipes, Concrete Supports, Pipe Works, Fittings, Accessories, Non-Woven Polyethylene Or Polypropylene Fabric Geotextile Laid Right Around Trenches, Well Graded Granular Gravel Surround, Excavation, Disposal & Back Filling In Compacted Layers For The Pipes Trenches, Dewatering If Any And Warning Tape All Complete As Shown On Drawings & Specifications; Nominal Bore 315Mm Perforated Pipe; Average Depth To Invert 3.0 - 3.5 M | 60 | m | AED | 530
FRANK-01 | 4 | 4.0556 | United Arab Emirates | Dubai | Infrastructure | Al Furjan | Roads & Utilities - Pkg 14 | NAKHEEL | Ginco | Award | 2022 |  | Pipework - Pipes | I537 | Supply, Laying And Jointing Of Pipes Including Necessary Short Pieces, Fittings For Direct Or Connections To Mains ,Flexible Pipes, Concrete Supports, Pipe Works, Fittings, Accessories, Non-Woven Polyethylene Or Polypropylene Fabric Geotextile Laid Right Around Trenches, Well Graded Granular Gravel Surround, Excavation, Disposal & Back Filling In Compacted Layers For The Pipes Trenches, Dewatering If Any And Warning Tape All Complete As Shown On Drawings & Specifications; Nominal Bore 315Mm Perforated Pipe; Average Depth To Invert 3.5 - 4.0 M | 10 | m | AED | 584
FRANK-01 | 4 | 4.0556 | United Arab Emirates | Dubai | Infrastructure | Al Furjan | Roads & Utilities - Pkg 14 | NAKHEEL | Ginco | Award | 2022 |  | Pipework - Pipes | I538 | Supply, Laying And Jointing Of Pipes Including Necessary Short Pieces, Fittings For Direct Or Connections To Mains ,Flexible Pipes, Concrete Supports, Pipe Works, Fittings, Accessories, Non-Woven Polyethylene Or Polypropylene Fabric Geotextile Laid Right Around Trenches, Well Graded Granular Gravel Surround, Excavation, Disposal & Back Filling In Compacted Layers For The Pipes Trenches, Dewatering If Any And Warning Tape All Complete As Shown On Drawings & Specifications; Nominal Bore 315Mm Perforated Pipe; Average Depth To Invert Exceeding 4M | 10 | m | AED | 642
FRANK-01 | 4 | 4.0557 | United Arab Emirates | Dubai | Infrastructure | Al Furjan | Roads & Utilities - Pkg 14 | NAKHEEL | Ginco | Award | 2022 |  | Pipework - Pipes | I933 | Supply, Laying And Jointing Of Pipes Including Necessary Short Pieces, Fittings For Direct Or Connections To Mains ,Flexible Pipes, Concrete Supports, Pipe Works, Fittings, Accessories, Non-Woven Polyethylene Or Polypropylene Fabric Geotextile Laid Right Around Trenches, Well Graded Granular Gravel Surround, Excavation, Disposal & Back Filling In Compacted Layers For The Pipes Trenches, Dewatering If Any And Warning Tape All Complete As Shown On Drawings & Specifications; 400Mm Grp Pipes; Average Depth To Invert 2.0- 2.5M | 75 | m | AED | 529
FRANK-01 | 4 | 4.0557 | United Arab Emirates | Dubai | Infrastructure | Al Furjan | Roads & Utilities - Pkg 14 | NAKHEEL | Ginco | Award | 2022 |  | Pipework - Pipes | I522 | Supply And Lay Upvc Pipes And Fittings Including Short Pieces And Couplers For Gully Connections Including Excavations, Backfilling, All Accessories And Jointing Materials, All Complete As Shown On Drawing & Specification ; 250Mm Dia Pipe | 648 | m | AED | 321
FRANK-01 | 4 | 4.0557 | United Arab Emirates | Dubai | Infrastructure | Al Furjan | Roads & Utilities - Pkg 14 | NAKHEEL | Ginco | Award | 2022 |  | Pipework - Pipes | I522.1 | Supply And Lay Upvc Pipes And Fittings Including Short Pieces And Couplers For Gully Connections Including Excavations, Backfilling, All Accessories And Jointing Materials, All Complete As Shown On Drawing & Specification ; 200Mm Dia Pipe | 216 | m | AED | 241
FRANK-01 | 4 | 4.0557 | United Arab Emirates | Dubai | Infrastructure | Al Furjan | Roads & Utilities - Pkg 14 | NAKHEEL | Ginco | Award | 2022 |  | Pipework - Fittings And Valves | J411 | Supply And Lay Upvc Pipes And Fittings Including Short Pieces And Couplers For Gully Connections Including Excavations, Backfilling, All Accessories And Jointing Materials, All Complete As Shown On Drawing & Specification ; 200Mm Elbow | 216 | Nr | AED | 366
FRANK-01 | 4 | 4.0557 | United Arab Emirates | Dubai | Infrastructure | Al Furjan | Roads & Utilities - Pkg 14 | NAKHEEL | Ginco | Award | 2022 |  | Pipework - Fittings And Valves | J412 | Supply And Lay Upvc Pipes And Fittings Including Short Pieces And Couplers For Gully Connections Including Excavations, Backfilling, All Accessories And Jointing Materials, All Complete As Shown On Drawing & Specification ; 250Mm Elbow | 35 | Nr | AED | 419
FRANK-01 | 4 | 4.0557 | United Arab Emirates | Dubai | Infrastructure | Al Furjan | Roads & Utilities - Pkg 14 | NAKHEEL | Ginco | Award | 2022 |  | Pipework - Fittings And Valves | J422 | Supply And Lay Upvc Pipes And Fittings Including Short Pieces And Couplers For Gully Connections Including Excavations, Backfilling, All Accessories And Jointing Materials, All Complete As Shown On Drawing & Specification ; 200X200X250 Y Junction | 90 | Nr | AED | 441
FRANK-01 | 4 | 4.0557 | United Arab Emirates | Dubai | Infrastructure | Al Furjan | Roads & Utilities - Pkg 14 | NAKHEEL | Ginco | Award | 2022 |  | Pipework - Fittings And Valves | J423 | Supply And Lay Upvc Pipes And Fittings Including Short Pieces And Couplers For Gully Connections Including Excavations, Backfilling, All Accessories And Jointing Materials, All Complete As Shown On Drawing & Specification ; 200X200X315 Y Junction | 18 | Nr | AED | 496
FRANK-01 | 4 | 4.0557 | United Arab Emirates | Dubai | Infrastructure | Al Furjan | Roads & Utilities - Pkg 14 | NAKHEEL | Ginco | Award | 2022 |  | Pipework - Supports And Protection | L999 | Pipe Works Support And Protection Ancillaries To Laying And Excavation; Concrete Grade C35/20 In Bedding And Surround To Pipe As Shown On Drawings And As Per Specification | 500 | m³ | AED | 300
FRANK-01 | 4 | 4.0557 | United Arab Emirates | Dubai | Infrastructure | Al Furjan | Roads & Utilities - Pkg 14 | NAKHEEL | Ginco | Award | 2022 |  | Pipework - Supports And Protection | L542 | Bed And Surrounds, Complete; Imported Granular Material Bed & Surrounds To 250Mm Dia Upvc Pipe Drainage Pipes | 1800 | m | AED | 68
FRANK-01 | 4 | 4.0557 | United Arab Emirates | Dubai | Infrastructure | Al Furjan | Roads & Utilities - Pkg 14 | NAKHEEL | Ginco | Award | 2022 |  | Pipework - Supports And Protection | L543 | Bed And Surrounds, Complete; Imported Granular Material Bed & Surrounds To 315Mm Dia Upvc Pipe Drainage Pipes | 700 | m | AED | 75
FRANK-01 | 4 | 4.0558 | United Arab Emirates | Dubai | Infrastructure | Al Furjan | Roads & Utilities - Pkg 14 | NAKHEEL | Ginco | Award | 2022 |  | Pipework - Pipes | I512 | Supply And Lay, Joint, Test, Commission Upvc Pipes To Bs 4660, Bs 5481 And Bs 3305 Class 10 With Fittings(Couplers, Straight Specials, Short Pipes) Including Excavation, Dewatering, Protection Of Services, Supports,, Dispose Of Unsuitable Material To An Approved Dump Site, Backfilling Shown On Drawings And As Specification (Beds And Surrounds Measured Separately). Nominal Bore 160Mm Pipes In Trenches ; Average Depth To Invert N.E.1.5 M | 1800 | m | AED | 178
FRANK-01 | 4 | 4.0558 | United Arab Emirates | Dubai | Infrastructure | Al Furjan | Roads & Utilities - Pkg 14 | NAKHEEL | Ginco | Award | 2022 |  | Pipework - Pipes | I513 | Supply And Lay, Joint, Test, Commission Upvc Pipes To Bs 4660, Bs 5481 And Bs 3305 Class 10 With Fittings(Couplers, Straight Specials, Short Pipes) Including Excavation, Dewatering, Protection Of Services, Supports,, Dispose Of Unsuitable Material To An Approved Dump Site, Backfilling Shown On Drawings And As Specification (Beds And Surrounds Measured Separately). Nominal Bore 160Mm Pipes In Trenches ; Average Depth To Invert 1.5-2.0 M | 200 | m | AED | 201
FRANK-01 | 4 | 4.0558 | United Arab Emirates | Dubai | Infrastructure | Al Furjan | Roads & Utilities - Pkg 14 | NAKHEEL | Ginco | Award | 2022 |  | Pipework - Pipes | I512.1 | Supply And Lay, Joint, Test, Commission Upvc Pipes To Bs 4660, Bs 5481 And Bs 3305 Class 10 With Fittings(Couplers, Straight Specials, Short Pipes) Including Excavation, Dewatering, Protection Of Services, Supports,, Dispose Of Unsuitable Material To An Approved Dump Site, Backfilling Shown On Drawings And As Specification (Beds And Surrounds Measured Separately). Nominal Bore 200Mm Pipes In Trenches ; Average Depth To Invert N.E.1.5 M | 200 | m | AED | 213
FRANK-01 | 4 | 4.0558 | United Arab Emirates | Dubai | Infrastructure | Al Furjan | Roads & Utilities - Pkg 14 | NAKHEEL | Ginco | Award | 2022 |  | Pipework - Pipes | I513 | Supply And Lay, Joint, Test, Commission Upvc Pipes To Bs 4660, Bs 5481 And Bs 3305 Class 10 With Fittings(Couplers, Straight Specials, Short Pipes) Including Excavation, Dewatering, Protection Of Services, Supports,, Dispose Of Unsuitable Material To An Approved Dump Site, Backfilling Shown On Drawings And As Specification (Beds And Surrounds Measured Separately). Nominal Bore 200Mm Pipes In Trenches ; Average Depth To Invert 1.5 - 2.0 M | 15 | m | AED | 246
FRANK-01 | 4 | 4.0558 | United Arab Emirates | Dubai | Infrastructure | Al Furjan | Roads & Utilities - Pkg 14 | NAKHEEL | Ginco | Award | 2022 |  | Pipework - Pipes | I514 | Supply And Lay, Joint, Test, Commission Upvc Pipes To Bs 4660, Bs 5481 And Bs 3305 Class 10 With Fittings(Couplers, Straight Specials, Short Pipes) Including Excavation, Dewatering, Protection Of Services, Supports,, Dispose Of Unsuitable Material To An Approved Dump Site, Backfilling Shown On Drawings And As Specification (Beds And Surrounds Measured Separately). Nominal Bore 200Mm Pipes In Trenches ; Average Depth To Invert 2.0- 2.5M | 15 | m | AED | 283
FRANK-01 | 4 | 4.0558 | United Arab Emirates | Dubai | Infrastructure | Al Furjan | Roads & Utilities - Pkg 14 | NAKHEEL | Ginco | Award | 2022 |  | Pipework - Pipes | I515 | Supply And Lay, Joint, Test, Commission Upvc Pipes To Bs 4660, Bs 5481 And Bs 3305 Class 10 With Fittings(Couplers, Straight Specials, Short Pipes) Including Excavation, Dewatering, Protection Of Services, Supports,, Dispose Of Unsuitable Material To An Approved Dump Site, Backfilling Shown On Drawings And As Specification (Beds And Surrounds Measured Separately). Nominal Bore 200Mm Pipes In Trenches ; Average Depth To Invert 2.5 - 3.0 M | 10 | m | AED | 339
FRANK-01 | 4 | 4.0558 | United Arab Emirates | Dubai | Infrastructure | Al Furjan | Roads & Utilities - Pkg 14 | NAKHEEL | Ginco | Award | 2022 |  | Pipework - Pipes | I522 | Supply And Lay, Joint, Test, Commission Upvc Pipes To Bs 4660, Bs 5481 And Bs 3305 Class 10 With Fittings(Couplers, Straight Specials, Short Pipes) Including Excavation, Dewatering, Protection Of Services, Supports,, Dispose Of Unsuitable Material To An Approved Dump Site, Backfilling Shown On Drawings And As Specification (Beds And Surrounds Measured Separately). Nominal Bore 250Mm Pipe In Trenches ; Average Depth To Invert N.E. 1.5 M | 100 | m | AED | 305
FRANK-01 | 4 | 4.0558 | United Arab Emirates | Dubai | Infrastructure | Al Furjan | Roads & Utilities - Pkg 14 | NAKHEEL | Ginco | Award | 2022 |  | Pipework - Pipes | I523 | Supply And Lay, Joint, Test, Commission Upvc Pipes To Bs 4660, Bs 5481 And Bs 3305 Class 10 With Fittings(Couplers, Straight Specials, Short Pipes) Including Excavation, Dewatering, Protection Of Services, Supports,, Dispose Of Unsuitable Material To An Approved Dump Site, Backfilling Shown On Drawings And As Specification (Beds And Surrounds Measured Separately). Nominal Bore 250Mm Pipe In Trenches ; Average Depth To Invert 1.5 - 2.0 M | 25 | m | AED | 338
FRANK-01 | 4 | 4.0558 | United Arab Emirates | Dubai | Infrastructure | Al Furjan | Roads & Utilities - Pkg 14 | NAKHEEL | Ginco | Award | 2022 |  | Pipework - Pipes | I524 | Supply And Lay, Joint, Test, Commission Upvc Pipes To Bs 4660, Bs 5481 And Bs 3305 Class 10 With Fittings(Couplers, Straight Specials, Short Pipes) Including Excavation, Dewatering, Protection Of Services, Supports,, Dispose Of Unsuitable Material To An Approved Dump Site, Backfilling Shown On Drawings And As Specification (Beds And Surrounds Measured Separately). Nominal Bore 250Mm Pipe In Trenches ; Average Depth To Invert 2.0 - 2.5 M | 25 | m | AED | 377
FRANK-01 | 4 | 4.0559 | United Arab Emirates | Dubai | Infrastructure | Al Furjan | Roads & Utilities - Pkg 14 | NAKHEEL | Ginco | Award | 2022 |  | Pipework - Pipes | I525 | Supply And Lay, Joint, Test, Commission Upvc Pipes To Bs 4660, Bs 5481 And Bs 3305 Class 10 With Fittings(Couplers, Straight Specials, Short Pipes) Including Excavation, Dewatering, Protection Of Services, Supports,, Dispose Of Unsuitable Material To An Approved Dump Site, Backfilling Shown On Drawings And As Specification (Beds And Surrounds Measured Separately). Nominal Bore 250Mm Pipe In Trenches ; Average Depth To Invert 2.5 - 3.0 M | 20 | m | AED | 433
FRANK-01 | 4 | 4.0559 | United Arab Emirates | Dubai | Infrastructure | Al Furjan | Roads & Utilities - Pkg 14 | NAKHEEL | Ginco | Award | 2022 |  | Pipework - Pipes | I512.3 | Supply And Lay, Joint, Test, Commission Upvc Pipes To Bs 4660, Bs 5481 And Bs 3305 Class 10 With Fittings(Couplers, Straight Specials, Short Pipes) Including Excavation, Dewatering, Protection Of Services, Supports,, Dispose Of Unsuitable Material To An Approved Dump Site, Backfilling Shown On Drawings And As Specification (Beds And Surrounds Measured Separately). Nominal Bore 160Mm Pipes In Trenches Using Previously Set Aside Pipes; Average Depth To Invert N.E.1.5 M | 900 | m | AED | 121
FRANK-01 | 4 | 4.0559 | United Arab Emirates | Dubai | Infrastructure | Al Furjan | Roads & Utilities - Pkg 14 | NAKHEEL | Ginco | Award | 2022 |  | Pipework - Pipes | I512.4 | Supply And Lay, Joint, Test, Commission Upvc Pipes To Bs 4660, Bs 5481 And Bs 3305 Class 10 With Fittings(Couplers, Straight Specials, Short Pipes) Including Excavation, Dewatering, Protection Of Services, Supports,, Dispose Of Unsuitable Material To An Approved Dump Site, Backfilling Shown On Drawings And As Specification (Beds And Surrounds Measured Separately). Nominal Bore 200Mm Pipes In Trenches Using Previously Set Aside Pipes; Average Depth To Invert N.E.1.5 M | 400 | m | AED | 132
FRANK-01 | 4 | 4.0559 | United Arab Emirates | Dubai | Infrastructure | Al Furjan | Roads & Utilities - Pkg 14 | NAKHEEL | Ginco | Award | 2022 |  | Pipework - Pipes | I513.1 | Supply And Lay, Joint, Test, Commission Upvc Pipes To Bs 4660, Bs 5481 And Bs 3305 Class 10 With Fittings(Couplers, Straight Specials, Short Pipes) Including Excavation, Dewatering, Protection Of Services, Supports,, Dispose Of Unsuitable Material To An Approved Dump Site, Backfilling Shown On Drawings And As Specification (Beds And Surrounds Measured Separately). Nominal Bore 200Mm Pipes In Trenches Using Previously Set Aside Pipes; Average Depth To Invert 1.5 - 2.0 M | 15 | m | AED | 149
FRANK-01 | 4 | 4.0559 | United Arab Emirates | Dubai | Infrastructure | Al Furjan | Roads & Utilities - Pkg 14 | NAKHEEL | Ginco | Award | 2022 |  | Pipework - Pipes | I514.1 | Supply And Lay, Joint, Test, Commission Upvc Pipes To Bs 4660, Bs 5481 And Bs 3305 Class 10 With Fittings(Couplers, Straight Specials, Short Pipes) Including Excavation, Dewatering, Protection Of Services, Supports,, Dispose Of Unsuitable Material To An Approved Dump Site, Backfilling Shown On Drawings And As Specification (Beds And Surrounds Measured Separately). Nominal Bore 200Mm Pipes In Trenches Using Previously Set Aside Pipes; Average Depth To Invert 2.0- 2.5M | 15 | m | AED | 187
FRANK-01 | 4 | 4.0559 | United Arab Emirates | Dubai | Infrastructure | Al Furjan | Roads & Utilities - Pkg 14 | NAKHEEL | Ginco | Award | 2022 |  | Pipework - Pipes | I522.1 | Supply And Lay, Joint, Test, Commission Upvc Pipes To Bs 4660, Bs 5481 And Bs 3305 Class 10 With Fittings(Couplers, Straight Specials, Short Pipes) Including Excavation, Dewatering, Protection Of Services, Supports,, Dispose Of Unsuitable Material To An Approved Dump Site, Backfilling Shown On Drawings And As Specification (Beds And Surrounds Measured Separately). Nominal Bore 250Mm Pipes In Trenches Using Previously Set Aside Pipes; Average Depth To Invert N.E.1.5 M | 100 | m | AED | 214
FRANK-01 | 4 | 4.0559 | United Arab Emirates | Dubai | Infrastructure | Al Furjan | Roads & Utilities - Pkg 14 | NAKHEEL | Ginco | Award | 2022 |  | Pipework - Pipes | I523.1 | Supply And Lay, Joint, Test, Commission Upvc Pipes To Bs 4660, Bs 5481 And Bs 3305 Class 10 With Fittings(Couplers, Straight Specials, Short Pipes) Including Excavation, Dewatering, Protection Of Services, Supports,, Dispose Of Unsuitable Material To An Approved Dump Site, Backfilling Shown On Drawings And As Specification (Beds And Surrounds Measured Separately). Nominal Bore 250Mm Pipes In Trenches Using Previously Set Aside Pipes; Average Depth To Invert 1.5 - 2.0 M | 25 | m | AED | 226
FRANK-01 | 4 | 4.0559 | United Arab Emirates | Dubai | Infrastructure | Al Furjan | Roads & Utilities - Pkg 14 | NAKHEEL | Ginco | Award | 2022 |  | Pipework - Pipes | I524.1 | Supply And Lay, Joint, Test, Commission Upvc Pipes To Bs 4660, Bs 5481 And Bs 3305 Class 10 With Fittings(Couplers, Straight Specials, Short Pipes) Including Excavation, Dewatering, Protection Of Services, Supports,, Dispose Of Unsuitable Material To An Approved Dump Site, Backfilling Shown On Drawings And As Specification (Beds And Surrounds Measured Separately). Nominal Bore 250Mm Pipes In Trenches Using Previously Set Aside Pipes; Average Depth To Invert 2.0- 2.5M | 15 | m | AED | 275
FRANK-01 | 4 | 4.0559 | United Arab Emirates | Dubai | Infrastructure | Al Furjan | Roads & Utilities - Pkg 14 | NAKHEEL | Ginco | Award | 2022 |  | Pipework - Manholes And Pipework Ancillaries | K131 | Construction Of Sewer Manholes Including Excavation In Any Material Other Than Rock, Backfilling, Disposal Of Surplus Material, Dewatering, Concrete Blinding, Concreting, Grp Laminated Benching, Reinforcement, Formwork, Grp Laminated Corbelling, Tanking, 600X600Mm Heavy Duty Double Triangular Di Cover And Frame To En124, D400 , Support For Ladder, Stainless Steel Safety Chains, Toe Holes, Providing Backdrop Connections Where Necessary Including Supply Of All Fittings, Vertical Pipe Drops, Concrete Encasement, Grp End Plug With Ss Chain & Rodding Eye Provision And Complete As Per Specifications And Drawings Etc.1200Mm Internal Dia Man Holes; Depth To Invert: Not Exceeding 1.5M | 40 | Nr | AED | 12311
FRANK-01 | 4 | 4.0559 | United Arab Emirates | Dubai | Infrastructure | Al Furjan | Roads & Utilities - Pkg 14 | NAKHEEL | Ginco | Award | 2022 |  | Pipework - Manholes And Pipework Ancillaries | K132 | Construction Of Sewer Manholes Including Excavation In Any Material Other Than Rock, Backfilling, Disposal Of Surplus Material, Dewatering, Concrete Blinding, Concreting, Grp Laminated Benching, Reinforcement, Formwork, Grp Laminated Corbelling, Tanking, 600X600Mm Heavy Duty Double Triangular Di Cover And Frame To En124, D400 , Support For Ladder, Stainless Steel Safety Chains, Toe Holes, Providing Backdrop Connections Where Necessary Including Supply Of All Fittings, Vertical Pipe Drops, Concrete Encasement, Grp End Plug With Ss Chain & Rodding Eye Provision And Complete As Per Specifications And Drawings Etc.1200Mm Internal Dia Man Holes; Depth To Invert: 1.5 - 2.0M | 10 | Nr | AED | 13542
FRANK-01 | 4 | 4.056 | United Arab Emirates | Dubai | Infrastructure | Al Furjan | Roads & Utilities - Pkg 14 | NAKHEEL | Ginco | Award | 2022 |  | Pipework - Manholes And Pipework Ancillaries | K133 | Construction Of Sewer Manholes Including Excavation In Any Material Other Than Rock, Backfilling, Disposal Of Surplus Material, Dewatering, Concrete Blinding, Concreting, Grp Laminated Benching, Reinforcement, Formwork, Grp Laminated Corbelling, Tanking, 600X600Mm Heavy Duty Double Triangular Di Cover And Frame To En124, D400 , Support For Ladder, Stainless Steel Safety Chains, Toe Holes, Providing Backdrop Connections Where Necessary Including Supply Of All Fittings, Vertical Pipe Drops, Concrete Encasement, Grp End Plug With Ss Chain & Rodding Eye Provision And Complete As Per Specifications And Drawings Etc.1200Mm Internal Dia Man Holes; Depth To Invert: 2.0 - 2.5M | 6 | Nr | AED | 15574
FRANK-01 | 4 | 4.056 | United Arab Emirates | Dubai | Infrastructure | Al Furjan | Roads & Utilities - Pkg 14 | NAKHEEL | Ginco | Award | 2022 |  | Pipework - Manholes And Pipework Ancillaries | K134 | Construction Of Sewer Manholes Including Excavation In Any Material Other Than Rock, Backfilling, Disposal Of Surplus Material, Dewatering, Concrete Blinding, Concreting, Grp Laminated Benching, Reinforcement, Formwork, Grp Laminated Corbelling, Tanking, 600X600Mm Heavy Duty Double Triangular Di Cover And Frame To En124, D400 , Support For Ladder, Stainless Steel Safety Chains, Toe Holes, Providing Backdrop Connections Where Necessary Including Supply Of All Fittings, Vertical Pipe Drops, Concrete Encasement, Grp End Plug With Ss Chain & Rodding Eye Provision And Complete As Per Specifications And Drawings Etc.1200Mm Internal Dia Man Holes; Depth To Invert: 2.5 - 3.0M | 10 | Nr | AED | 18687
FRANK-01 | 4 | 4.056 | United Arab Emirates | Dubai | Infrastructure | Al Furjan | Roads & Utilities - Pkg 14 | NAKHEEL | Ginco | Award | 2022 |  | Pipework - Manholes And Pipework Ancillaries | K131 | Construction Of Sewer Manholes Including Excavation In Any Material Other Than Rock, Backfilling, Disposal Of Surplus Material, Dewatering, Concrete Blinding, Concreting, Grp Laminated Benching, Reinforcement, Formwork, Grp Laminated Corbelling, Tanking, 600X600Mm Heavy Duty Double Triangular Di Cover And Frame To En124, D400 , Support For Ladder, Stainless Steel Safety Chains, Toe Holes, Providing Backdrop Connections Where Necessary Including Supply Of All Fittings, Vertical Pipe Drops, Concrete Encasement, Grp End Plug With Ss Chain & Rodding Eye Provision And Complete As Per Specifications And Drawings Etc.1500Mm Internal Dia Man Holes; Depth To Invert: Not Exceeding 1.5M | 1 | Nr | AED | 14158
FRANK-01 | 4 | 4.056 | United Arab Emirates | Dubai | Infrastructure | Al Furjan | Roads & Utilities - Pkg 14 | NAKHEEL | Ginco | Award | 2022 |  | Pipework - Manholes And Pipework Ancillaries | K132 | Construction Of Sewer Manholes Including Excavation In Any Material Other Than Rock, Backfilling, Disposal Of Surplus Material, Dewatering, Concrete Blinding, Concreting, Grp Laminated Benching, Reinforcement, Formwork, Grp Laminated Corbelling, Tanking, 600X600Mm Heavy Duty Double Triangular Di Cover And Frame To En124, D400 , Support For Ladder, Stainless Steel Safety Chains, Toe Holes, Providing Backdrop Connections Where Necessary Including Supply Of All Fittings, Vertical Pipe Drops, Concrete Encasement, Grp End Plug With Ss Chain & Rodding Eye Provision And Complete As Per Specifications And Drawings Etc.1500Mm Internal Dia Man Holes; Depth To Invert: 1.5 - 2.0M | 1 | Nr | AED | 16281
FRANK-01 | 4 | 4.056 | United Arab Emirates | Dubai | Infrastructure | Al Furjan | Roads & Utilities - Pkg 14 | NAKHEEL | Ginco | Award | 2022 |  | Pipework - Manholes And Pipework Ancillaries | K133 | Construction Of Sewer Manholes Including Excavation In Any Material Other Than Rock, Backfilling, Disposal Of Surplus Material, Dewatering, Concrete Blinding, Concreting, Grp Laminated Benching, Reinforcement, Formwork, Grp Laminated Corbelling, Tanking, 600X600Mm Heavy Duty Double Triangular Di Cover And Frame To En124, D400 , Support For Ladder, Stainless Steel Safety Chains, Toe Holes, Providing Backdrop Connections Where Necessary Including Supply Of All Fittings, Vertical Pipe Drops, Concrete Encasement, Grp End Plug With Ss Chain & Rodding Eye Provision And Complete As Per Specifications And Drawings Etc.1500Mm Internal Dia Man Holes; Depth To Invert: 2.0 - 2.5M | 1 | Nr | AED | 19537
FRANK-01 | 4 | 4.056 | United Arab Emirates | Dubai | Infrastructure | Al Furjan | Roads & Utilities - Pkg 14 | NAKHEEL | Ginco | Award | 2022 |  | Pipework - Manholes And Pipework Ancillaries | K134 | Construction Of Sewer Manholes Including Excavation In Any Material Other Than Rock, Backfilling, Disposal Of Surplus Material, Dewatering, Concrete Blinding, Concreting, Grp Laminated Benching, Reinforcement, Formwork, Grp Laminated Corbelling, Tanking, 600X600Mm Heavy Duty Double Triangular Di Cover And Frame To En124, D400 , Support For Ladder, Stainless Steel Safety Chains, Toe Holes, Providing Backdrop Connections Where Necessary Including Supply Of All Fittings, Vertical Pipe Drops, Concrete Encasement, Grp End Plug With Ss Chain & Rodding Eye Provision And Complete As Per Specifications And Drawings Etc.1500Mm Internal Dia Man Holes; Depth To Invert: 2.5 - 3.0M | 1 | Nr | AED | 23836
FRANK-01 | 4 | 4.056 | United Arab Emirates | Dubai | Infrastructure | Al Furjan | Roads & Utilities - Pkg 14 | NAKHEEL | Ginco | Award | 2022 |  | Pipework - Manholes And Pipework Ancillaries | K999 | Construction Of Backdrop For House Connection As Per Approved Drawings Including Excavation, Disposal, Formworks, Concrete, Waterproofing, Backfilling, Fittings.; Depth Up To 1.5M | 12 | Nr | AED | 2880
FRANK-01 | 4 | 4.056 | United Arab Emirates | Dubai | Infrastructure | Al Furjan | Roads & Utilities - Pkg 14 | NAKHEEL | Ginco | Award | 2022 |  | Pipework - Manholes And Pipework Ancillaries | K999.1 | Construction Of Backdrop For House Connection As Per Approved Drawings Including Excavation, Disposal, Formworks, Concrete, Waterproofing, Backfilling, Fittings.; Depth 1.5M To 2.0M | 2 | Nr | AED | 3311
FRANK-01 | 4 | 4.056 | United Arab Emirates | Dubai | Infrastructure | Al Furjan | Roads & Utilities - Pkg 14 | NAKHEEL | Ginco | Award | 2022 |  | Pipework - Manholes And Pipework Ancillaries | K999.2 | Construction Of Backdrop For House Connection As Per Approved Drawings Including Excavation, Disposal, Formworks, Concrete, Waterproofing, Backfilling, Fittings.; Depth2.0M To 2.5M | 2 | Nr | AED | 3808
FRANK-01 | 4 | 4.056 | United Arab Emirates | Dubai | Infrastructure | Al Furjan | Roads & Utilities - Pkg 14 | NAKHEEL | Ginco | Award | 2022 |  | Pipework - Manholes And Pipework Ancillaries | K999.3 | Construction Of Backdrop For House Connection As Per Approved Drawings Including Excavation, Disposal, Formworks, Concrete, Waterproofing, Backfilling, Fittings.; Depth2.5M To 3.0M | 2 | Nr | AED | 4378
FRANK-01 | 4 | 4.056 | United Arab Emirates | Dubai | Infrastructure | Al Furjan | Roads & Utilities - Pkg 14 | NAKHEEL | Ginco | Award | 2022 |  | Pipework - Manholes And Pipework Ancillaries | K999.4 | Construction Of Backdrop For 200Mm Dia Main Line As Per Approved Drawings Including Excavation, Disposal, Formworks, Concrete, Waterproofing, Backfilling, Fittings (Rodding Eye Measured Separately).; Depth Up To 1.5M | 1 | Nr | AED | 3500
FRANK-01 | 4 | 4.0561 | United Arab Emirates | Dubai | Infrastructure | Al Furjan | Roads & Utilities - Pkg 14 | NAKHEEL | Ginco | Award | 2022 |  | Pipework - Manholes And Pipework Ancillaries | K999.5 | Construction Of Backdrop For 200Mm Dia Main Line As Per Approved Drawings Including Excavation, Disposal, Formworks, Concrete, Waterproofing, Backfilling, Fittings (Rodding Eye Measured Separately).; Depth 1.5M To 2.0M | 1 | Nr | AED | 4700
FRANK-01 | 4 | 4.0561 | United Arab Emirates | Dubai | Infrastructure | Al Furjan | Roads & Utilities - Pkg 14 | NAKHEEL | Ginco | Award | 2022 |  | Pipework - Manholes And Pipework Ancillaries | K999.6 | Construction Of Backdrop For 200Mm Dia Main Line As Per Approved Drawings Including Excavation, Disposal, Formworks, Concrete, Waterproofing, Backfilling, Fittings (Rodding Eye Measured Separately).; Depth2.0M To 2.5M | 1 | Nr | AED | 6000
FRANK-01 | 4 | 4.0561 | United Arab Emirates | Dubai | Infrastructure | Al Furjan | Roads & Utilities - Pkg 14 | NAKHEEL | Ginco | Award | 2022 |  | Pipework - Manholes And Pipework Ancillaries | K999.7 | Construction Of Backdrop For 200Mm Dia Main Line As Per Approved Drawings Including Excavation, Disposal, Formworks, Concrete, Waterproofing, Backfilling, Fittings (Rodding Eye Measured Separately).; Depth2.5M To 3.0M | 1 | Nr | AED | 7000
FRANK-01 | 4 | 4.0561 | United Arab Emirates | Dubai | Infrastructure | Al Furjan | Roads & Utilities - Pkg 14 | NAKHEEL | Ginco | Award | 2022 |  | Sewer And Main Water Renovation And Anciliary Works | Y999 | Supply & Fixing Grp Rodding Eye Plug With Ss Chain For Backdrops; 160Mm Dia Grp Rodding Eye Plug With Ss Chain 50Cm Long | 18 | Nr | AED | 450
FRANK-01 | 4 | 4.0561 | United Arab Emirates | Dubai | Infrastructure | Al Furjan | Roads & Utilities - Pkg 14 | NAKHEEL | Ginco | Award | 2022 |  | Sewer And Main Water Renovation And Anciliary Works | Y999.1 | Supply & Fixing Grp Rodding Eye Plug With Ss Chain For Backdrops; 200Mm Dia Grp Rodding Eye Plug With Ss Chain 50Cm Long | 4 | Nr | AED | 900
FRANK-01 | 4 | 4.0561 | United Arab Emirates | Dubai | Infrastructure | Al Furjan | Roads & Utilities - Pkg 14 | NAKHEEL | Ginco | Award | 2022 |  | Pipework - Supports And Protection | L531.1 | Granular Material In Bedding And Surround To Pipes Undisturbed Material As Per Drawings And Specifications For Excavation Of Trench In Dry Conditions.; 160Mm Dia | 2030 | m | AED | 49
FRANK-01 | 4 | 4.0561 | United Arab Emirates | Dubai | Infrastructure | Al Furjan | Roads & Utilities - Pkg 14 | NAKHEEL | Ginco | Award | 2022 |  | Pipework - Supports And Protection | L531.2 | Granular Material In Bedding And Surround To Pipes Undisturbed Material As Per Drawings And Specifications For Excavation Of Trench In Dry Conditions.; 200Mm Dia | 469 | m | AED | 57
FRANK-01 | 4 | 4.0561 | United Arab Emirates | Dubai | Infrastructure | Al Furjan | Roads & Utilities - Pkg 14 | NAKHEEL | Ginco | Award | 2022 |  | Pipework - Supports And Protection | L532.1 | Granular Material In Bedding And Surround To Pipes Undisturbed Material As Per Drawings And Specifications For Excavation Of Trench In Dry Conditions.; 250Mm Dia | 217 | m | AED | 78
FRANK-01 | 4 | 4.0561 | United Arab Emirates | Dubai | Infrastructure | Al Furjan | Roads & Utilities - Pkg 14 | NAKHEEL | Ginco | Award | 2022 |  | Pipework - Supports And Protection | L601.1 | Geotextile Wrap In Bedding And Surround To Pipes As Per Drawings And Specifications For Excavation Of Trench Below Water Table; 160Mm Dia | 2030 | m | AED | 14
FRANK-01 | 4 | 4.0561 | United Arab Emirates | Dubai | Infrastructure | Al Furjan | Roads & Utilities - Pkg 14 | NAKHEEL | Ginco | Award | 2022 |  | Pipework - Supports And Protection | L601.2 | Geotextile Wrap In Bedding And Surround To Pipes As Per Drawings And Specifications For Excavation Of Trench Below Water Table; 200Mm Dia | 469 | m | AED | 15
FRANK-01 | 4 | 4.0562 | United Arab Emirates | Dubai | Infrastructure | Al Furjan | Roads & Utilities - Pkg 14 | NAKHEEL | Ginco | Award | 2022 |  | Pipework - Supports And Protection | L602.1 | Geotextile Wrap In Bedding And Surround To Pipes As Per Drawings And Specifications For Excavation Of Trench Below Water Table; 250Mm Dia | 217 | m | AED | 16
FRANK-01 | 4 | 4.0562 | United Arab Emirates | Dubai | Infrastructure | Al Furjan | Roads & Utilities - Pkg 14 | NAKHEEL | Ginco | Award | 2022 |  | Pipework - Supports And Protection | L661.1 | Warning Tape As Per Drawings And Specifications; 160Mm Dia | 2030 | m | AED | 3
FRANK-01 | 4 | 4.0562 | United Arab Emirates | Dubai | Infrastructure | Al Furjan | Roads & Utilities - Pkg 14 | NAKHEEL | Ginco | Award | 2022 |  | Pipework - Supports And Protection | L661.2 | Warning Tape As Per Drawings And Specifications; 200Mm Dia | 469 | m | AED | 3
FRANK-01 | 4 | 4.0562 | United Arab Emirates | Dubai | Infrastructure | Al Furjan | Roads & Utilities - Pkg 14 | NAKHEEL | Ginco | Award | 2022 |  | Pipework - Supports And Protection | L662.1 | Warning Tape As Per Drawings And Specifications; 250Mm Dia | 217 | m | AED | 3
FRANK-01 | 4 | 4.0562 | United Arab Emirates | Dubai | Infrastructure | Al Furjan | Roads & Utilities - Pkg 14 | NAKHEEL | Ginco | Award | 2022 |  | Pipework - Supports And Protection | L551.1 | Concrete Grade C35/20 In Bedding And Surround To Pipe As Shown On Drawings And As Specification Below 1.5 M Depth; 160Mm Dia | 870 | m | AED | 273
FRANK-01 | 4 | 4.0562 | United Arab Emirates | Dubai | Infrastructure | Al Furjan | Roads & Utilities - Pkg 14 | NAKHEEL | Ginco | Award | 2022 |  | Pipework - Supports And Protection | L551.2 | Concrete Grade C35/20 In Bedding And Surround To Pipe As Shown On Drawings And As Specification Below 1.5 M Depth; 200Mm Dia | 201 | m | AED | 324
FRANK-01 | 4 | 4.0562 | United Arab Emirates | Dubai | Infrastructure | Al Furjan | Roads & Utilities - Pkg 14 | NAKHEEL | Ginco | Award | 2022 |  | Pipework - Supports And Protection | L542.1 | Concrete Grade C35/20 In Bedding And Surround To Pipe As Shown On Drawings And As Specification Below 1.5 M Depth; 250Mm Dia | 93 | m | AED | 400
FRANK-01 | 4 | 4.0562 | United Arab Emirates | Dubai | Infrastructure | Al Furjan | Roads & Utilities - Pkg 14 | NAKHEEL | Ginco | Award | 2022 |  | Pipework - Supports And Protection | L111 | Concrete Grade C35/20 In Bedding And Surround To Pipe As Shown On Drawings And As Specification Below 1.5 M Depth; Extra Over To Excavation Of Rock In Chambers And Pipes | 600 | m³ | AED | 38
FRANK-01 | 4 | 4.0562 | United Arab Emirates | Dubai | Infrastructure | Al Furjan | Roads & Utilities - Pkg 14 | NAKHEEL | Ginco | Award | 2022 |  | Pipework - Fittings And Valves | J591 | Concrete Grade C35/20 In Bedding And Surround To Pipe As Shown On Drawings And As Specification Below 1.5 M Depth; End Cap For 150Mm Dia | 282 | Nr | AED | 315
FRANK-01 | 4 | 4.0563 | United Arab Emirates | Dubai | Infrastructure | Al Furjan | Roads & Utilities - Pkg 14 | NAKHEEL | Ginco | Award | 2022 |  | Pipework - Fittings And Valves | J591.1 | Concrete Grade C35/20 In Bedding And Surround To Pipe As Shown On Drawings And As Specification Below 1.5 M Depth; End Cap For 200Mm Dia | 120 | Nr | AED | 325
FRANK-01 | 4 | 4.0563 | United Arab Emirates | Dubai | Infrastructure | Al Furjan | Roads & Utilities - Pkg 14 | NAKHEEL | Ginco | Award | 2022 |  | Pipework - Fittings And Valves | J451 | Coupler; 150Mm Dia | 30 | Nr | AED | 37
FRANK-01 | 4 | 4.0563 | United Arab Emirates | Dubai | Infrastructure | Al Furjan | Roads & Utilities - Pkg 14 | NAKHEEL | Ginco | Award | 2022 |  | Pipework - Fittings And Valves | J451.1 | Coupler; 200Mm Dia | 15 | Nr | AED | 64
FRANK-01 | 4 | 4.0563 | United Arab Emirates | Dubai | Infrastructure | Al Furjan | Roads & Utilities - Pkg 14 | NAKHEEL | Ginco | Award | 2022 |  | Pipework - Fittings And Valves | J452 | Coupler; 250Mm Dia | 12 | Nr | AED | 132
FRANK-01 | 4 | 4.0563 | United Arab Emirates | Dubai | Infrastructure | Al Furjan | Roads & Utilities - Pkg 14 | NAKHEEL | Ginco | Award | 2022 |  | Pipework - Fittings And Valves | J481 | Straight Special; 150Mm Dia | 14 | Nr | AED | 83
FRANK-01 | 4 | 4.0563 | United Arab Emirates | Dubai | Infrastructure | Al Furjan | Roads & Utilities - Pkg 14 | NAKHEEL | Ginco | Award | 2022 |  | Pipework - Fittings And Valves | J481.1 | Straight Special; 200Mm Dia | 5 | Nr | AED | 93
FRANK-01 | 4 | 4.0563 | United Arab Emirates | Dubai | Infrastructure | Al Furjan | Roads & Utilities - Pkg 14 | NAKHEEL | Ginco | Award | 2022 |  | Pipework - Fittings And Valves | J482 | Straight Special; 250Mm Dia | 5 | Nr | AED | 132
FRANK-01 | 4 | 4.0563 | United Arab Emirates | Dubai | Infrastructure | Al Furjan | Roads & Utilities - Pkg 14 | NAKHEEL | Ginco | Award | 2022 |  | Pipework - Manholes And Pipework Ancillaries | K999.8 | Breaking Of Existing Chamber Base Or Wall For Providing Connection Of New Line (House Connection & Main Line ) Including Grp Lining, Reworks And Manhole Re-Fix As Per Specification And Authority Approval. | 125 | Nr | AED | 4959
FRANK-01 | 4 | 4.0563 | United Arab Emirates | Dubai | Infrastructure | Al Furjan | Roads & Utilities - Pkg 14 | NAKHEEL | Ginco | Award | 2022 |  | Pipework - Manholes And Pipework Ancillaries | K999.8 | Plugged In Works Inside Manhole Including Grp Lining, Reworks As Per Drawing And Specification | 67 | Nr | AED | 1653
FRANK-01 | 4 | 4.0563 | United Arab Emirates | Dubai | Infrastructure | Al Furjan | Roads & Utilities - Pkg 14 | NAKHEEL | Ginco | Award | 2022 |  | Pipework - Manholes And Pipework Ancillaries | K732 | Break Out Existing Road Pavement Including Saw Cut (As Per Engineer/Authority Approved Method); Comprising Of Ac Bituminous Course, Aggregate Road Base And Aggregate Sub Base; Asphalt And Other Materials Cart To Authorities/Employer'S Approved Tip And Reinstatement Of Road Pavement As Per Specification And Drawings And Engineer/Authority Approved Method; Pipe Bore Not Exceeding 300Mm | 170 | m | AED | 1322
FRANK-01 | 4 | 4.0564 | United Arab Emirates | Dubai | Infrastructure | Al Furjan | Roads & Utilities - Pkg 14 | NAKHEEL | Ginco | Award | 2022 |  | Pipework - Manholes And Pipework Ancillaries | K739 | Pipe Bore Not Exceeding 300Mm; For Duct Laying ; 1 Way To 6 Way Duct | 275 | m | AED | 1432
FRANK-01 | 4 | 4.0564 | United Arab Emirates | Dubai | Infrastructure | Al Furjan | Roads & Utilities - Pkg 14 | NAKHEEL | Ginco | Award | 2022 |  | Pipework - Pipes | I512 | Supply, Lay Joint, Test And Commission Of Upvc Pipes & Fittings Including Additional Couplers, Straight Specials And Short Pipe Pieces In Accordance With Bs 3505 Including Excavation, Backfilling, Compaction, Disposal Of Unsuitable Material To Approved Dump Site, Dewatering, Protection Of Services, Supports, Warning Tape Etc. All Complete As Per Drawings And Specification (Beds And Surrounds Measured Separately); 100Mm Dia Pipe Depth Not Exceeding 1.5M | 275 | m | AED | 139
FRANK-01 | 4 | 4.0564 | United Arab Emirates | Dubai | Infrastructure | Al Furjan | Roads & Utilities - Pkg 14 | NAKHEEL | Ginco | Award | 2022 |  | Pipework - Pipes | I513.1 | Supply, Lay Joint, Test And Commission Of Upvc Pipes & Fittings Including Additional Couplers, Straight Specials And Short Pipe Pieces In Accordance With Bs 3505 Including Excavation, Backfilling, Compaction, Disposal Of Unsuitable Material To Approved Dump Site, Dewatering, Protection Of Services, Supports, Warning Tape Etc. All Complete As Per Drawings And Specification (Beds And Surrounds Measured Separately); 100Mm Dia Pipe Depth Range 1.5 To 2.0 M | 25 | m | AED | 154
FRANK-01 | 4 | 4.0564 | United Arab Emirates | Dubai | Infrastructure | Al Furjan | Roads & Utilities - Pkg 14 | NAKHEEL | Ginco | Award | 2022 |  | Pipework - Pipes | I512.1 | Supply, Lay Joint, Test And Commission Of Upvc Pipes & Fittings Including Additional Couplers, Straight Specials And Short Pipe Pieces In Accordance With Bs 3505 Including Excavation, Backfilling, Compaction, Disposal Of Unsuitable Material To Approved Dump Site, Dewatering, Protection Of Services, Supports, Warning Tape Etc. All Complete As Per Drawings And Specification (Beds And Surrounds Measured Separately); 150Mm Dia Pipe Depth Not Exceeding 1.5M | 3000 | m | AED | 163
FRANK-01 | 4 | 4.0564 | United Arab Emirates | Dubai | Infrastructure | Al Furjan | Roads & Utilities - Pkg 14 | NAKHEEL | Ginco | Award | 2022 |  | Pipework - Pipes | I513.2 | Supply, Lay Joint, Test And Commission Of Upvc Pipes & Fittings Including Additional Couplers, Straight Specials And Short Pipe Pieces In Accordance With Bs 3505 Including Excavation, Backfilling, Compaction, Disposal Of Unsuitable Material To Approved Dump Site, Dewatering, Protection Of Services, Supports, Warning Tape Etc. All Complete As Per Drawings And Specification (Beds And Surrounds Measured Separately); 150Mm Dia Pipe Depth Range 1.5 To 2.0 M | 90 | m | AED | 182
FRANK-01 | 4 | 4.0564 | United Arab Emirates | Dubai | Infrastructure | Al Furjan | Roads & Utilities - Pkg 14 | NAKHEEL | Ginco | Award | 2022 |  | Pipework - Pipes | I514 | Supply, Lay Joint, Test And Commission Of Upvc Pipes & Fittings Including Additional Couplers, Straight Specials And Short Pipe Pieces In Accordance With Bs 3505 Including Excavation, Backfilling, Compaction, Disposal Of Unsuitable Material To Approved Dump Site, Dewatering, Protection Of Services, Supports, Warning Tape Etc. All Complete As Per Drawings And Specification (Beds And Surrounds Measured Separately); 150Mm Dia Pipe Depth Range 2.0 To 2.5 M | 10 | m | AED | 200
FRANK-01 | 4 | 4.0564 | United Arab Emirates | Dubai | Infrastructure | Al Furjan | Roads & Utilities - Pkg 14 | NAKHEEL | Ginco | Award | 2022 |  | Pipework - Pipes | I512.2 | Supply, Lay Joint, Test And Commission Of Upvc Pipes & Fittings Including Additional Couplers, Straight Specials And Short Pipe Pieces In Accordance With Bs 3505 Including Excavation, Backfilling, Compaction, Disposal Of Unsuitable Material To Approved Dump Site, Dewatering, Protection Of Services, Supports, Warning Tape Etc. All Complete As Per Drawings And Specification (Beds And Surrounds Measured Separately); 200Mm Dia Pipe Depth Range Not Exceeding 1.5M | 375 | m | AED | 253
FRANK-01 | 4 | 4.0564 | United Arab Emirates | Dubai | Infrastructure | Al Furjan | Roads & Utilities - Pkg 14 | NAKHEEL | Ginco | Award | 2022 |  | Pipework - Pipes | I513.3 | Supply, Lay Joint, Test And Commission Of Upvc Pipes & Fittings Including Additional Couplers, Straight Specials And Short Pipe Pieces In Accordance With Bs 3505 Including Excavation, Backfilling, Compaction, Disposal Of Unsuitable Material To Approved Dump Site, Dewatering, Protection Of Services, Supports, Warning Tape Etc. All Complete As Per Drawings And Specification (Beds And Surrounds Measured Separately); 200Mm Dia Pipe Depth Range 1.5 To 2.0 M | 15 | m | AED | 281
FRANK-01 | 4 | 4.0564 | United Arab Emirates | Dubai | Infrastructure | Al Furjan | Roads & Utilities - Pkg 14 | NAKHEEL | Ginco | Award | 2022 |  | Pipework - Pipes | I514.1 | Supply, Lay Joint, Test And Commission Of Upvc Pipes & Fittings Including Additional Couplers, Straight Specials And Short Pipe Pieces In Accordance With Bs 3505 Including Excavation, Backfilling, Compaction, Disposal Of Unsuitable Material To Approved Dump Site, Dewatering, Protection Of Services, Supports, Warning Tape Etc. All Complete As Per Drawings And Specification (Beds And Surrounds Measured Separately); 200Mm Dia Pipe Depth Range 2.0 To 2.5 M | 10 | m | AED | 309
FRANK-01 | 4 | 4.0564 | United Arab Emirates | Dubai | Infrastructure | Al Furjan | Roads & Utilities - Pkg 14 | NAKHEEL | Ginco | Award | 2022 |  | Pipework - Manholes And Pipework Ancillaries | K522 | Upvc Cable Ducts To Bs 3506 Class C Laid And Jointed In Trench Beneath Carriage Ways Including Excavation, Backfilling, Protection Of Services, End Caps, 8Mm Diameter Draw Cords, Studs & Concrete Duct Marker As Per Drawings And Specifications ( Beds And Surrounds Measured Separately ); 2-Way 150Mm Diameter Depth Not Exceeding 1.5M | 365 | m | AED | 396
FRANK-01 | 4 | 4.0564 | United Arab Emirates | Dubai | Infrastructure | Al Furjan | Roads & Utilities - Pkg 14 | NAKHEEL | Ginco | Award | 2022 |  | Pipework - Manholes And Pipework Ancillaries | K512.1 | Upvc Cable Ducts To Bs 3506 Class C Laid And Jointed In Trench Beneath Carriage Ways Including Excavation, Backfilling, Protection Of Services, End Caps, 8Mm Diameter Draw Cords, Studs & Concrete Duct Marker As Per Drawings And Specifications ( Beds And Surrounds Measured Separately ); 1-Way 300Mm Diameter Depth Not Exceeding 1.5M | 175 | m | AED | 309
FRANK-01 | 4 | 4.0565 | United Arab Emirates | Dubai | Infrastructure | Al Furjan | Roads & Utilities - Pkg 14 | NAKHEEL | Ginco | Award | 2022 |  | Pipework - Fittings And Valves | J891 | Supply And Fixing Of Valves Including Coupling, Nut & Bolts, Pipe Work Inside The Chamber And All Other Accessories All As Per Drawings And Specification; Washout Valves: 150 Mm Dia | 2 | Nr | AED | 7025
FRANK-01 | 4 | 4.0565 | United Arab Emirates | Dubai | Infrastructure | Al Furjan | Roads & Utilities - Pkg 14 | NAKHEEL | Ginco | Award | 2022 |  | Pipework - Fittings And Valves | J861 | Supply And Fixing Of Valves Including Coupling, Nut & Bolts, Pipe Work Inside The Chamber And All Other Accessories All As Per Drawings And Specification; Air Release Valves: 150 Mm Dia | 2 | Nr | AED | 7025
FRANK-01 | 4 | 4.0565 | United Arab Emirates | Dubai | Infrastructure | Al Furjan | Roads & Utilities - Pkg 14 | NAKHEEL | Ginco | Award | 2022 |  | Pipework - Fittings And Valves | J861.1 | Supply And Fixing Of Valves Including Coupling, Nut & Bolts, Pipe Work Inside The Chamber And All Other Accessories All As Per Drawings And Specification; Air Release Valves: 200 Mm Dia | 1 | Nr | AED | 7728
FRANK-01 | 4 | 4.0565 | United Arab Emirates | Dubai | Infrastructure | Al Furjan | Roads & Utilities - Pkg 14 | NAKHEEL | Ginco | Award | 2022 |  | Pipework - Fittings And Valves | J811 | Supply And Fixing Of Valves Including Coupling, Nut & Bolts, Pipe Work Inside The Chamber And All Other Accessories All As Per Drawings And Specification; Gate Valves 100Mm Dia | 53 | Nr | AED | 4777
FRANK-01 | 4 | 4.0565 | United Arab Emirates | Dubai | Infrastructure | Al Furjan | Roads & Utilities - Pkg 14 | NAKHEEL | Ginco | Award | 2022 |  | Pipework - Fittings And Valves | J811.1 | Supply And Fixing Of Valves Including Coupling, Nut & Bolts, Pipe Work Inside The Chamber And All Other Accessories All As Per Drawings And Specification; Gate Valves 150Mm Dia | 34 | Nr | AED | 6088
FRANK-01 | 4 | 4.0565 | United Arab Emirates | Dubai | Infrastructure | Al Furjan | Roads & Utilities - Pkg 14 | NAKHEEL | Ginco | Award | 2022 |  | Pipework - Fittings And Valves | J812 | Supply And Fixing Of Valves Including Coupling, Nut & Bolts, Pipe Work Inside The Chamber And All Other Accessories All As Per Drawings And Specification; Gate Valve 200Mm Dia | 2 | Nr | AED | 7212
FRANK-01 | 4 | 4.0565 | United Arab Emirates | Dubai | Infrastructure | Al Furjan | Roads & Utilities - Pkg 14 | NAKHEEL | Ginco | Award | 2022 |  | Pipework - Manholes And Pipework Ancillaries | K232.1 | Construction Of All Buried Valve Chambers (Depth Range 2.5M) Including Excavation In Any Material Other Than Rock, Backfilling, Disposal Of Unsuitable Material To An Approved Dump Site, Dewatering, Blinding, Concreting, Reinforcement, Formwork, Di Surface Box, Spindle Tubes, Ss Spindles, Thrust Block, Grp Sealing Plates For Covers Etc. All Complete As Detail Drawings And Specification; Gate Valves 100Mm Dia | 53 | Nr | AED | 9000
FRANK-01 | 4 | 4.0565 | United Arab Emirates | Dubai | Infrastructure | Al Furjan | Roads & Utilities - Pkg 14 | NAKHEEL | Ginco | Award | 2022 |  | Pipework - Manholes And Pipework Ancillaries | K232.2 | Construction Of All Buried Valve Chambers (Depth Range 2.5M) Including Excavation In Any Material Other Than Rock, Backfilling, Disposal Of Unsuitable Material To An Approved Dump Site, Dewatering, Blinding, Concreting, Reinforcement, Formwork, Di Surface Box, Spindle Tubes, Ss Spindles, Thrust Block, Grp Sealing Plates For Covers Etc. All Complete As Detail Drawings And Specification; Gate Valves 150Mm Dia | 34 | Nr | AED | 10000
FRANK-01 | 4 | 4.0565 | United Arab Emirates | Dubai | Infrastructure | Al Furjan | Roads & Utilities - Pkg 14 | NAKHEEL | Ginco | Award | 2022 |  | Pipework - Manholes And Pipework Ancillaries | K232.3 | Construction Of All Buried Valve Chambers (Depth Range 2.5M) Including Excavation In Any Material Other Than Rock, Backfilling, Disposal Of Unsuitable Material To An Approved Dump Site, Dewatering, Blinding, Concreting, Reinforcement, Formwork, Di Surface Box, Spindle Tubes, Ss Spindles, Thrust Block, Grp Sealing Plates For Covers Etc. All Complete As Detail Drawings And Specification; Gate Valve 200Mm Dia | 2 | Nr | AED | 11000
FRANK-01 | 4 | 4.0565 | United Arab Emirates | Dubai | Infrastructure | Al Furjan | Roads & Utilities - Pkg 14 | NAKHEEL | Ginco | Award | 2022 |  | Pipework - Manholes And Pipework Ancillaries | K232.5 | Construction Of All Valves Inside Chambers (Depth Range 2.5M) Including Excavation In Any Material Other Than Rock, Backfilling, Disposal Of Unsuitable Material To An Approved Dump Site, Dewatering, Blinding, Concreting, Reinforcement, Formwork, Di Circular Cover With Square Frame, Spindle Tubes, Ss Spindles, Thrust Block Etc. All Complete As Detail Drawings And Specification; Washout Valve Chambers Below 500Mm Dia | 2 | Nr | AED | 21000
FRANK-01 | 4 | 4.0566 | United Arab Emirates | Dubai | Infrastructure | Al Furjan | Roads & Utilities - Pkg 14 | NAKHEEL | Ginco | Award | 2022 |  | Pipework - Manholes And Pipework Ancillaries | K232.6 | Construction Of All Valves Inside Chambers (Depth Range 2.5M) Including Excavation In Any Material Other Than Rock, Backfilling, Disposal Of Unsuitable Material To An Approved Dump Site, Dewatering, Blinding, Concreting, Reinforcement, Formwork, Di Circular Cover With Square Frame, Spindle Tubes, Ss Spindles, Thrust Block Etc. All Complete As Detail Drawings And Specification; Air Valve Chambers Below 500Mm Dia | 3 | Nr | AED | 18500
FRANK-01 | 4 | 4.0566 | United Arab Emirates | Dubai | Infrastructure | Al Furjan | Roads & Utilities - Pkg 14 | NAKHEEL | Ginco | Award | 2022 |  | Pipework - Fittings And Valves | J411.1 | Upvc Pipe Fittings Including Couplers, Straight Specials & All Accessories Complete As Per Drawings And Specifications; Bend 11.25 Degree; 100Mm Dia | 1 | Nr | AED | 557
FRANK-01 | 4 | 4.0566 | United Arab Emirates | Dubai | Infrastructure | Al Furjan | Roads & Utilities - Pkg 14 | NAKHEEL | Ginco | Award | 2022 |  | Pipework - Fittings And Valves | J411.2 | Upvc Pipe Fittings Including Couplers, Straight Specials & All Accessories Complete As Per Drawings And Specifications; Bend 45 Degree; 100Mm Dia | 6 | Nr | AED | 613
FRANK-01 | 4 | 4.0566 | United Arab Emirates | Dubai | Infrastructure | Al Furjan | Roads & Utilities - Pkg 14 | NAKHEEL | Ginco | Award | 2022 |  | Pipework - Fittings And Valves | J411.3 | Upvc Pipe Fittings Including Couplers, Straight Specials & All Accessories Complete As Per Drawings And Specifications; Bend 90 Degree; 100Mm Dia | 2 | Nr | AED | 675
FRANK-01 | 4 | 4.0566 | United Arab Emirates | Dubai | Infrastructure | Al Furjan | Roads & Utilities - Pkg 14 | NAKHEEL | Ginco | Award | 2022 |  | Pipework - Fittings And Valves | J411.4 | Upvc Pipe Fittings Including Couplers, Straight Specials & All Accessories Complete As Per Drawings And Specifications; Bend 11.25 Degree; 150Mm Dia | 1 | Nr | AED | 684
FRANK-01 | 4 | 4.0566 | United Arab Emirates | Dubai | Infrastructure | Al Furjan | Roads & Utilities - Pkg 14 | NAKHEEL | Ginco | Award | 2022 |  | Pipework - Fittings And Valves | J411.5 | Upvc Pipe Fittings Including Couplers, Straight Specials & All Accessories Complete As Per Drawings And Specifications; Bend 22.5 Degree; 150Mm Dia | 1 | Nr | AED | 684
FRANK-01 | 4 | 4.0566 | United Arab Emirates | Dubai | Infrastructure | Al Furjan | Roads & Utilities - Pkg 14 | NAKHEEL | Ginco | Award | 2022 |  | Pipework - Fittings And Valves | J411.6 | Upvc Pipe Fittings Including Couplers, Straight Specials & All Accessories Complete As Per Drawings And Specifications; Bend 45 Degree; 150Mm Dia | 67 | Nr | AED | 742
FRANK-01 | 4 | 4.0566 | United Arab Emirates | Dubai | Infrastructure | Al Furjan | Roads & Utilities - Pkg 14 | NAKHEEL | Ginco | Award | 2022 |  | Pipework - Fittings And Valves | J411.7 | Upvc Pipe Fittings Including Couplers, Straight Specials & All Accessories Complete As Per Drawings And Specifications; Bend 90 Degree; 150Mm Dia | 31 | Nr | AED | 816
FRANK-01 | 4 | 4.0566 | United Arab Emirates | Dubai | Infrastructure | Al Furjan | Roads & Utilities - Pkg 14 | NAKHEEL | Ginco | Award | 2022 |  | Pipework - Fittings And Valves | J411.8 | Upvc Pipe Fittings Including Couplers, Straight Specials & All Accessories Complete As Per Drawings And Specifications; Bend 11.25 Degree; 200Mm Dia | 2 | Nr | AED | 752
FRANK-01 | 4 | 4.0567 | United Arab Emirates | Dubai | Infrastructure | Al Furjan | Roads & Utilities - Pkg 14 | NAKHEEL | Ginco | Award | 2022 |  | Pipework - Fittings And Valves | J411.9 | Upvc Pipe Fittings Including Couplers, Straight Specials & All Accessories Complete As Per Drawings And Specifications; Bend 45 Degree; 200Mm Dia | 2 | Nr | AED | 896
FRANK-01 | 4 | 4.0567 | United Arab Emirates | Dubai | Infrastructure | Al Furjan | Roads & Utilities - Pkg 14 | NAKHEEL | Ginco | Award | 2022 |  | Pipework - Fittings And Valves | J411.10 | Upvc Pipe Fittings Including Couplers, Straight Specials & All Accessories Complete As Per Drawings And Specifications; Bend 90 Degree; 200Mm Dia | 5 | Nr | AED | 987
FRANK-01 | 4 | 4.0567 | United Arab Emirates | Dubai | Infrastructure | Al Furjan | Roads & Utilities - Pkg 14 | NAKHEEL | Ginco | Award | 2022 |  | Pipework - Fittings And Valves | J412.1 | Upvc Pipe Fittings Including Couplers, Straight Specials & All Accessories Complete As Per Drawings And Specifications; Bend 11.25 Degree; 250Mm Dia | 1 | Nr | AED | 864
FRANK-01 | 4 | 4.0567 | United Arab Emirates | Dubai | Infrastructure | Al Furjan | Roads & Utilities - Pkg 14 | NAKHEEL | Ginco | Award | 2022 |  | Pipework - Fittings And Valves | J412.2 | Upvc Pipe Fittings Including Couplers, Straight Specials & All Accessories Complete As Per Drawings And Specifications; Bend 45 Degree; 250Mm Dia | 1 | Nr | AED | 1031
FRANK-01 | 4 | 4.0567 | United Arab Emirates | Dubai | Infrastructure | Al Furjan | Roads & Utilities - Pkg 14 | NAKHEEL | Ginco | Award | 2022 |  | Pipework - Fittings And Valves | J412.3 | Upvc Pipe Fittings Including Couplers, Straight Specials & All Accessories Complete As Per Drawings And Specifications; Bend 90 Degree; 250Mm Dia | 1 | Nr | AED | 994
FRANK-01 | 4 | 4.0567 | United Arab Emirates | Dubai | Infrastructure | Al Furjan | Roads & Utilities - Pkg 14 | NAKHEEL | Ginco | Award | 2022 |  | Pipework - Fittings And Valves | J421 | Upvc Pipe Fittings Including Couplers, Straight Specials & All Accessories Complete As Per Drawings And Specifications; Tee; 100X100X100Mm Dia | 30 | Nr | AED | 924
FRANK-01 | 4 | 4.0567 | United Arab Emirates | Dubai | Infrastructure | Al Furjan | Roads & Utilities - Pkg 14 | NAKHEEL | Ginco | Award | 2022 |  | Pipework - Fittings And Valves | J421.1 | Upvc Pipe Fittings Including Couplers, Straight Specials & All Accessories Complete As Per Drawings And Specifications; Tee; 100X200X100Mm Dia | 18 | Nr | AED | 945
FRANK-01 | 4 | 4.0567 | United Arab Emirates | Dubai | Infrastructure | Al Furjan | Roads & Utilities - Pkg 14 | NAKHEEL | Ginco | Award | 2022 |  | Pipework - Fittings And Valves | J421.2 | Upvc Pipe Fittings Including Couplers, Straight Specials & All Accessories Complete As Per Drawings And Specifications; Tee; 150X100X150Mm Dia | 16 | Nr | AED | 988
FRANK-01 | 4 | 4.0567 | United Arab Emirates | Dubai | Infrastructure | Al Furjan | Roads & Utilities - Pkg 14 | NAKHEEL | Ginco | Award | 2022 |  | Pipework - Fittings And Valves | J421.3 | Upvc Pipe Fittings Including Couplers, Straight Specials & All Accessories Complete As Per Drawings And Specifications; Tee; 150X150X150Mm Dia | 21 | Nr | AED | 1086
FRANK-01 | 4 | 4.0567 | United Arab Emirates | Dubai | Infrastructure | Al Furjan | Roads & Utilities - Pkg 14 | NAKHEEL | Ginco | Award | 2022 |  | Pipework - Fittings And Valves | J421.4 | Upvc Pipe Fittings Including Couplers, Straight Specials & All Accessories Complete As Per Drawings And Specifications; Tee; 150X200X150Mm Dia | 10 | Nr | AED | 1250
FRANK-01 | 4 | 4.0568 | United Arab Emirates | Dubai | Infrastructure | Al Furjan | Roads & Utilities - Pkg 14 | NAKHEEL | Ginco | Award | 2022 |  | Pipework - Fittings And Valves | J422 | Upvc Pipe Fittings Including Couplers, Straight Specials & All Accessories Complete As Per Drawings And Specifications; Tee; 200X150X200Mm Dia | 4 | Nr | AED | 1436
FRANK-01 | 4 | 4.0568 | United Arab Emirates | Dubai | Infrastructure | Al Furjan | Roads & Utilities - Pkg 14 | NAKHEEL | Ginco | Award | 2022 |  | Pipework - Fittings And Valves | J422.1 | Upvc Pipe Fittings Including Couplers, Straight Specials & All Accessories Complete As Per Drawings And Specifications; Tee; 200X100X200Mm Dia | 2 | Nr | AED | 1652
FRANK-01 | 4 | 4.0568 | United Arab Emirates | Dubai | Infrastructure | Al Furjan | Roads & Utilities - Pkg 14 | NAKHEEL | Ginco | Award | 2022 |  | Pipework - Fittings And Valves | J431 | Upvc Pipe Fittings Including Couplers, Straight Specials & All Accessories Complete As Per Drawings And Specifications; Reducer; 150X100Mm Dia | 6 | Nr | AED | 1661
FRANK-01 | 4 | 4.0568 | United Arab Emirates | Dubai | Infrastructure | Al Furjan | Roads & Utilities - Pkg 14 | NAKHEEL | Ginco | Award | 2022 |  | Pipework - Fittings And Valves | J431.1 | Upvc Pipe Fittings Including Couplers, Straight Specials & All Accessories Complete As Per Drawings And Specifications; Reducer; 200X100Mm Dia | 1 | Nr | AED | 1805
FRANK-01 | 4 | 4.0568 | United Arab Emirates | Dubai | Infrastructure | Al Furjan | Roads & Utilities - Pkg 14 | NAKHEEL | Ginco | Award | 2022 |  | Pipework - Fittings And Valves | J431.2 | Upvc Pipe Fittings Including Couplers, Straight Specials & All Accessories Complete As Per Drawings And Specifications; Reducer; 200X150Mm Dia | 3 | Nr | AED | 1900
FRANK-01 | 4 | 4.0568 | United Arab Emirates | Dubai | Infrastructure | Al Furjan | Roads & Utilities - Pkg 14 | NAKHEEL | Ginco | Award | 2022 |  | Pipework - Fittings And Valves | J432 | Upvc Pipe Fittings Including Couplers, Straight Specials & All Accessories Complete As Per Drawings And Specifications; Reducer; 250X200Mm Dia | 2 | Nr | AED | 2185
FRANK-01 | 4 | 4.0568 | United Arab Emirates | Dubai | Infrastructure | Al Furjan | Roads & Utilities - Pkg 14 | NAKHEEL | Ginco | Award | 2022 |  | Pipework - Fittings And Valves | J491 | Upvc Pipe Fittings Including Couplers, Straight Specials & All Accessories Complete As Per Drawings And Specifications; End Cap; 100Mm Dia | 88 | Nr | AED | 426
FRANK-01 | 4 | 4.0568 | United Arab Emirates | Dubai | Infrastructure | Al Furjan | Roads & Utilities - Pkg 14 | NAKHEEL | Ginco | Award | 2022 |  | Pipework - Fittings And Valves | J491.1 | Upvc Pipe Fittings Including Couplers, Straight Specials & All Accessories Complete As Per Drawings And Specifications; End Cap; 150Mm Dia | 114 | Nr | AED | 468
FRANK-01 | 4 | 4.0568 | United Arab Emirates | Dubai | Infrastructure | Al Furjan | Roads & Utilities - Pkg 14 | NAKHEEL | Ginco | Award | 2022 |  | Pipework - Fittings And Valves | J492 | Upvc Pipe Fittings Including Couplers, Straight Specials & All Accessories Complete As Per Drawings And Specifications; End Cap; 200Mm Dia | 3 | Nr | AED | 537
FRANK-01 | 4 | 4.0568 | United Arab Emirates | Dubai | Infrastructure | Al Furjan | Roads & Utilities - Pkg 14 | NAKHEEL | Ginco | Award | 2022 |  | Pipework - Fittings And Valves | J451 | Upvc Pipe Fittings Including Couplers, Straight Specials & All Accessories Complete As Per Drawings And Specifications; Coupler For Riser; 100Mm Dia | 161 | Nr | AED | 160
FRANK-01 | 4 | 4.0568 | United Arab Emirates | Dubai | Infrastructure | Al Furjan | Roads & Utilities - Pkg 14 | NAKHEEL | Ginco | Award | 2022 |  | Pipework - Fittings And Valves | J451.1 | Upvc Pipe Fittings Including Couplers, Straight Specials & All Accessories Complete As Per Drawings And Specifications; Coupler For Riser; 150Mm Dia | 54 | Nr | AED | 179
FRANK-01 | 4 | 4.0569 | United Arab Emirates | Dubai | Infrastructure | Al Furjan | Roads & Utilities - Pkg 14 | NAKHEEL | Ginco | Award | 2022 |  | Pipework - Fittings And Valves | J481 | Upvc Pipe Fittings Including Couplers, Straight Specials & All Accessories Complete As Per Drawings And Specifications; Straight Special For Riser; 100Mm Dia | 105 | Nr | AED | 537
FRANK-01 | 4 | 4.0569 | United Arab Emirates | Dubai | Infrastructure | Al Furjan | Roads & Utilities - Pkg 14 | NAKHEEL | Ginco | Award | 2022 |  | Pipework - Fittings And Valves | J481.1 | Upvc Pipe Fittings Including Couplers, Straight Specials & All Accessories Complete As Per Drawings And Specifications; Straight Special For Riser; 150Mm Dia | 24 | Nr | AED | 609
FRANK-01 | 4 | 4.0569 | United Arab Emirates | Dubai | Infrastructure | Al Furjan | Roads & Utilities - Pkg 14 | NAKHEEL | Ginco | Award | 2022 |  | Pipework - Fittings And Valves | J481.2 | Upvc Pipe Fittings Including Couplers, Straight Specials & All Accessories Complete As Per Drawings And Specifications; Straight Special For Riser; 200Mm Dia | 30 | Nr | AED | 670
FRANK-01 | 4 | 4.0569 | United Arab Emirates | Dubai | Infrastructure | Al Furjan | Roads & Utilities - Pkg 14 | NAKHEEL | Ginco | Award | 2022 |  | Pipework - Supports And Protection | L511.1 | Imported Granular Bed And Surround Including Warning Tape As Applicable; 100 Mm Dia Pipe | 240 | m | AED | 35
FRANK-01 | 4 | 4.0569 | United Arab Emirates | Dubai | Infrastructure | Al Furjan | Roads & Utilities - Pkg 14 | NAKHEEL | Ginco | Award | 2022 |  | Pipework - Supports And Protection | L511.2 | Imported Granular Bed And Surround Including Warning Tape As Applicable; 150 Mm Dia Pipe | 2480 | m | AED | 54
FRANK-01 | 4 | 4.0569 | United Arab Emirates | Dubai | Infrastructure | Al Furjan | Roads & Utilities - Pkg 14 | NAKHEEL | Ginco | Award | 2022 |  | Pipework - Supports And Protection | L511.3 | Imported Granular Bed And Surround Including Warning Tape As Applicable; 200 Mm Dia Pipe | 320 | m | AED | 40
FRANK-01 | 4 | 4.0569 | United Arab Emirates | Dubai | Infrastructure | Al Furjan | Roads & Utilities - Pkg 14 | NAKHEEL | Ginco | Award | 2022 |  | Pipework - Supports And Protection | L541.1 | Concrete Grade C35/20 In Bedding And Surround To Pipe As Shown On Drawings And As Specification For Road Crossing; 100 Mm Dia Pipe | 47 | m | AED | 280
FRANK-01 | 4 | 4.0569 | United Arab Emirates | Dubai | Infrastructure | Al Furjan | Roads & Utilities - Pkg 14 | NAKHEEL | Ginco | Award | 2022 |  | Pipework - Supports And Protection | L541.2 | Concrete Grade C35/20 In Bedding And Surround To Pipe As Shown On Drawings And As Specification For Road Crossing; 150 Mm Dia Pipe | 57 | m | AED | 329
FRANK-01 | 4 | 4.0569 | United Arab Emirates | Dubai | Infrastructure | Al Furjan | Roads & Utilities - Pkg 14 | NAKHEEL | Ginco | Award | 2022 |  | Pipework - Supports And Protection | L541.3 | Concrete Grade C35/20 In Bedding And Surround To Pipe As Shown On Drawings And As Specification For Road Crossing; 200 Mm Dia Pipe | 65 | m | AED | 357
FRANK-01 | 4 | 4.0569 | United Arab Emirates | Dubai | Infrastructure | Al Furjan | Roads & Utilities - Pkg 14 | NAKHEEL | Ginco | Award | 2022 |  | Pipework - Supports And Protection | L541.4 | Concrete Grade C35/20 In Bedding And Surround To Pipe As Shown On Drawings And As Specification For Road Crossing; 2-Way 150Mm Diameter | 365 | m | AED | 360
FRANK-01 | 4 | 4.057 | United Arab Emirates | Dubai | Infrastructure | Al Furjan | Roads & Utilities - Pkg 14 | NAKHEEL | Ginco | Award | 2022 |  | Pipework - Supports And Protection | L543 | Concrete Grade C35/20 In Bedding And Surround To Pipe As Shown On Drawings And As Specification For Road Crossing; 1-Way 300Mm Diameter | 175 | m | AED | 457
FRANK-01 | 4 | 4.057 | United Arab Emirates | Dubai | Infrastructure | Al Furjan | Roads & Utilities - Pkg 14 | NAKHEEL | Ginco | Award | 2022 |  | Pipework - Supports And Protection | L722 | Concrete Thrust Blocks As Per Drawing And Specification; Volume 0.1 - 0.2 M3 | 113 | Nr | AED | 199
FRANK-01 | 4 | 4.057 | United Arab Emirates | Dubai | Infrastructure | Al Furjan | Roads & Utilities - Pkg 14 | NAKHEEL | Ginco | Award | 2022 |  | Pipework - Supports And Protection | L723.1 | Concrete Thrust Blocks As Per Drawing And Specification; Volume 0.2 - 0.5 M3 | 148 | Nr | AED | 248
FRANK-01 | 4 | 4.057 | United Arab Emirates | Dubai | Infrastructure | Al Furjan | Roads & Utilities - Pkg 14 | NAKHEEL | Ginco | Award | 2022 |  | Pipework - Supports And Protection | L723.2 | Concrete Thrust Blocks As Per Drawing And Specification; Volume 0.5 - 1.0 M3 | 24 | Nr | AED | 487
FRANK-01 | 4 | 4.057 | United Arab Emirates | Dubai | Infrastructure | Al Furjan | Roads & Utilities - Pkg 14 | NAKHEEL | Ginco | Award | 2022 |  | Pipework - Supports And Protection | L599.1 | Precast Rc Protection Slabs Placed Above Existing Irrigation Pipes As Per Standards & Directed By Engineer.; Precast Rc Protection Slabs (1000 X 500 X 150)Mm | 5 | Nr | AED | 716
FRANK-01 | 4 | 4.057 | United Arab Emirates | Dubai | Infrastructure | Al Furjan | Roads & Utilities - Pkg 14 | NAKHEEL | Ginco | Award | 2022 |  | Pipework - Supports And Protection | L599.2 | Precast Rc Protection Slabs Placed Above Existing Irrigation Pipes As Per Standards & Directed By Engineer.; Precast Rc Protection Slabs (1200 X 500 X 150)Mm | 5 | Nr | AED | 937
FRANK-01 | 4 | 4.057 | United Arab Emirates | Dubai | Infrastructure | Al Furjan | Roads & Utilities - Pkg 14 | NAKHEEL | Ginco | Award | 2022 |  | Pipework - Supports And Protection | L111 | Miscellaneous Works; Extra Over To Excavation Of Rock In Chambers And Backfilling | 50 | m³ | AED | 38
FRANK-01 | 4 | 4.057 | United Arab Emirates | Dubai | Infrastructure | Al Furjan | Roads & Utilities - Pkg 14 | NAKHEEL | Ginco | Award | 2022 |  | Pipework - Manholes And Pipework Ancillaries | K522 | Upvc Cable Ducts To Bs 3506 Class C Laid And Jointed In Trench Beneath Carriage Ways Including Excavation, Backfilling, Protection Of Services, End Caps, 8Mm Diameter Draw Cords, Studs & Concrete Duct Marker As Per Drawings And Specifications ( Beds And Surrounds Measured Separately ); 2-Way 100Mm Diameter Depth Not Exceeding 1.5M | 165 | m | AED | 174
FRANK-01 | 4 | 4.057 | United Arab Emirates | Dubai | Infrastructure | Al Furjan | Roads & Utilities - Pkg 14 | NAKHEEL | Ginco | Award | 2022 |  | Pipework - Manholes And Pipework Ancillaries | K512 | Upvc Cable Ducts To Bs 3506 Class C Laid And Jointed In Trench Beneath Carriage Ways Including Excavation, Backfilling, Protection Of Services, End Caps, 8Mm Diameter Draw Cords, Studs & Concrete Duct Marker As Per Drawings And Specifications ( Beds And Surrounds Measured Separately ); 50Mm Diameter Duct For Cctv Depth Not Exceeding 1.5M | 4400 | m | AED | 104
FRANK-01 | 4 | 4.0571 | United Arab Emirates | Dubai | Infrastructure | Al Furjan | Roads & Utilities - Pkg 14 | NAKHEEL | Ginco | Award | 2022 |  | Pipework - Supports And Protection | L999 | Imported Sand Beds And Surroundings Including Warning Tapes | 407.33 | m³ | AED | 38
FRANK-01 | 4 | 4.0571 | United Arab Emirates | Dubai | Infrastructure | Al Furjan | Roads & Utilities - Pkg 14 | NAKHEEL | Ginco | Award | 2022 |  | Pipework - Supports And Protection | L999.1 | Mass Opc Concrete Grade C25/20 Surround To Ducts Including Formwork, Polythene Sheet And Bituminous Paint | 175 | m³ | AED | 286
FRANK-01 | 4 | 4.0571 | United Arab Emirates | Dubai | Infrastructure | Al Furjan | Roads & Utilities - Pkg 14 | NAKHEEL | Ginco | Award | 2022 |  | Miscellaneous Work | X990.1 | Construct Of Foundations & Chambers Including All Excavation, Backfilling, Compaction, Disposal Of Surplus Material, Shuttering, Concrete, Rebar, Holding Down Bolts And Nuts With Densotape Protection Before Casting The Foundation And After Erection Of The Columns Ducts, Connection Cables And All Necessary Works As Shown On The Drawings And As Per Specifications.; For 6M High Columns | 101 | Nr | AED | 1543
FRANK-01 | 4 | 4.0571 | United Arab Emirates | Dubai | Infrastructure | Al Furjan | Roads & Utilities - Pkg 14 | NAKHEEL | Ginco | Award | 2022 |  | Miscellaneous Work | X990.2 | Construct Of Foundations & Chambers Including All Excavation, Backfilling, Compaction, Disposal Of Surplus Material, Shuttering, Concrete, Rebar, Holding Down Bolts And Nuts With Densotape Protection Before Casting The Foundation And After Erection Of The Columns Ducts, Connection Cables And All Necessary Works As Shown On The Drawings And As Per Specifications.; For 10M High Columns | 8 | Nr | AED | 1818
FRANK-01 | 4 | 4.0571 | United Arab Emirates | Dubai | Infrastructure | Al Furjan | Roads & Utilities - Pkg 14 | NAKHEEL | Ginco | Award | 2022 |  | Miscellaneous Work | X990.3 | Construct Of Foundations & Chambers Including All Excavation, Backfilling, Compaction, Disposal Of Surplus Material, Shuttering, Concrete, Rebar, Holding Down Bolts And Nuts With Densotape Protection Before Casting The Foundation And After Erection Of The Columns Ducts, Connection Cables And All Necessary Works As Shown On The Drawings And As Per Specifications.; For Lighting Feeder Pillars | 8 | Nr | AED | 2314
FRANK-01 | 4 | 4.0571 | United Arab Emirates | Dubai | Infrastructure | Al Furjan | Roads & Utilities - Pkg 14 | NAKHEEL | Ginco | Award | 2022 |  | Miscellaneous Work | X990.4 | Construct Of Foundations & Chambers Including All Excavation, Backfilling, Compaction, Disposal Of Surplus Material, Shuttering, Concrete, Rebar, Holding Down Bolts And Nuts With Densotape Protection Before Casting The Foundation And After Erection Of The Columns Ducts, Connection Cables And All Necessary Works As Shown On The Drawings And As Per Specifications.; For Meter Cabin Feeder Pillars | 8 | Nr | AED | 1983
FRANK-01 | 4 | 4.0571 | United Arab Emirates | Dubai | Infrastructure | Al Furjan | Roads & Utilities - Pkg 14 | NAKHEEL | Ginco | Award | 2022 |  | Miscellaneous Work | X990.5 | Handhole With All Fittings, Cover & Frame Etc. For Cctv Cables As Per Drawings And Specifications | 197 | Nr | AED | 661
FRANK-01 | 4 | 4.0571 | United Arab Emirates | Dubai | Infrastructure | Al Furjan | Roads & Utilities - Pkg 14 | NAKHEEL | Ginco | Award | 2022 |  | Miscellaneous Work | X990.5 | Supply Lay In Position Test Cables, All Handling Charges Cabling Through The Ducts Where Ever Shown On The Drawings, Including Excavation And Backfill, Disposal Of Surplus Material, Sand Bed And Surrounds To Cable Trenches And Including Warning Tape, Route Marker And Cable Covering, Connections As Instructed By The Engineer.; 4C,95Mm2 Xlpe/Swa/Mdpe Copper Cable | 80 | m | AED | 242
FRANK-01 | 4 | 4.0571 | United Arab Emirates | Dubai | Infrastructure | Al Furjan | Roads & Utilities - Pkg 14 | NAKHEEL | Ginco | Award | 2022 |  | Miscellaneous Work | X990.6 | Supply Lay In Position Test Cables, All Handling Charges Cabling Through The Ducts Where Ever Shown On The Drawings, Including Excavation And Backfill, Disposal Of Surplus Material, Sand Bed And Surrounds To Cable Trenches And Including Warning Tape, Route Marker And Cable Covering, Connections As Instructed By The Engineer.; 4C,50Mm2 Xlpe/Swa/Mdpe Copper Cable | 310 | m | AED | 198
FRANK-01 | 4 | 4.0571 | United Arab Emirates | Dubai | Infrastructure | Al Furjan | Roads & Utilities - Pkg 14 | NAKHEEL | Ginco | Award | 2022 |  | Miscellaneous Work | X990.7 | Supply Lay In Position Test Cables, All Handling Charges Cabling Through The Ducts Where Ever Shown On The Drawings, Including Excavation And Backfill, Disposal Of Surplus Material, Sand Bed And Surrounds To Cable Trenches And Including Warning Tape, Route Marker And Cable Covering, Connections As Instructed By The Engineer.; 4C,35Mm2 Xlpe/Swa/Mdpe Copper Cable | 420 | m | AED | 176
FRANK-01 | 4 | 4.0572 | United Arab Emirates | Dubai | Infrastructure | Al Furjan | Roads & Utilities - Pkg 14 | NAKHEEL | Ginco | Award | 2022 |  | Miscellaneous Work | X990.8 | Supply Lay In Position Test Cables, All Handling Charges Cabling Through The Ducts Where Ever Shown On The Drawings, Including Excavation And Backfill, Disposal Of Surplus Material, Sand Bed And Surrounds To Cable Trenches And Including Warning Tape, Route Marker And Cable Covering, Connections As Instructed By The Engineer.; 3C,4Mm2 Xlpe/Swa/Mdpe Copper Cable | 950 | m | AED | 136
FRANK-01 | 4 | 4.0572 | United Arab Emirates | Dubai | Infrastructure | Al Furjan | Roads & Utilities - Pkg 14 | NAKHEEL | Ginco | Award | 2022 |  | Miscellaneous Work | X990.9 | Supply Lay In Position Test Cables, All Handling Charges Cabling Through The Ducts Where Ever Shown On The Drawings, Including Excavation And Backfill, Disposal Of Surplus Material, Sand Bed And Surrounds To Cable Trenches And Including Warning Tape, Route Marker And Cable Covering, Connections As Instructed By The Engineer.; 4C,16Mm2 Xlpe/Swa/Mdpe Copper Cable | 5400 | m | AED | 118
FRANK-01 | 4 | 4.0572 | United Arab Emirates | Dubai | Infrastructure | Al Furjan | Roads & Utilities - Pkg 14 | NAKHEEL | Ginco | Award | 2022 |  | Miscellaneous Work | X990.10 | Supply Lay In Position Test Cables, All Handling Charges Cabling Through The Ducts Where Ever Shown On The Drawings, Including Excavation And Backfill, Disposal Of Surplus Material, Sand Bed And Surrounds To Cable Trenches And Including Warning Tape, Route Marker And Cable Covering, Connections As Instructed By The Engineer.; 4C,25Mm2 Xlpe/Swa/Mdpe Copper Cable | 250 | m | AED | 135
FRANK-01 | 4 | 4.0572 | United Arab Emirates | Dubai | Infrastructure | Al Furjan | Roads & Utilities - Pkg 14 | NAKHEEL | Ginco | Award | 2022 |  | Miscellaneous Work | X990.11 | Supply Lay In Position Test Cables, All Handling Charges Cabling Through The Ducts Where Ever Shown On The Drawings, Including Excavation And Backfill, Disposal Of Surplus Material, Sand Bed And Surrounds To Cable Trenches And Including Warning Tape, Route Marker And Cable Covering, Connections As Instructed By The Engineer.; 1C,16Mm2 Insulated Copper Conductor ( Green/Yellow) | 5650 | m | AED | 37
FRANK-01 | 4 | 4.0572 | United Arab Emirates | Dubai | Infrastructure | Al Furjan | Roads & Utilities - Pkg 14 | NAKHEEL | Ginco | Award | 2022 |  | Miscellaneous Work | X990.12 | Supply Lay In Position Test Cables, All Handling Charges Cabling Through The Ducts Where Ever Shown On The Drawings, Including Excavation And Backfill, Disposal Of Surplus Material, Sand Bed And Surrounds To Cable Trenches And Including Warning Tape, Route Marker And Cable Covering, Connections As Instructed By The Engineer.; 1C,10Mm2 Insulated Copper Conductor ( Green/Yellow) | 60 | m | AED | 33
FRANK-01 | 4 | 4.0572 | United Arab Emirates | Dubai | Infrastructure | Al Furjan | Roads & Utilities - Pkg 14 | NAKHEEL | Ginco | Award | 2022 |  | Miscellaneous Work | X990.13 | Supply Lay In Position Test Cables, All Handling Charges Cabling Through The Ducts Where Ever Shown On The Drawings, Including Excavation And Backfill, Disposal Of Surplus Material, Sand Bed And Surrounds To Cable Trenches And Including Warning Tape, Route Marker And Cable Covering, Connections As Instructed By The Engineer.; 1C,50Mm2 Insulated Copper Conductor ( Green/Yellow) | 70 | m | AED | 75
FRANK-01 | 4 | 4.0572 | United Arab Emirates | Dubai | Infrastructure | Al Furjan | Roads & Utilities - Pkg 14 | NAKHEEL | Ginco | Award | 2022 |  | Miscellaneous Work | X990.14 | Supply, Lay In Position As Applicable Flexible Cable From Cut Outs To Lanterns ( E.G. One Lantern Wire For Each Sets Of Luminaires Unto 400 Watts, And One Lantern Wire For Each 1000 Watt Luminaires) Include For All Handling Charges Etc. Complete As Per Drawings; 1C,25Mm2 Pvc Insulated Copper Cable | 85 | m | AED | 46
FRANK-01 | 4 | 4.0572 | United Arab Emirates | Dubai | Infrastructure | Al Furjan | Roads & Utilities - Pkg 14 | NAKHEEL | Ginco | Award | 2022 |  | Miscellaneous Work | X990.15 | Supply, Lay In Position As Applicable Flexible Cable From Cut Outs To Lanterns ( E.G. One Lantern Wire For Each Sets Of Luminaires Unto 400 Watts, And One Lantern Wire For Each 1000 Watt Luminaires) Include For All Handling Charges Etc. Complete As Per Drawings; 1C,70Mm2 Pvc Insulated Copper Cable | 330 | m | AED | 58
FRANK-01 | 4 | 4.0572 | United Arab Emirates | Dubai | Infrastructure | Al Furjan | Roads & Utilities - Pkg 14 | NAKHEEL | Ginco | Award | 2022 |  | Miscellaneous Work | X999.1 | Supply And Install Street Lighting Columns With Brackets, Led Road Lighting Lantern (Small) With 24 Leds Driven At 500Ma With Wide Road Optic, Class Ii Electrical, Ip66, Ik09. Housing: Die-Cast Aluminium Powder Coated Textured Anthracite. Enclosure: 5Mm Thick Glass. Fixings: Stainless Steel. Supplied With Ø60Mm Spigot Adaptor And Cutouts Complete Electrical Connections And Commission. Include For All Handling Charges, Cable For Luminaire Connections Etc., Complete As Shown On Drawings & Specifications; 6M High Column With 1 X 50W Led Luminaire | 101 | Nr | AED | 6391
FRANK-01 | 4 | 4.0572 | United Arab Emirates | Dubai | Infrastructure | Al Furjan | Roads & Utilities - Pkg 14 | NAKHEEL | Ginco | Award | 2022 |  | Miscellaneous Work | X999.2 | Supply And Install Street Lighting Columns With Brackets, Led Road Lighting Lantern (Medium) With 48 Leds Driven At 700Ma With Wide Street Optic, Class Ii Electrical, Ip66, Ik09. Housing: Die-Cast Aluminium Powder Coated Textured Anthracite. Enclosure: 5Mm Thick Glass. Fixings: Stainless Steel. Supplied With Ø60Mm Spigot Adaptor Which Can Be Fitted For Post-Top And Cutouts Complete Electrical Connections And Commission. Include For All Handling Charges, Cable For Luminaire Connections Etc., Complete As Shown On Drawings & Specifications; 10M High Column With 1 X 100W Led Luminaire | 2 | Nr | AED | 9366
FRANK-01 | 4 | 4.0572 | United Arab Emirates | Dubai | Infrastructure | Al Furjan | Roads & Utilities - Pkg 14 | NAKHEEL | Ginco | Award | 2022 |  | Miscellaneous Work | X999.3 | Supply And Install Street Lighting Columns With Brackets, Led Road Lighting Lantern (Medium) With 48 Leds Driven At 700Ma With Wide Street Optic, Class Ii Electrical, Ip66, Ik09. Housing: Die-Cast Aluminium Powder Coated Textured Anthracite. Enclosure: 5Mm Thick Glass. Fixings: Stainless Steel. Supplied With Ø60Mm Spigot Adaptor Which Can Be Fitted For Post-Top And Cutouts Complete Electrical Connections And Commission. Include For All Handling Charges, Cable For Luminaire Connections Etc., Complete As Shown On Drawings & Specifications; 10M High Column With 2 X 100W Led Luminaire | 6 | Nr | AED | 11019
FRANK-01 | 4 | 4.0573 | United Arab Emirates | Dubai | Infrastructure | Al Furjan | Roads & Utilities - Pkg 14 | NAKHEEL | Ginco | Award | 2022 |  | Miscellaneous Work | X999.4 | Supply And Installation Of Street Lighting Feeder Pillar As Per Specification And Schematic Drawings | 8 | Nr | AED | 17000
FRANK-01 | 4 | 4.0573 | United Arab Emirates | Dubai | Infrastructure | Al Furjan | Roads & Utilities - Pkg 14 | NAKHEEL | Ginco | Award | 2022 |  | Miscellaneous Work | X999.5 | Supply And Installation Of Earthing System Including Excavation, Backfilling, Compaction, Handling Etc. As Per Drawings And Specifications. | 33 | Nr | AED | 882
FRANK-01 | 4 | 4.0573 | United Arab Emirates | Dubai | Infrastructure | Al Furjan | Roads & Utilities - Pkg 14 | NAKHEEL | Ginco | Award | 2022 |  | Miscellaneous Work | X999.6 | Supply And Installation Of Service Cabinet With Meter As Per Drawings And Specifications. | 8 | Nr | AED | 12000
FRANK-01 | 4 | 4.0573 | United Arab Emirates | Dubai | Infrastructure | Al Furjan | Roads & Utilities - Pkg 14 | NAKHEEL | Ginco | Award | 2022 |  | Miscellaneous Work | X999.7 | Supply And Installation Of 13A Double Socket With All Necessary Cables, Fittings & Connections For Outdoor Idf As Per Drawings And Specifications. | 20 | Nr | AED | 2500
FRANK-01 | 4 | 4.0573 | United Arab Emirates | Dubai | Infrastructure | Al Furjan | Roads & Utilities - Pkg 14 | NAKHEEL | Ginco | Award | 2022 |  | Pipework - Pipes | I913.1 | Supply, Lay Joint, Test And Commission Of Gre Pipes In Accordance With Astm 3517 Including Couplers, Straight Specials And Short Pipes, Excavation, Backfilling, Compaction, Disposal Of Spoil, Protection Of Services, Supports, Warning Tape Etc. All Complete As Per Drawings And Specification (Beds And Surrounds Measured Separately).; 100Mm Dia Pipe | 250 | m | AED | 393
FRANK-01 | 4 | 4.0573 | United Arab Emirates | Dubai | Infrastructure | Al Furjan | Roads & Utilities - Pkg 14 | NAKHEEL | Ginco | Award | 2022 |  | Pipework - Pipes | I913.2 | Supply, Lay Joint, Test And Commission Of Gre Pipes In Accordance With Astm 3517 Including Couplers, Straight Specials And Short Pipes, Excavation, Backfilling, Compaction, Disposal Of Spoil, Protection Of Services, Supports, Warning Tape Etc. All Complete As Per Drawings And Specification (Beds And Surrounds Measured Separately).; 150Mm Dia Pipe | 175 | m | AED | 454
FRANK-01 | 4 | 4.0573 | United Arab Emirates | Dubai | Infrastructure | Al Furjan | Roads & Utilities - Pkg 14 | NAKHEEL | Ginco | Award | 2022 |  | Pipework - Pipes | I923.3 | Supply, Lay Joint, Test And Commission Of Gre Pipes In Accordance With Astm 3517 Including Couplers, Straight Specials And Short Pipes, Excavation, Backfilling, Compaction, Disposal Of Spoil, Protection Of Services, Supports, Warning Tape Etc. All Complete As Per Drawings And Specification (Beds And Surrounds Measured Separately).; 300Mm Dia Pipe | 175 | m | AED | 900
FRANK-01 | 4 | 4.0573 | United Arab Emirates | Dubai | Infrastructure | Al Furjan | Roads & Utilities - Pkg 14 | NAKHEEL | Ginco | Award | 2022 |  | Pipework - Pipes | I913.1 | Relaying Of Set A Side Gre Pipes In Trench Including Lay Joint, Test And Commission Of Gre Pipes In Accordance With Astm 3517 Including Couplers, Straight Specials And Short Pipes, Excavation, Backfilling, Compaction, Disposal Of Spoil, Protection Of Services, Supports, Warning Tape Etc. All Complete As Per Drawings And Specification; 100Mm Dia Pipe | 750 | m | AED | 218
FRANK-01 | 4 | 4.0573 | United Arab Emirates | Dubai | Infrastructure | Al Furjan | Roads & Utilities - Pkg 14 | NAKHEEL | Ginco | Award | 2022 |  | Pipework - Pipes | I913.2 | Relaying Of Set A Side Gre Pipes In Trench Including Lay Joint, Test And Commission Of Gre Pipes In Accordance With Astm 3517 Including Couplers, Straight Specials And Short Pipes, Excavation, Backfilling, Compaction, Disposal Of Spoil, Protection Of Services, Supports, Warning Tape Etc. All Complete As Per Drawings And Specification; 150Mm Dia Pipe | 175 | m | AED | 251
FRANK-01 | 4 | 4.0573 | United Arab Emirates | Dubai | Infrastructure | Al Furjan | Roads & Utilities - Pkg 14 | NAKHEEL | Ginco | Award | 2022 |  | Pipework - Pipes | I923.3 | Relaying Of Set A Side Gre Pipes In Trench Including Lay Joint, Test And Commission Of Gre Pipes In Accordance With Astm 3517 Including Couplers, Straight Specials And Short Pipes, Excavation, Backfilling, Compaction, Disposal Of Spoil, Protection Of Services, Supports, Warning Tape Etc. All Complete As Per Drawings And Specification; 300Mm Dia Pipe | 175 | m | AED | 595
FRANK-01 | 4 | 4.0574 | United Arab Emirates | Dubai | Infrastructure | Al Furjan | Roads & Utilities - Pkg 14 | NAKHEEL | Ginco | Award | 2022 |  | Pipework - Fittings And Valves | J811.1 | Gre Pipe Fittings Including All Accessories Couplers, Straight Specials And Short Pipes Complete As Per Drawings And Specifications; Bend 11.25 Degree; 100Mm Dia | 6 | Nr | AED | 1259
FRANK-01 | 4 | 4.0574 | United Arab Emirates | Dubai | Infrastructure | Al Furjan | Roads & Utilities - Pkg 14 | NAKHEEL | Ginco | Award | 2022 |  | Pipework - Fittings And Valves | J811.2 | Gre Pipe Fittings Including All Accessories Couplers, Straight Specials And Short Pipes Complete As Per Drawings And Specifications; Bend 22.5 Degree; 100Mm Dia | 2 | Nr | AED | 1259
FRANK-01 | 4 | 4.0574 | United Arab Emirates | Dubai | Infrastructure | Al Furjan | Roads & Utilities - Pkg 14 | NAKHEEL | Ginco | Award | 2022 |  | Pipework - Fittings And Valves | J811.3 | Gre Pipe Fittings Including All Accessories Couplers, Straight Specials And Short Pipes Complete As Per Drawings And Specifications; Bend 45 Degree; 100Mm Dia | 24 | Nr | AED | 1194
FRANK-01 | 4 | 4.0574 | United Arab Emirates | Dubai | Infrastructure | Al Furjan | Roads & Utilities - Pkg 14 | NAKHEEL | Ginco | Award | 2022 |  | Pipework - Fittings And Valves | J811.4 | Gre Pipe Fittings Including All Accessories Couplers, Straight Specials And Short Pipes Complete As Per Drawings And Specifications; Bend 90 Degree; 100Mm Dia | 15 | Nr | AED | 1359
FRANK-01 | 4 | 4.0574 | United Arab Emirates | Dubai | Infrastructure | Al Furjan | Roads & Utilities - Pkg 14 | NAKHEEL | Ginco | Award | 2022 |  | Pipework - Fittings And Valves | J812.1 | Gre Pipe Fittings Including All Accessories Couplers, Straight Specials And Short Pipes Complete As Per Drawings And Specifications; Bend 22.5 Degree; 150Mm Dia | 1 | Nr | AED | 1400
FRANK-01 | 4 | 4.0574 | United Arab Emirates | Dubai | Infrastructure | Al Furjan | Roads & Utilities - Pkg 14 | NAKHEEL | Ginco | Award | 2022 |  | Pipework - Fittings And Valves | J812.2 | Gre Pipe Fittings Including All Accessories Couplers, Straight Specials And Short Pipes Complete As Per Drawings And Specifications; Bend 45 Degree; 150Mm Dia | 2 | Nr | AED | 1303
FRANK-01 | 4 | 4.0574 | United Arab Emirates | Dubai | Infrastructure | Al Furjan | Roads & Utilities - Pkg 14 | NAKHEEL | Ginco | Award | 2022 |  | Pipework - Fittings And Valves | J812.3 | Gre Pipe Fittings Including All Accessories Couplers, Straight Specials And Short Pipes Complete As Per Drawings And Specifications; Bend 90 Degree; 150Mm Dia | 4 | Nr | AED | 1508
FRANK-01 | 4 | 4.0574 | United Arab Emirates | Dubai | Infrastructure | Al Furjan | Roads & Utilities - Pkg 14 | NAKHEEL | Ginco | Award | 2022 |  | Pipework - Fittings And Valves | J812.4 | Gre Pipe Fittings Including All Accessories Couplers, Straight Specials And Short Pipes Complete As Per Drawings And Specifications; Bend 90 Degree; 300Mm Dia | 4 | Nr | AED | 2479
FRANK-01 | 4 | 4.0574 | United Arab Emirates | Dubai | Infrastructure | Al Furjan | Roads & Utilities - Pkg 14 | NAKHEEL | Ginco | Award | 2022 |  | Pipework - Fittings And Valves | J822.1 | Gre Pipe Fittings Including All Accessories Couplers, Straight Specials And Short Pipes Complete As Per Drawings And Specifications; Tee; 100X100X100Mm Dia | 12 | Nr | AED | 1388
FRANK-01 | 4 | 4.0575 | United Arab Emirates | Dubai | Infrastructure | Al Furjan | Roads & Utilities - Pkg 14 | NAKHEEL | Ginco | Award | 2022 |  | Pipework - Fittings And Valves | J822.2 | Gre Pipe Fittings Including All Accessories Couplers, Straight Specials And Short Pipes Complete As Per Drawings And Specifications; Tee; 150X150X150Mm Dia | 5 | Nr | AED | 1498
FRANK-01 | 4 | 4.0575 | United Arab Emirates | Dubai | Infrastructure | Al Furjan | Roads & Utilities - Pkg 14 | NAKHEEL | Ginco | Award | 2022 |  | Pipework - Fittings And Valves | J822.3 | Gre Pipe Fittings Including All Accessories Couplers, Straight Specials And Short Pipes Complete As Per Drawings And Specifications; Tee; 150X100X150Mm Dia | 5 | Nr | AED | 2117
FRANK-01 | 4 | 4.0575 | United Arab Emirates | Dubai | Infrastructure | Al Furjan | Roads & Utilities - Pkg 14 | NAKHEEL | Ginco | Award | 2022 |  | Pipework - Fittings And Valves | J822.4 | Gre Pipe Fittings Including All Accessories Couplers, Straight Specials And Short Pipes Complete As Per Drawings And Specifications; Tee; 300X150X300Mm Dia | 1 | Nr | AED | 2596
FRANK-01 | 4 | 4.0575 | United Arab Emirates | Dubai | Infrastructure | Al Furjan | Roads & Utilities - Pkg 14 | NAKHEEL | Ginco | Award | 2022 |  | Pipework - Fittings And Valves | J832.1 | Gre Pipe Fittings Including All Accessories Couplers, Straight Specials And Short Pipes Complete As Per Drawings And Specifications; Reducer; 150X100Mm Dia | 5 | Nr | AED | 1765
FRANK-01 | 4 | 4.0575 | United Arab Emirates | Dubai | Infrastructure | Al Furjan | Roads & Utilities - Pkg 14 | NAKHEEL | Ginco | Award | 2022 |  | Pipework - Fittings And Valves | J891.1 | Gre Pipe Fittings Including All Accessories Couplers, Straight Specials And Short Pipes Complete As Per Drawings And Specifications; End Cap; 100Mm Dia | 3 | Nr | AED | 1278
FRANK-01 | 4 | 4.0575 | United Arab Emirates | Dubai | Infrastructure | Al Furjan | Roads & Utilities - Pkg 14 | NAKHEEL | Ginco | Award | 2022 |  | Pipework - Fittings And Valves | J891.2 | Gre Pipe Fittings Including All Accessories Couplers, Straight Specials And Short Pipes Complete As Per Drawings And Specifications; End Cap; 150Mm Dia | 2 | Nr | AED | 1367
FRANK-01 | 4 | 4.0575 | United Arab Emirates | Dubai | Infrastructure | Al Furjan | Roads & Utilities - Pkg 14 | NAKHEEL | Ginco | Award | 2022 |  | Pipework - Fittings And Valves | J951 | Gre Pipe Fittings For Set A Side Materials Including Handling Charges; 100 Mm Dia Straight Special Pipes | 30 | Nr | AED | 496
FRANK-01 | 4 | 4.0575 | United Arab Emirates | Dubai | Infrastructure | Al Furjan | Roads & Utilities - Pkg 14 | NAKHEEL | Ginco | Award | 2022 |  | Pipework - Fittings And Valves | J951.1 | Gre Pipe Fittings For Set A Side Materials Including Handling Charges; 150 Mm Dia Straight Special Pipes | 16 | Nr | AED | 661
FRANK-01 | 4 | 4.0575 | United Arab Emirates | Dubai | Infrastructure | Al Furjan | Roads & Utilities - Pkg 14 | NAKHEEL | Ginco | Award | 2022 |  | Pipework - Fittings And Valves | J952 | Gre Pipe Fittings For Set A Side Materials Including Handling Charges; 300 Mm Dia Straight Special Pipes | 16 | Nr | AED | 937
FRANK-01 | 4 | 4.0575 | United Arab Emirates | Dubai | Infrastructure | Al Furjan | Roads & Utilities - Pkg 14 | NAKHEEL | Ginco | Award | 2022 |  | Pipework - Fittings And Valves | J862.1 | Supply And Fixing Of Valves Including Coupling, Nuts & Bolts, Pipe Work Inside The Chamber And All Other Accessories All As Per Drawings And Specifications; ,Air Valves On150 Mm Dia Line | 1 | Nr | AED | 15978
FRANK-01 | 4 | 4.0575 | United Arab Emirates | Dubai | Infrastructure | Al Furjan | Roads & Utilities - Pkg 14 | NAKHEEL | Ginco | Award | 2022 |  | Pipework - Fittings And Valves | J841 | Supply And Fixing Of Valves Including Coupling, Nuts & Bolts, Pipe Work Inside The Chamber And All Other Accessories All As Per Drawings And Specifications; ,Wash Out Valves On150 Mm Dia Line | 1 | Nr | AED | 13223
FRANK-01 | 4 | 4.0576 | United Arab Emirates | Dubai | Infrastructure | Al Furjan | Roads & Utilities - Pkg 14 | NAKHEEL | Ginco | Award | 2022 |  | Pipework - Fittings And Valves | J811 | Supply And Fixing Of Valves Including Coupling, Nuts & Bolts, Pipe Work Inside The Chamber And All Other Accessories All As Per Drawings And Specifications; ,Gate Valve On100 Mm Dia Line | 1 | Nr | AED | 4827
FRANK-01 | 4 | 4.0576 | United Arab Emirates | Dubai | Infrastructure | Al Furjan | Roads & Utilities - Pkg 14 | NAKHEEL | Ginco | Award | 2022 |  | Pipework - Fittings And Valves | J812 | Supply And Fixing Of Valves Including Coupling, Nuts & Bolts, Pipe Work Inside The Chamber And All Other Accessories All As Per Drawings And Specifications; ,Gate Valve On 150Mm Dia Line | 1 | Nr | AED | 7834
FRANK-01 | 4 | 4.0576 | United Arab Emirates | Dubai | Infrastructure | Al Furjan | Roads & Utilities - Pkg 14 | NAKHEEL | Ginco | Award | 2022 |  | Pipework - Fittings And Valves | J812.1 | Supply And Fixing Of Valves Including Coupling, Nuts & Bolts, Pipe Work Inside The Chamber And All Other Accessories All As Per Drawings And Specifications; ,Gate Valve On 300Mm Dia Line | 1 | Nr | AED | 10468
FRANK-01 | 4 | 4.0576 | United Arab Emirates | Dubai | Infrastructure | Al Furjan | Roads & Utilities - Pkg 14 | NAKHEEL | Ginco | Award | 2022 |  | Pipework - Fittings And Valves | J811 | Re Installation Of Set A Side Valve With Existing Accessories Including Handling Charges; ,Gate Valve On100 Mm Dia Line | 5 | Nr | AED | 3857
FRANK-01 | 4 | 4.0576 | United Arab Emirates | Dubai | Infrastructure | Al Furjan | Roads & Utilities - Pkg 14 | NAKHEEL | Ginco | Award | 2022 |  | Pipework - Fittings And Valves | J812 | Re Installation Of Set A Side Valve With Existing Accessories Including Handling Charges; ,Gate Valve On 150Mm Dia Line | 1 | Nr | AED | 3857
FRANK-01 | 4 | 4.0576 | United Arab Emirates | Dubai | Infrastructure | Al Furjan | Roads & Utilities - Pkg 14 | NAKHEEL | Ginco | Award | 2022 |  | Pipework - Manholes And Pipework Ancillaries | K232.1 | Construction Of All Valves Inside Chambers (Depth Range 2M ) Including Excavation In Any Material Other Than Rock, Backfilling, Disposal Of Unsuitable Material To An Approved Dump Site, Dewatering, Blinding, Concreting, Reinforcement, Formwork, Di Circular Cover With Square Frame, Spindle Tubes, Ss Spindles, Thrust Block, Indicator Post With Marker Plate Etc. All Complete As Detail Drawings And Specification; ,Air Valve Chambers Below 500Mm Dia | 1 | Nr | AED | 20386
FRANK-01 | 4 | 4.0576 | United Arab Emirates | Dubai | Infrastructure | Al Furjan | Roads & Utilities - Pkg 14 | NAKHEEL | Ginco | Award | 2022 |  | Pipework - Manholes And Pipework Ancillaries | K232.2 | Construction Of All Buried Valve Chambers (Depth Range 2M ) Including Excavation In Any Material Other Than Rock, Backfilling, Disposal Of Unsuitable Material To An Approved Dump Site, Dewatering, Blinding, Concreting, Reinforcement, Formwork, I Surface Box Covers, Spindle Tubes, Ss Spindles, Thrust Block, Grp Sealing Plates For Covers, Indicator Post With Marker Plate Etc. All Complete As Detail Drawings And Specification; ,Gate Valve Chamber Below 450Mm Dia | 9 | Nr | AED | 1983
FRANK-01 | 4 | 4.0576 | United Arab Emirates | Dubai | Infrastructure | Al Furjan | Roads & Utilities - Pkg 14 | NAKHEEL | Ginco | Award | 2022 |  | Pipework - Supports And Protection | L521 | Suitable Excavated Material In Bedding And Surround To Pipes As Per Drawings And Specifications,; ,100 Mm Dia Pipe | 1000 | m | AED | 20
FRANK-01 | 4 | 4.0576 | United Arab Emirates | Dubai | Infrastructure | Al Furjan | Roads & Utilities - Pkg 14 | NAKHEEL | Ginco | Award | 2022 |  | Pipework - Supports And Protection | L522 | Suitable Excavated Material In Bedding And Surround To Pipes As Per Drawings And Specifications,; ,150 Mm Dia Pipe | 300 | m | AED | 28
FRANK-01 | 4 | 4.0576 | United Arab Emirates | Dubai | Infrastructure | Al Furjan | Roads & Utilities - Pkg 14 | NAKHEEL | Ginco | Award | 2022 |  | Pipework - Supports And Protection | L523 | Suitable Excavated Material In Bedding And Surround To Pipes As Per Drawings And Specifications,; ,300Mm Dia Pipe | 300 | m | AED | 33
FRANK-01 | 4 | 4.0577 | United Arab Emirates | Dubai | Infrastructure | Al Furjan | Roads & Utilities - Pkg 14 | NAKHEEL | Ginco | Award | 2022 |  | Pipework - Pipes | I912.2 | Supply, Lay Joint, Test And Commission Of Self-Restraint Gre Pipes At Road Crossings In Accordance With Astm 3517 Including Couplers, Straight Specials And Short Pipes, Excavation, Backfilling, Compaction, Disposal Of Soil, Protection Of Services, Supports, Warning Tape Etc. All Complete As Per Drawings And Specification (Beds And Surrounds Measured Separately).; ,100 Mm Dia Gre Pipes | 245 | m | AED | 545
FRANK-01 | 4 | 4.0577 | United Arab Emirates | Dubai | Infrastructure | Al Furjan | Roads & Utilities - Pkg 14 | NAKHEEL | Ginco | Award | 2022 |  | Pipework - Pipes | I922.2 | Supply, Lay Joint, Test And Commission Of Self-Restraint Gre Pipes At Road Crossings In Accordance With Astm 3517 Including Couplers, Straight Specials And Short Pipes, Excavation, Backfilling, Compaction, Disposal Of Soil, Protection Of Services, Supports, Warning Tape Etc. All Complete As Per Drawings And Specification (Beds And Surrounds Measured Separately).; ,150 Mm Dia Gre Pipes | 70 | m | AED | 570
FRANK-01 | 4 | 4.0577 | United Arab Emirates | Dubai | Infrastructure | Al Furjan | Roads & Utilities - Pkg 14 | NAKHEEL | Ginco | Award | 2022 |  | Pipework - Supports And Protection | L741 | Concrete Thrust Blocks As Per Drawing And Specifications; ,Volume Not Exceeding 0.5M3 | 27 | Nr | AED | 462
FRANK-01 | 4 | 4.0577 | United Arab Emirates | Dubai | Infrastructure | Al Furjan | Roads & Utilities - Pkg 14 | NAKHEEL | Ginco | Award | 2022 |  | Pipework - Supports And Protection | L741 | Concrete Thrust Blocks As Per Drawing And Specifications; ,Volume 0.5 - 1 M3 | 74 | Nr | AED | 529
FRANK-01 | 4 | 4.0577 | United Arab Emirates | Dubai | Infrastructure | Al Furjan | Roads & Utilities - Pkg 14 | NAKHEEL | Ginco | Award | 2022 |  | Pipework - Supports And Protection | L752 | Concrete Thrust Blocks As Per Drawing And Specifications; ,Volume 1 - 2 M3 | 28 | Nr | AED | 937
FRANK-01 | 4 | 4.0577 | United Arab Emirates | Dubai | Infrastructure | Al Furjan | Roads & Utilities - Pkg 14 | NAKHEEL | Ginco | Award | 2022 |  | Pipework - Supports And Protection | L111 | Connection To Mains Or Existing Line Includes Locating Of Existing Tie-In Points, Liasoning Works, Water Losses Fee, Shut Downs, Testing, Flushing Of Pipes And Commissioning In Compliance With Authority Requirements; ,Extra Over To Excavation Of Rock In Chambers And Pipes | 100 | m³ | AED | 38
FRANK-01 | 4 | 4.0577 | United Arab Emirates | Dubai | Infrastructure | Al Furjan | Roads & Utilities - Pkg 14 | NAKHEEL | Ginco | Award | 2022 |  | Pipework - Supports And Protection | L541 | Concrete Surround In Bedding And Surround To Pipes As Per Drawings And Specifications,; ,100 Mm Dia Pipe | 200 | m | AED | 280
FRANK-01 | 4 | 4.0577 | United Arab Emirates | Dubai | Infrastructure | Al Furjan | Roads & Utilities - Pkg 14 | NAKHEEL | Ginco | Award | 2022 |  | Pipework - Supports And Protection | L542 | Concrete Surround In Bedding And Surround To Pipes As Per Drawings And Specifications,; ,150 Mm Dia Pipe | 50 | m | AED | 367
FRANK-01 | 4 | 4.0577 | United Arab Emirates | Dubai | Infrastructure | Al Furjan | Roads & Utilities - Pkg 14 | NAKHEEL | Ginco | Award | 2022 |  | Pipework - Supports And Protection | L543 | Concrete Surround In Bedding And Surround To Pipes As Per Drawings And Specifications,; ,300Mm Dia Pipe | 50 | m | AED | 1047
FRANK-01 | 4 | 4.0578 | United Arab Emirates | Dubai | Infrastructure | Al Furjan | Roads & Utilities - Pkg 14 | NAKHEEL | Ginco | Award | 2022 |  | Pipework - Supports And Protection | L999.1 | Supply And Installation Of Marker Post As Per Drawings And Specification | 7 | Nr | AED | 826
FRANK-01 | 4 | 4.0578 | United Arab Emirates | Dubai | Infrastructure | Al Furjan | Roads & Utilities - Pkg 14 | NAKHEEL | Ginco | Award | 2022 |  | Pipework - Supports And Protection | L999.2 | Supply And Installation Of Marker Plate As Per Drawings And Specification | 8 | Nr | AED | 716
FRANK-01 | 4 | 4.0578 | United Arab Emirates | Dubai | Infrastructure | Al Furjan | Roads & Utilities - Pkg 14 | NAKHEEL | Ginco | Award | 2022 |  | Pipework - Supports And Protection | L999.3 | Supply And Installation Of Missing Surface Box As Per Drawings And Specification | 4 | Nr | AED | 675
FRANK-01 | 4 | 4.0578 | United Arab Emirates | Dubai | Infrastructure | Al Furjan | Roads & Utilities - Pkg 14 | NAKHEEL | Ginco | Award | 2022 |  | Pipework - Supports And Protection | L599.1 | Protection Slab; ,Precast Rc Protection Slabs (1000 X 500 X 150)Mm | 188 | Nr | AED | 350
FRANK-01 | 4 | 4.0578 | United Arab Emirates | Dubai | Infrastructure | Al Furjan | Roads & Utilities - Pkg 14 | NAKHEEL | Ginco | Award | 2022 |  | Pipework - Supports And Protection | L599.2 | Protection Slab; ,Precast Rc Protection Slabs (1200 X 500 X 150)Mm | 12 | Nr | AED | 425
FRANK-01 | 4 | 4.0578 | United Arab Emirates | Dubai | Infrastructure | Al Furjan | Roads & Utilities - Pkg 14 | NAKHEEL | Ginco | Award | 2022 |  | Pipework - Pipes | I912 | Laying Of Steel Sleeves Sizes As Per Authority Requirements Including Steel Concrete Filling Inside The Pipes; ,100Mm Dia Pipe | 175 | m | AED | 2920
FRANK-01 | 4 | 4.0578 | United Arab Emirates | Dubai | Infrastructure | Al Furjan | Roads & Utilities - Pkg 14 | NAKHEEL | Ginco | Award | 2022 |  | Pipework - Pipes | I912.1 | Laying Of Steel Sleeves Sizes As Per Authority Requirements Including Steel Concrete Filling Inside The Pipes; ,150Mm Dia Pipe | 65 | m | AED | 3471
FRANK-01 | 4 | 4.0578 | United Arab Emirates | Dubai | Infrastructure | Al Furjan | Roads & Utilities - Pkg 14 | NAKHEEL | Ginco | Award | 2022 |  | Pipework - Pipes | I513 | Supply And Install Upvc Ducts Complete Including All Civil Works: Excavation, Backfilling, Disposal Of Surplus Material To An Approved Dump Site. Granular Bed And Surround(Suitable Excavated Material), Warning Tape, End Caps, Testing Etc. And Draw Wires As Per Specifications And Drawings And Authority Requirements; 2 Way 2Nos Of D-56 Duct For House Connection - Not Exceeding 2.0M Deep | 2550 | m | AED | 104
FRANK-01 | 4 | 4.0578 | United Arab Emirates | Dubai | Infrastructure | Al Furjan | Roads & Utilities - Pkg 14 | NAKHEEL | Ginco | Award | 2022 |  | Pipework - Pipes | I513.1 | Supply And Install Upvc Ducts Complete Including All Civil Works: Excavation, Backfilling, Disposal Of Surplus Material To An Approved Dump Site. Granular Bed And Surround(Suitable Excavated Material), Warning Tape, End Caps, Testing Etc. And Draw Wires As Per Specifications And Drawings And Authority Requirements; 4 Way D54 Duct - Not Exceeding 2.0M Deep | 4200 | m | AED | 135
FRANK-01 | 4 | 4.0578 | United Arab Emirates | Dubai | Infrastructure | Al Furjan | Roads & Utilities - Pkg 14 | NAKHEEL | Ginco | Award | 2022 |  | Pipework - Pipes | I513.2 | Supply And Install Upvc Ducts Complete Including All Civil Works: Excavation, Backfilling, Disposal Of Surplus Material To An Approved Dump Site. Granular Bed And Surround(Suitable Excavated Material), Warning Tape, End Caps, Testing Etc. And Draw Wires As Per Specifications And Drawings And Authority Requirements; 6 Way D54 Duct - Not Exceeding 2.0M Deep | 370 | m | AED | 199
FRANK-01 | 4 | 4.0579 | United Arab Emirates | Dubai | Infrastructure | Al Furjan | Roads & Utilities - Pkg 14 | NAKHEEL | Ginco | Award | 2022 |  | Pipework - Pipes | I513.4 | Supply And Install Upvc Ducts Complete Including All Civil Works: Excavation, Backfilling, Disposal Of Surplus Material To An Approved Dump Site. Granular Bed And Surround(Suitable Excavated Material), Warning Tape, End Caps, Testing Etc. And Draw Wires As Per Specifications And Drawings And Authority Requirements; 9 Way D54 Duct - Not Exceeding 2.0M Deep | 100 | m | AED | 281
FRANK-01 | 4 | 4.0579 | United Arab Emirates | Dubai | Infrastructure | Al Furjan | Roads & Utilities - Pkg 14 | NAKHEEL | Ginco | Award | 2022 |  | Pipework - Pipes | I513.5 | Supply And Install Upvc Ducts Complete Including All Civil Works: Excavation, Backfilling, Disposal Of Surplus Material To An Approved Dump Site. Granular Bed And Surround(Suitable Excavated Material), Warning Tape, End Caps, Testing Etc. And Draw Wires As Per Specifications And Drawings And Authority Requirements; 2 Way 2Nos Of D-56 Duct For House Connection - Not Exceeding 2.0M Deep | 3850 | m | AED | 66
FRANK-01 | 4 | 4.0579 | United Arab Emirates | Dubai | Infrastructure | Al Furjan | Roads & Utilities - Pkg 14 | NAKHEEL | Ginco | Award | 2022 |  | Pipework - Pipes | I513.6 | Supply And Install Upvc Ducts Complete Including All Civil Works: Excavation, Backfilling, Disposal Of Surplus Material To An Approved Dump Site. Granular Bed And Surround(Suitable Excavated Material), Warning Tape, End Caps, Testing Etc. And Draw Wires As Per Specifications And Drawings And Authority Requirements; 4 Way D54 Duct - Not Exceeding 2.0M Deep | 910 | m | AED | 83
FRANK-01 | 4 | 4.0579 | United Arab Emirates | Dubai | Infrastructure | Al Furjan | Roads & Utilities - Pkg 14 | NAKHEEL | Ginco | Award | 2022 |  | Pipework - Manholes And Pipework Ancillaries | K239 | Supply And Install Of Manholes Complete With All Required Civil Works As Per Specifications, Drawings & Authority Requirements.; Type Jrc 12 | 40 | Nr | AED | 4959
FRANK-01 | 4 | 4.0579 | United Arab Emirates | Dubai | Infrastructure | Al Furjan | Roads & Utilities - Pkg 14 | NAKHEEL | Ginco | Award | 2022 |  | Pipework - Manholes And Pipework Ancillaries | K239.1 | Supply And Install Of Manholes Complete With All Required Civil Works As Per Specifications, Drawings & Authority Requirements.; Type Jrc 14 | 19 | Nr | AED | 6171
FRANK-01 | 4 | 4.0579 | United Arab Emirates | Dubai | Infrastructure | Al Furjan | Roads & Utilities - Pkg 14 | NAKHEEL | Ginco | Award | 2022 |  | Pipework - Supports And Protection | L999.1 | Concrete Grade C35/20 In Bedding And Surround To Pipe As Shown On Drawings And As Specification | 350 | m³ | AED | 303
FRANK-01 | 4 | 4.0579 | United Arab Emirates | Dubai | Infrastructure | Al Furjan | Roads & Utilities - Pkg 14 | NAKHEEL | Ginco | Award | 2022 |  | Pipework - Manholes And Pipework Ancillaries | K999 | Supply And Install Of Manholes Complete With All Required Civil Works As Per Specifications, Drawings & Authority Requirements.; Tie-In To Existing Network | 1 | Item | AED | 16529
FRANK-01 | 4 | 4.0579 | United Arab Emirates | Dubai | Infrastructure | Al Furjan | Roads & Utilities - Pkg 14 | NAKHEEL | Ginco | Award | 2022 |  | Pipework - Supports And Protection | L111 | Supply And Install Of Manholes Complete With All Required Civil Works As Per Specifications, Drawings & Authority Requirements.; Extra Over To Excavation Of Rock In Chambers And Backfilling | 50 | m³ | AED | 38
FRANK-01 | 4 | 4.0579 | United Arab Emirates | Dubai | Infrastructure | Al Furjan | Roads & Utilities - Pkg 14 | NAKHEEL | Ginco | Award | 2022 |  | Pipework - Manholes And Pipework Ancillaries | K522 | Upvc Cable Ducts To Bs 3506 Class C Laid And Jointed In Trench Beneath Carriage Ways Including Excavation, Backfilling, Protection Of Services, End Caps, 8 Mm Diameter Draw Cords, Studs And Concrete Duct Markers As Per Drawings And Specifications (Beds And Surrounds Measured Separately); 2 Way, 150Mm Dia., Depth Not Exceeding 1.5 M | 25 | m | AED | 200
FRANK-01 | 4 | 4.0579 | United Arab Emirates | Dubai | Infrastructure | Al Furjan | Roads & Utilities - Pkg 14 | NAKHEEL | Ginco | Award | 2022 |  | Pipework - Manholes And Pipework Ancillaries | K542.2 | Upvc Cable Ducts To Bs 3506 Class C Laid And Jointed In Trench Beneath Carriage Ways Including Excavation, Backfilling, Protection Of Services, End Caps, 8 Mm Diameter Draw Cords, Studs And Concrete Duct Markers As Per Drawings And Specifications (Beds And Surrounds Measured Separately); 4 Way, 150Mm Dia., Depth Not Exceeding 1.5 M | 12 | m | AED | 325
FRANK-01 | 4 | 4.0579 | United Arab Emirates | Dubai | Infrastructure | Al Furjan | Roads & Utilities - Pkg 14 | NAKHEEL | Ginco | Award | 2022 |  | Pipework - Manholes And Pipework Ancillaries | K542.4 | Upvc Cable Ducts To Bs 3506 Class C Laid And Jointed In Trench Beneath Carriage Ways Including Excavation, Backfilling, Protection Of Services, End Caps, 8 Mm Diameter Draw Cords, Studs And Concrete Duct Markers As Per Drawings And Specifications (Beds And Surrounds Measured Separately); 6 Way, 150Mm Dia., Depth Not Exceeding 1.5 M | 148 | m | AED | 498
FRANK-01 | 4 | 4.058 | United Arab Emirates | Dubai | Infrastructure | Al Furjan | Roads & Utilities - Pkg 14 | NAKHEEL | Ginco | Award | 2022 |  | Pipework - Supports And Protection | L999 | Bed And Surrroundings; Imported Sand Beds & Surrounds | 100 | m³ | AED | 75
FRANK-01 | 4 | 4.058 | United Arab Emirates | Dubai | Infrastructure | Al Furjan | Roads & Utilities - Pkg 14 | NAKHEEL | Ginco | Award | 2022 |  | Pipework - Supports And Protection | L999.1 | Pipe Works Support And Protection Ancillaries To Laying And Excavation; Mass Opc Concrete Grade C25/20 Surround To Ducts Including Formwork, Polythene Sheet And Bituminous Paint | 60 | m³ | AED | 375
FRANK-01 | 4 | 4.058 | United Arab Emirates | Dubai | Infrastructure | Al Furjan | Roads & Utilities - Pkg 14 | NAKHEEL | Ginco | Award | 2022 |  | Miscellaneous Work | X999 | Construct Of Foundations For Feeder Pillar Including All Excavation, Backfilling, Compaction, Disposal Of Surplus Material, Shuttering, Concrete, Rebar, Holdings And All Necessary Works As Shown On The Drawings And As Per Specifications.; Foundation For Feeder Pillar | 107 | Nr | AED | 2424
FRANK-01 | 4 | 4.058 | United Arab Emirates | Dubai | Infrastructure | Al Furjan | Roads & Utilities - Pkg 14 | NAKHEEL | Ginco | Award | 2022 |  | Miscellaneous Work | X999 | Construct Of Foundations For Feeder Pillar Including All Excavation, Backfilling, Compaction, Disposal Of Surplus Material, Shuttering, Concrete, Rebar, Holdings And All Necessary Works As Shown On The Drawings And As Per Specifications.; Foundation For Meter Cabin Feeder Pillars | 107 | Nr | AED | 2424
FRANK-01 | 4 | 4.058 | United Arab Emirates | Dubai | Infrastructure | Al Furjan | Roads & Utilities - Pkg 14 | NAKHEEL | Ginco | Award | 2022 |  | Pipework - Manholes And Pipework Ancillaries | K593.1 | Supply And Install 'Upvc' Duct Complete In Already Excavated Trench, Including Concrete Encasement, Warning Tape, Testing, Etc. And Draw Wires As Per Drawings And Specifications. ; 150Mm Dia. 2X2 Way Ducts For Vehicle Access Driveways | 1178 | m | AED | 364
FRANK-01 | 4 | 4.058 | United Arab Emirates | Dubai | Infrastructure | Al Furjan | Roads & Utilities - Pkg 14 | NAKHEEL | Ginco | Award | 2022 |  | Pipework - Manholes And Pipework Ancillaries | K593.2 | Supply And Install 'Upvc' Duct Complete In Already Excavated Trench, Including Concrete Encasement, Warning Tape, Testing, Etc. And Draw Wires As Per Drawings And Specifications. ; 150Mm Dia. 2X3 Way Ducts | 31 | m | AED | 498
FRANK-01 | 4 | 4.058 | United Arab Emirates | Dubai | Infrastructure | Al Furjan | Roads & Utilities - Pkg 14 | NAKHEEL | Ginco | Award | 2022 |  | Pipework - Manholes And Pipework Ancillaries | K593.3 | Supply And Install 'Upvc' Duct Complete In Already Excavated Trench, Including Concrete Encasement, Warning Tape, Testing, Etc. And Draw Wires As Per Drawings And Specifications. ; 150Mm Dia. 2X5 Way Ducts | 40 | m | AED | 670
FRANK-01 | 4 | 4.058 | United Arab Emirates | Dubai | Infrastructure | Al Furjan | Roads & Utilities - Pkg 14 | NAKHEEL | Ginco | Award | 2022 |  | Pipework - Manholes And Pipework Ancillaries | K593.4 | Supply And Install 'Upvc' Duct Complete In Already Excavated Trench, Including Concrete Encasement, Warning Tape, Testing, Etc. And Draw Wires As Per Drawings And Specifications. ; 150Mm Dia. 2X6 Way Ducts | 337 | m | AED | 900
FRANK-01 | 4 | 4.058 | United Arab Emirates | Dubai | Infrastructure | Al Furjan | Roads & Utilities - Pkg 14 | NAKHEEL | Ginco | Award | 2022 |  | Pipework - Manholes And Pipework Ancillaries | K593.5 | Supply And Install 'Upvc' Duct Complete In Already Excavated Trench, Including Concrete Encasement, Warning Tape, Testing, Etc. And Draw Wires As Per Drawings And Specifications. ; 150Mm Dia. 2X8 Way Ducts | 61 | m | AED | 1124
FRANK-01 | 4 | 4.058 | United Arab Emirates | Dubai | Infrastructure | Al Furjan | Roads & Utilities - Pkg 14 | NAKHEEL | Ginco | Award | 2022 |  | Pipework - Manholes And Pipework Ancillaries | K593.6 | Supply And Install 'Upvc' Duct Complete In Already Excavated Trench, Including Concrete Encasement, Warning Tape, Testing, Etc. And Draw Wires As Per Drawings And Specifications. ; 150Mm Dia. 2X12 Way Ducts | 18 | m | AED | 1763
FRANK-01 | 4 | 4.0581 | United Arab Emirates | Dubai | Infrastructure | Al Furjan | Roads & Utilities - Pkg 14 | NAKHEEL | Ginco | Award | 2022 |  | Pipework - Supports And Protection | L999 | Bed And Surrroundings; Imported Sand Beds & Surrounds | 600 | m³ | AED | 75
FRANK-01 | 4 | 4.0581 | United Arab Emirates | Dubai | Infrastructure | Al Furjan | Roads & Utilities - Pkg 14 | NAKHEEL | Ginco | Award | 2022 |  | Pipework - Supports And Protection | L999.1 | Pipe Works Support And Protection Ancillaries To Laying And Excavation; Mass Opc Concrete Grade C25/20 Surround To Ducts Including Formwork, Polythene Sheet And Bituminous Paint | 420 | m³ | AED | 375
FRANK-01 | 4 | 4.0581 | United Arab Emirates | Dubai | Infrastructure | Al Furjan | Roads & Utilities - Pkg 14 | NAKHEEL | Ginco | Award | 2022 |  | Earthworks | E533 | Base For Pocket Substation; Execute The Base Of The Pocket Substation As Per Dewa Requirements And As Per Dewa Approved Layouts. | 11 | Nr | AED | 50000
FRANK-01 | 4 | 4.0581 | United Arab Emirates | Dubai | Infrastructure | Al Furjan | Roads & Utilities - Pkg 14 | NAKHEEL | Ginco | Award | 2022 |  | Miscellaneous Work | X999.1 | Base For Pocket Substation; 3C,300Mm2 Copper Cable | 800 | m | AED | 300
FRANK-01 | 4 | 4.0581 | United Arab Emirates | Dubai | Infrastructure | Al Furjan | Roads & Utilities - Pkg 14 | NAKHEEL | Ginco | Award | 2022 |  | Miscellaneous Work | X999.2 | Base For Pocket Substation; 4C,300Mm2 Copper Cable | 500 | m | AED | 350
FRANK-01 | 4 | 4.0581 | United Arab Emirates | Dubai | Infrastructure | Al Furjan | Roads & Utilities - Pkg 14 | NAKHEEL | Ginco | Award | 2022 |  | Pipework - Manholes And Pipework Ancillaries | K522 | Supply And Install Upvc Cable Ducts To Bs 3506 Class C Laid And Jointed In Trench Beneath Carriage Ways Including End Caps, 8 Mm Dia Draw Cords, Studs And Concrete Duct Markers As Specified For Using As Spare Ducts; 2-Way, 200Mm Dia Depth Not Exceeding 1.5M | 617.5 | m | AED | 216
FRANK-01 | 4 | 4.0581 | United Arab Emirates | Dubai | Infrastructure | Al Furjan | Roads & Utilities - Pkg 14 | NAKHEEL | Ginco | Award | 2022 |  | Pipework - Manholes And Pipework Ancillaries | K542 | Supply And Install Upvc Cable Ducts To Bs 3506 Class C Laid And Jointed In Trench Beneath Carriage Ways Including End Caps, 8 Mm Dia Draw Cords, Studs And Concrete Duct Markers As Specified For Using As Spare Ducts; 4-Way, 200Mm Dia Depth Not Exceeding 1.5M | 34 | m | AED | 339
FRANK-01 | 4 | 4.0581 | United Arab Emirates | Dubai | Infrastructure | Al Furjan | Roads & Utilities - Pkg 14 | NAKHEEL | Ginco | Award | 2022 |  | Pipework - Manholes And Pipework Ancillaries | K522 | Supply And Install Upvc Cable Ducts To Bs 3506 Class C Laid And Jointed In Trench Beneath Carriage Ways Including End Caps, 8 Mm Dia Draw Cords, Studs And Concrete Duct Markers As Specified For Using As Spare Ducts; Extension Of Existing 2-Way, 200Mm Dia Depth Not Exceeding 1.5M | 10 | m | AED | 275
FRANK-01 | 4 | 4.0581 | United Arab Emirates | Dubai | Infrastructure | Al Furjan | Roads & Utilities - Pkg 14 | NAKHEEL | Ginco | Award | 2022 |  | Pipework - Supports And Protection | L911.1 | Imported Sand Beds & Surrounds; Surround To 200Mm Dia. 2 Way Duct | 750 | m | AED | 35
FRANK-01 | 4 | 4.0582 | United Arab Emirates | Dubai | Infrastructure | Al Furjan | Roads & Utilities - Pkg 14 | NAKHEEL | Ginco | Award | 2022 |  | Pipework - Supports And Protection | L911.2 | Imported Sand Beds & Surrounds; Surround To 200Mm Dia. 4 Way Duct | 20 | m | AED | 40
FRANK-01 | 4 | 4.0582 | United Arab Emirates | Dubai | Infrastructure | Al Furjan | Roads & Utilities - Pkg 14 | NAKHEEL | Ginco | Award | 2022 |  | Pipework - Supports And Protection | L999 | Pipe Works Support And Protection Ancillaries To Laying And Excavation; Mass Opc Concrete Grade C25/20 Surround To Ducts Including Formwork, Polythene Sheet And Bituminous Paint | 118.57 | m³ | AED | 270
FRANK-01 | 4 | 4.0582 | United Arab Emirates | Dubai | Infrastructure | Al Furjan | Roads & Utilities - Pkg 14 | NAKHEEL | Ginco | Award | 2022 |  | Pipework - Manholes And Pipework Ancillaries | K512 | Supply, Lay And Joint Upvc Duct In Trench Including Excavation, Warning Tap, Draw Code, Backfilling, Beds & Surrounds, Endcap, Disposal And All Related Work Complete; 150Mm Dia. 1 Way Upvc Contingency Duct; | 1947.5 | m | AED | 125
FRANK-01 | 4 | 4.0582 | United Arab Emirates | Dubai | Infrastructure | Al Furjan | Roads & Utilities - Pkg 14 | NAKHEEL | Ginco | Award | 2022 |  | Pipework - Manholes And Pipework Ancillaries | K512.1 | Supply, Lay And Joint Upvc Duct In Trench Including Excavation, Warning Tap, Draw Code, Backfilling, Beds & Surrounds, Endcap, Disposal And All Related Work Complete; 200Mm Dia. 1 Way Upvc Contingency Duct | 50 | m | AED | 197
FRANK-01 | 4 | 4.0582 | United Arab Emirates | Dubai | Infrastructure | Al Furjan | Roads & Utilities - Pkg 14 | NAKHEEL | Ginco | Award | 2022 |  | Pipework - Supports And Protection | L931 | Pipe Works Support And Protection Ancillaries To Laying And Excavation; Mass Opc Concrete Grade C25/20 Surround To Ducts Including Formwork, Polythene Sheet And Bituminous Paint | 386.27 | m³ | AED | 725
FRANK-01 | 4 | 4.0582 | United Arab Emirates | Dubai | Infrastructure | Al Furjan | Roads & Utilities - Pkg 14 | NAKHEEL | Ginco | Award | 2022 |  | Pipework - Pipes | I912 | Laying Of Steel Sleeves Sizes As Per Authority Requirements Including Steel Concrete Filling Inside The Pipes; 150Mm Dia Pipe | 40 | m | AED | 4500
FRANK-01 | 4 | 4.0582 | United Arab Emirates | Dubai | Infrastructure | Al Furjan | Roads & Utilities - Pkg 14 | NAKHEEL | Ginco | Award | 2022 |  | Simple Building Works Incidental To Civil Engineering Works | Z999 | Construction Of Meet Me Room Including Obtaining Authority Approvals, Ground Preparation, Structural Works, Mep Works, Finishers, Fittings Etc. As Shown In The Drawings And Authority Requirements | 1 | Item | AED | 210000
FRANK-01 | 4 | 4.0582 | United Arab Emirates | Dubai | Infrastructure | Al Furjan | Roads & Utilities - Pkg 14 | NAKHEEL | Ginco | Award | 2022 |  | Simple Building Works Incidental To Civil Engineering Works | Z999 | Construction Of Security Room Including Obtaining Authority Approvals, Ground Preparation, Structural Works, Mep Works, Finishers, Fittings Etc. As Shown In The Drawings And Specifications | 1 | Item | AED | 35000
FRANK-02 | 4 | 4.0582 | United Arab Emirates | Dubai | Infrastructure | Al Furjan | Roads & Utilities - Pkg 15 | NAKHEEL | METAC | Award | 2022 |  | Miscellaneous Work | X195 | Hoardings: Including Fabrication, Supply & Installation Of Construction Site Fencing Hoarding With Branding, Excavation, Preparation Of Surfaces, Disposal Of Excavated Material, Backfilling, Removal Of Existing Services, Concrete, Main Security Automatic Gate, Separate Gate Panels For Access, Metal Or Pvc (All Products Must Be Capable Of Withstanding The Climate And Environmental Conditions Of The Uae. All Finishes And Surface Treatments Are To Be Designed To Withstand High Levels Of Humidity, Salt Spray And Sand Abrasion), Necessary Supports, As Per Drawings, Nakheel Standards And Guidelines | 1200 | m | AED | 350
FRANK-02 | 4 | 4.0582 | United Arab Emirates | Dubai | Infrastructure | Al Furjan | Roads & Utilities - Pkg 15 | NAKHEEL | METAC | Award | 2022 |  | Demolition And Site Clearance | D900.1 | Breakout, Remove And Cart To Authorities/ Employer'S Approved Dump Site In Accordance With Engineer'S/ Employer'S Requirements; Removal Of Existing Upstand Kerb Including Concrete Hunching, Road Base And Disposal | 2200 | m | AED | 21.2
FRANK-02 | 4 | 4.0583 | United Arab Emirates | Dubai | Infrastructure | Al Furjan | Roads & Utilities - Pkg 15 | NAKHEEL | METAC | Award | 2022 |  | Demolition And Site Clearance | D900.2 | Breakout, Remove And Cart To Authorities/ Employer'S Approved Dump Site In Accordance With Engineer'S/ Employer'S Requirements; Removal Of Existing Flush Kerb Including Concrete Hunching, Road Base And Disposal | 110 | m | AED | 21.2
FRANK-02 | 4 | 4.0583 | United Arab Emirates | Dubai | Infrastructure | Al Furjan | Roads & Utilities - Pkg 15 | NAKHEEL | METAC | Award | 2022 |  | Demolition And Site Clearance | D900.3 | Breakout, Remove And Cart To Authorities/ Employer'S Approved Dump Site In Accordance With Engineer'S/ Employer'S Requirements; Removal Of Existing Heel Kerb Including Concrete Hunching, Road Base And Disposal | 580 | m | AED | 10.6
FRANK-02 | 4 | 4.0583 | United Arab Emirates | Dubai | Infrastructure | Al Furjan | Roads & Utilities - Pkg 15 | NAKHEEL | METAC | Award | 2022 |  | Demolition And Site Clearance | D900.4 | Breakout, Remove And Cart To Authorities/ Employer'S Approved Dump Site In Accordance With Engineer'S/ Employer'S Requirements; Removal Of Existing Transition Kerb Including Concrete Hunching, Road Base And Disposal | 110 | m | AED | 21.2
FRANK-02 | 4 | 4.0583 | United Arab Emirates | Dubai | Infrastructure | Al Furjan | Roads & Utilities - Pkg 15 | NAKHEEL | METAC | Award | 2022 |  | Demolition And Site Clearance | D900.5 | Breakout, Remove And Cart To Authorities/ Employer'S Approved Dump Site In Accordance With Engineer'S/ Employer'S Requirements; Removal Of Existing Bull Nose Flush Kerb Including Concrete Hunching, Road Base And Disposal | 900 | m | AED | 40.3
FRANK-02 | 4 | 4.0583 | United Arab Emirates | Dubai | Infrastructure | Al Furjan | Roads & Utilities - Pkg 15 | NAKHEEL | METAC | Award | 2022 |  | Demolition And Site Clearance | D900.6 | Breakout, Remove And Cart To Authorities/ Employer'S Approved Dump Site In Accordance With Engineer'S/ Employer'S Requirements; Removal Of Existing Paving Tile 60Mm Including, Sub Base, Concrete Base And Disposal | 2000 | m | AED | 21.2
FRANK-02 | 4 | 4.0583 | United Arab Emirates | Dubai | Infrastructure | Al Furjan | Roads & Utilities - Pkg 15 | NAKHEEL | METAC | Award | 2022 |  | Demolition And Site Clearance | D900.7 | Breakout, Remove And Cart To Authorities/ Employer'S Approved Dump Site In Accordance With Engineer'S/ Employer'S Requirements; Removal Of Existing Paving Tile 80Mm Including, Sub Base, Concrete Base And Disposal | 750 | m | AED | 19.1
FRANK-02 | 4 | 4.0583 | United Arab Emirates | Dubai | Infrastructure | Al Furjan | Roads & Utilities - Pkg 15 | NAKHEEL | METAC | Award | 2022 |  | Demolition And Site Clearance | D900.8 | Breakout, Remove And Cart To Authorities/ Employer'S Approved Dump Site In Accordance With Engineer'S/ Employer'S Requirements; Break Out Existing Road Pavement Including Saw Cut (As Per Engineer/Authority Approved Method); Comprising Of Ac Bituminous Course, Aggregate Road Base And Aggregate Sub Base; Asphalt, Other Materials And Disposal | 7350 | m | AED | 21.2
FRANK-02 | 4 | 4.0583 | United Arab Emirates | Dubai | Infrastructure | Al Furjan | Roads & Utilities - Pkg 15 | NAKHEEL | METAC | Award | 2022 |  | Roads And Pavings | R362 | Breakout, Remove And Cart To Authorities/ Employer'S Approved Dump Site In Accordance With Engineer'S/ Employer'S Requirements; Milling Of Asphaltic Wearing Course Including Cart To Approved Tip | 1050 | m | AED | 25.5
FRANK-02 | 4 | 4.0583 | United Arab Emirates | Dubai | Infrastructure | Al Furjan | Roads & Utilities - Pkg 15 | NAKHEEL | METAC | Award | 2022 |  | Demolition And Site Clearance | D610 | Break Out Existing Road Pavement Layers (As Per Engineer/Authority Approved Method); Comprising Of Ac Bituminous Course, Aggregate Road Base And Aggregate Sub Base; And Other Materials Cart To Authorities/Employer'S Approved Tip And Reinstatement Of Road Pavement (Without Wearing Course) As Per Specification And Drawings And Engineer/Authority Approved Method For Removal/Installation Of Pipe Line & Ducts ; Pipe Bore Not Exceeding 300Mm | 110 | m | AED | 259.1
FRANK-02 | 4 | 4.0583 | United Arab Emirates | Dubai | Infrastructure | Al Furjan | Roads & Utilities - Pkg 15 | NAKHEEL | METAC | Award | 2022 |  | Demolition And Site Clearance | D900.9 | Break Out Existing Road Pavement Layers (As Per Engineer/Authority Approved Method); Comprising Of Ac Bituminous Course, Aggregate Road Base And Aggregate Sub Base; And Other Materials Cart To Authorities/Employer'S Approved Tip And Reinstatement Of Road Pavement (Without Wearing Course) As Per Specification And Drawings And Engineer/Authority Approved Method For Removal/Installation Of Pipe Line & Ducts ; 1 Way To 6 Way Ducts | 104 | m | AED | 305.8
FRANK-02 | 4 | 4.0583 | United Arab Emirates | Dubai | Infrastructure | Al Furjan | Roads & Utilities - Pkg 15 | NAKHEEL | METAC | Award | 2022 |  | Demolition And Site Clearance | D999 | Removal Of Existing Road Markings Complete As Directed By The Engineer; Sand Blast To Remove Existing Road Markings | 50 | m² | AED | 56.3
FRANK-02 | 4 | 4.0584 | United Arab Emirates | Dubai | Infrastructure | Al Furjan | Roads & Utilities - Pkg 15 | NAKHEEL | METAC | Award | 2022 |  | Demolition And Site Clearance | D900.10 | Careful Removal And Deliver To Employer'S Store As Directed By The Engineer; Traffic Sign Complete With Support Post (Various Size & Shape) | 40 | Nr | AED | 76.5
FRANK-02 | 4 | 4.0584 | United Arab Emirates | Dubai | Infrastructure | Al Furjan | Roads & Utilities - Pkg 15 | NAKHEEL | METAC | Award | 2022 |  | Demolition And Site Clearance | D900.11 | Careful Removal And Deliver To Employer'S Store As Directed By The Engineer; Carefully Remove Existing Upstand Kerb And Set A Side For Reuse Including Disposal Of Base And Backing. | 150 | m | AED | 21.2
FRANK-02 | 4 | 4.0584 | United Arab Emirates | Dubai | Infrastructure | Al Furjan | Roads & Utilities - Pkg 15 | NAKHEEL | METAC | Award | 2022 |  | Demolition And Site Clearance | D900.12 | Careful Removal And Deliver To Employer'S Store As Directed By The Engineer; Carefully Remove Existing Heel Kerb And Set A Side For Reuse Including Disposal Of Base And Backing. | 1800 | m | AED | 8.5
FRANK-02 | 4 | 4.0584 | United Arab Emirates | Dubai | Infrastructure | Al Furjan | Roads & Utilities - Pkg 15 | NAKHEEL | METAC | Award | 2022 |  | Demolition And Site Clearance | D900.13 | Careful Removal And Deliver To Employer'S Store As Directed By The Engineer; Carefully Remove Existing Paving Tile 60Mm And Set A Side For Reuse Including Cart To Dip The Concrete Base, Sub-Base Etc. | 5900 | m² | AED | 21.2
FRANK-02 | 4 | 4.0584 | United Arab Emirates | Dubai | Infrastructure | Al Furjan | Roads & Utilities - Pkg 15 | NAKHEEL | METAC | Award | 2022 |  | Demolition And Site Clearance | D900.14 | Careful Removal And Deliver To Employer'S Store As Directed By The Engineer; Carefully Remove Existing Paving Tile 80Mm And Set A Side For Reuse Including Cart To Dip The Concrete Base, Sub-Base Etc. | 2200 | m² | AED | 19.1
FRANK-02 | 4 | 4.0584 | United Arab Emirates | Dubai | Infrastructure | Al Furjan | Roads & Utilities - Pkg 15 | NAKHEEL | METAC | Award | 2022 |  | Demolition And Site Clearance | D900.14 | Carefully Excavate Existing Retention Trench System Including Manholes, Concrete Supports, Pipe Works, Fittings, Accessories, Non-Woven Polyethylene Or Polypropylene Fabric Geotextile Laid Right Around Trenches, Well Graded Granular Back Filling In Compacted Layers Etc. .Deliver To Stores /Dispose To Tip, And Backfill Trench With Suitable Material Including Reinstatement.; Size 10 X 1.5 X 1M | 15 | Nr | AED | 4951.1
FRANK-02 | 4 | 4.0584 | United Arab Emirates | Dubai | Infrastructure | Al Furjan | Roads & Utilities - Pkg 15 | NAKHEEL | METAC | Award | 2022 |  | Demolition And Site Clearance | D900.15 | Carefully Excavate Existing Retention Trench System Including Manholes, Concrete Supports, Pipe Works, Fittings, Accessories, Non-Woven Polyethylene Or Polypropylene Fabric Geotextile Laid Right Around Trenches, Well Graded Granular Back Filling In Compacted Layers Etc. .Deliver To Stores /Dispose To Tip, And Backfill Trench With Suitable Material Including Reinstatement.; Size 15 X 1.5 X 1M | 6 | Nr | AED | 7051.7
FRANK-02 | 4 | 4.0584 | United Arab Emirates | Dubai | Infrastructure | Al Furjan | Roads & Utilities - Pkg 15 | NAKHEEL | METAC | Award | 2022 |  | Demolition And Site Clearance | D900.16 | Carefully Excavate Existing Retention Trench System Including Manholes, Concrete Supports, Pipe Works, Fittings, Accessories, Non-Woven Polyethylene Or Polypropylene Fabric Geotextile Laid Right Around Trenches, Well Graded Granular Back Filling In Compacted Layers Etc. .Deliver To Stores /Dispose To Tip, And Backfill Trench With Suitable Material Including Reinstatement.; Size 20 X 1.5 X 1M | 9 | Nr | AED | 9902.1
FRANK-02 | 4 | 4.0584 | United Arab Emirates | Dubai | Infrastructure | Al Furjan | Roads & Utilities - Pkg 15 | NAKHEEL | METAC | Award | 2022 |  | Demolition And Site Clearance | D900.17 | Carefully Excavate Existing Retention Trench System Including Manholes, Concrete Supports, Pipe Works, Fittings, Accessories, Non-Woven Polyethylene Or Polypropylene Fabric Geotextile Laid Right Around Trenches, Well Graded Granular Back Filling In Compacted Layers Etc. .Deliver To Stores /Dispose To Tip, And Backfill Trench With Suitable Material Including Reinstatement.; Size 30 X 1.5 X 1M | 2 | Nr | AED | 14102.3
FRANK-02 | 4 | 4.0584 | United Arab Emirates | Dubai | Infrastructure | Al Furjan | Roads & Utilities - Pkg 15 | NAKHEEL | METAC | Award | 2022 |  | Demolition And Site Clearance | D900.18 | Carefully Excavate Existing Retention Trench System Including Manholes, Concrete Supports, Pipe Works, Fittings, Accessories, Non-Woven Polyethylene Or Polypropylene Fabric Geotextile Laid Right Around Trenches, Well Graded Granular Back Filling In Compacted Layers Etc. .Deliver To Stores /Dispose To Tip, And Backfill Trench With Suitable Material Including Reinstatement.; Size 40 X 1.5 X 1M | 2 | Nr | AED | 18303.6
FRANK-02 | 4 | 4.0585 | United Arab Emirates | Dubai | Infrastructure | Al Furjan | Roads & Utilities - Pkg 15 | NAKHEEL | METAC | Award | 2022 |  | Demolition And Site Clearance | D900.19 | Carefully Excavate Existing Top Entry Gully Including Concrete Supports, Pipe Works, Fittings, Accessories Deliver To Stores For Reuse /Dispose To Tip And Backfill Trench With Suitable Material Including Reinstatement. | 68 | Nr | AED | 481.1
FRANK-02 | 4 | 4.0585 | United Arab Emirates | Dubai | Infrastructure | Al Furjan | Roads & Utilities - Pkg 15 | NAKHEEL | METAC | Award | 2022 |  | Demolition And Site Clearance | D610 | Carefully Excavate Existing Sewerage Pipelines To Remove Pipes And Fittings, Surrounds Including Concrete, Deliver To Stores /Dispose To Tip, And Backfill Trench With Suitable Material Including Reinstatement.; 150 Mm Diameter Pipeline | 260 | m | AED | 266.6
FRANK-02 | 4 | 4.0585 | United Arab Emirates | Dubai | Infrastructure | Al Furjan | Roads & Utilities - Pkg 15 | NAKHEEL | METAC | Award | 2022 |  | Demolition And Site Clearance | D610.1 | Carefully Excavate Existing Sewerage Pipelines To Remove Pipes And Fittings, Surrounds Including Concrete, Deliver To Stores /Dispose To Tip, And Backfill Trench With Suitable Material Including Reinstatement.; 200 Mm Diameter Pipeline | 320 | m | AED | 266.6
FRANK-02 | 4 | 4.0585 | United Arab Emirates | Dubai | Infrastructure | Al Furjan | Roads & Utilities - Pkg 15 | NAKHEEL | METAC | Award | 2022 |  | Demolition And Site Clearance | D610.2 | Carefully Excavate Existing Sewerage Pipelines To Remove Pipes And Fittings, Surrounds Including Concrete, Deliver To Stores /Dispose To Tip, And Backfill Trench With Suitable Material Including Reinstatement.; 250 Mm Diameter Pipeline | 100 | m | AED | 266.6
FRANK-02 | 4 | 4.0585 | United Arab Emirates | Dubai | Infrastructure | Al Furjan | Roads & Utilities - Pkg 15 | NAKHEEL | METAC | Award | 2022 |  | Demolition And Site Clearance | D900.20 | Demolish Existing Sewerage Chamber Completely And Cart To Tip Including Excavation, Backfilling And Reinstatement Of Surface To Surrounding Conditions | 7 | Nr | AED | 2647.5
FRANK-02 | 4 | 4.0585 | United Arab Emirates | Dubai | Infrastructure | Al Furjan | Roads & Utilities - Pkg 15 | NAKHEEL | METAC | Award | 2022 |  | Demolition And Site Clearance | D610 | Carefully Excavate Existing Irrigation Pipelines To Remove Pipes And Fittings, Surrounds Including Concrete, Deliver To Stores /Dispose To Tip, And Backfill Trench With Suitable Material Including Reinstatement.; Pipeline (Up To 300Mm) | 340 | m | AED | 266.6
FRANK-02 | 4 | 4.0585 | United Arab Emirates | Dubai | Infrastructure | Al Furjan | Roads & Utilities - Pkg 15 | NAKHEEL | METAC | Award | 2022 |  | Demolition And Site Clearance | D900.21 | Carefully Excavate Existing Irrigation Pipelines To Remove Pipes And Fittings, Surrounds Including Concrete, Deliver To Stores /Dispose To Tip, And Backfill Trench With Suitable Material Including Reinstatement.; Gate Valve Including Chamber (Up To 300Mm) | 5 | Nr | AED | 10119.8
FRANK-02 | 4 | 4.0585 | United Arab Emirates | Dubai | Infrastructure | Al Furjan | Roads & Utilities - Pkg 15 | NAKHEEL | METAC | Award | 2022 |  | Demolition And Site Clearance | D610 | Carefully Excavate Existing Potable Water Line To Remove Pipes And Fittings, Surrounds Including Concrete, Deliver To Stores /Dispose To Tip, And Backfill Trench With Suitable Material Including Reinstatement.; Pipeline (Up To 300Mm) | 400 | m | AED | 285.7
FRANK-02 | 4 | 4.0585 | United Arab Emirates | Dubai | Infrastructure | Al Furjan | Roads & Utilities - Pkg 15 | NAKHEEL | METAC | Award | 2022 |  | Demolition And Site Clearance | D900.22 | Carefully Excavate Existing Potable Water Line To Remove Pipes And Fittings, Surrounds Including Concrete, Deliver To Stores /Dispose To Tip, And Backfill Trench With Suitable Material Including Reinstatement.; Gate Valve Including Chamber(Up To 300Mm) | 6 | Nr | AED | 7079.3
FRANK-02 | 4 | 4.0586 | United Arab Emirates | Dubai | Infrastructure | Al Furjan | Roads & Utilities - Pkg 15 | NAKHEEL | METAC | Award | 2022 |  | Demolition And Site Clearance | D900.23 | Carefully Excavate Existing Telecommunication Network To Remove Pipes And Fittings, Surrounds Including Concrete, Deliver To Stores /Dispose To Tip, And Backfill Trench With Suitable Material Including Reinstatement.; 2W D54 Ducts | 1340 | m | AED | 107.3
FRANK-02 | 4 | 4.0586 | United Arab Emirates | Dubai | Infrastructure | Al Furjan | Roads & Utilities - Pkg 15 | NAKHEEL | METAC | Award | 2022 |  | Demolition And Site Clearance | D900.24 | Carefully Excavate Existing Telecommunication Network To Remove Pipes And Fittings, Surrounds Including Concrete, Deliver To Stores /Dispose To Tip, And Backfill Trench With Suitable Material Including Reinstatement.; 2W D56 Ducts | 3395 | m | AED | 107.3
FRANK-02 | 4 | 4.0586 | United Arab Emirates | Dubai | Infrastructure | Al Furjan | Roads & Utilities - Pkg 15 | NAKHEEL | METAC | Award | 2022 |  | Demolition And Site Clearance | D900.25 | Carefully Remove Existing Reinforced Concrete Joint Box And Manhole And Set A Side For Re Use ; Including Backfilling And Compaction With Suitable Material And Modify The Chamber To Suit With New Design/Site Requirements And Re-Install In New Locations As Per Specification And Authority Requirements; Jrc 12 | 21 | Nr | AED | 1937.1
FRANK-02 | 4 | 4.0586 | United Arab Emirates | Dubai | Infrastructure | Al Furjan | Roads & Utilities - Pkg 15 | NAKHEEL | METAC | Award | 2022 |  | Demolition And Site Clearance | D900.26 | Excavation And Removal Of Existing Redundant Reinforced Concrete Joint Box And Manhole And Cart To Tip; Including Backfilling And Compaction With Suitable Materials; Jrc 12 | 2 | Nr | AED | 2811.2
FRANK-02 | 4 | 4.0586 | United Arab Emirates | Dubai | Infrastructure | Al Furjan | Roads & Utilities - Pkg 15 | NAKHEEL | METAC | Award | 2022 |  | Demolition And Site Clearance | D900.27 | Excavation And Removal Of Existing Redundant Reinforced Concrete Joint Box And Manhole And Cart To Tip; Including Backfilling And Compaction With Suitable Materials; 2W Ducts | 5 | m | AED | 113.7
FRANK-02 | 4 | 4.0586 | United Arab Emirates | Dubai | Infrastructure | Al Furjan | Roads & Utilities - Pkg 15 | NAKHEEL | METAC | Award | 2022 |  | Demolition And Site Clearance | D900.28 | Excavation And Removal Of Existing Redundant Reinforced Concrete Joint Box And Manhole And Cart To Tip; Including Backfilling And Compaction With Suitable Materials; 4W Ducts | 5 | m | AED | 115.7
FRANK-02 | 4 | 4.0586 | United Arab Emirates | Dubai | Infrastructure | Al Furjan | Roads & Utilities - Pkg 15 | NAKHEEL | METAC | Award | 2022 |  | Demolition And Site Clearance | D900.29 | Excavation And Removal Of Existing Redundant Reinforced Concrete Joint Box And Manhole And Cart To Tip; Including Backfilling And Compaction With Suitable Materials; 6W Ducts | 5 | m | AED | 128.5
FRANK-02 | 4 | 4.0586 | United Arab Emirates | Dubai | Infrastructure | Al Furjan | Roads & Utilities - Pkg 15 | NAKHEEL | METAC | Award | 2022 |  | Demolition And Site Clearance | D900.30 | Excavation And Removal Of Existing Redundant Reinforced Concrete Joint Box And Manhole And Cart To Tip; Including Backfilling And Compaction With Suitable Materials; 2W Ducts | 5 | m | AED | 225.2
FRANK-02 | 4 | 4.0586 | United Arab Emirates | Dubai | Infrastructure | Al Furjan | Roads & Utilities - Pkg 15 | NAKHEEL | METAC | Award | 2022 |  | Demolition And Site Clearance | D900.31 | Breaking/Demolition Of Existing Pocket Substation Foundation, Backfill Trench With Suitable Material Including Reinstatement And Disposal To Approved Municipality Dump Site | 4 | Nr | AED | 23114.4
FRANK-02 | 4 | 4.0586 | United Arab Emirates | Dubai | Infrastructure | Al Furjan | Roads & Utilities - Pkg 15 | NAKHEEL | METAC | Award | 2022 |  | Demolition And Site Clearance | D900.32 | Carefully Excavate And Remove Existing Gas Ducts Including Concrete And Backfill Trench With Suitable Material Including Reinstatement.; 1W Ducts | 40 | m | AED | 142.3
FRANK-02 | 4 | 4.0587 | United Arab Emirates | Dubai | Infrastructure | Al Furjan | Roads & Utilities - Pkg 15 | NAKHEEL | METAC | Award | 2022 |  | Demolition And Site Clearance | D900.33 | Carefully Removal Of 8M Existing Solar Street Lighting Columns With Luminaries, Accessories, And All Fittings Dismantle All Parts And Deliver To Employer Stores As Directed Including All Handling Charges, Cable Disconnection, Excavation, Remove And Cart To Tip Foundation, Chamber, Batteries, Backfill And Making Good With All Reinstatement. | 35 | Nr | AED | 636.1
FRANK-02 | 4 | 4.0587 | United Arab Emirates | Dubai | Infrastructure | Al Furjan | Roads & Utilities - Pkg 15 | NAKHEEL | METAC | Award | 2022 |  | Demolition And Site Clearance | D900.34 | Carefully Excavate And Remove Existing Spare Ducts Including Concrete And Backfill Trench With Suitable Material Including Reinstatement.; 2W Ducts | 10 | m | AED | 168.8
FRANK-02 | 4 | 4.0587 | United Arab Emirates | Dubai | Infrastructure | Al Furjan | Roads & Utilities - Pkg 15 | NAKHEEL | METAC | Award | 2022 |  | Demolition And Site Clearance | D900.35 | Adjustment (Raise / Lower) Of Existing Utility Manholes/ Chambers Covers To Suit With The New Finish Level | 25 | Nr | AED | 2811.2
FRANK-02 | 4 | 4.0587 | United Arab Emirates | Dubai | Infrastructure | Al Furjan | Roads & Utilities - Pkg 15 | NAKHEEL | METAC | Award | 2022 |  | Earthworks | E220 | Excavation Of Any Material Other Than Top Soil, Hard Rock Or Artificial Hard Material. | 2838.58 | m³ | AED | 8.5
FRANK-02 | 4 | 4.0587 | United Arab Emirates | Dubai | Infrastructure | Al Furjan | Roads & Utilities - Pkg 15 | NAKHEEL | METAC | Award | 2022 |  | Earthworks | E532 | Disposal Of Surplus Material: Material Other Than Top Soil, Rock Or Artificial Hard Material Hual To Authorities Employers Approved Dump Site. | 620.16 | m³ | AED | 61.6
FRANK-02 | 4 | 4.0587 | United Arab Emirates | Dubai | Infrastructure | Al Furjan | Roads & Utilities - Pkg 15 | NAKHEEL | METAC | Award | 2022 |  | Earthworks | E644 | Filling From Selected Material With 95% Compaction Of Minimum Dry Density. | 3120 | m³ | AED | 18.1
FRANK-02 | 4 | 4.0587 | United Arab Emirates | Dubai | Infrastructure | Al Furjan | Roads & Utilities - Pkg 15 | NAKHEEL | METAC | Award | 2022 |  | Earthworks | E522 | Preparation Of Excavation Surfaces To Receive Permanent Works, Material Other Than Top Soil Rock Or Artificial Hard Material | 4050 | m² | AED | 4.2
FRANK-02 | 4 | 4.0587 | United Arab Emirates | Dubai | Infrastructure | Al Furjan | Roads & Utilities - Pkg 15 | NAKHEEL | METAC | Award | 2022 |  | Earthworks | E722 | Preparation Of Filled Surfaces To Receive Permanent Works | 3120 | m² | AED | 4.2
FRANK-02 | 4 | 4.0587 | United Arab Emirates | Dubai | Infrastructure | Al Furjan | Roads & Utilities - Pkg 15 | NAKHEEL | METAC | Award | 2022 |  | Earthworks | E645 | Filling With Imported Material Other Than Top Soil Or Rock To Suitable Levels | 2100 | m³ | AED | 34
FRANK-02 | 4 | 4.0587 | United Arab Emirates | Dubai | Infrastructure | Al Furjan | Roads & Utilities - Pkg 15 | NAKHEEL | METAC | Award | 2022 |  | Miscellaneous Work | X900 | Slope Protection | 60 | m² | AED | 173.1
FRANK-02 | 4 | 4.0587 | United Arab Emirates | Dubai | Infrastructure | Al Furjan | Roads & Utilities - Pkg 15 | NAKHEEL | METAC | Award | 2022 |  | Earthworks | E230 | Excavation Of Rock | 600 | m³ | AED | 77.5
FRANK-02 | 4 | 4.0588 | United Arab Emirates | Dubai | Infrastructure | Al Furjan | Roads & Utilities - Pkg 15 | NAKHEEL | METAC | Award | 2022 |  | Roads And Pavings | R199 | Sub Grade Material With Min. Cbr Of 8% At 98% Mdd For Roads (As Shown On The Drawings And As Instructed By The Engineer); Preparation Of Existing Surface For Sub Grade | 20400 | m² | AED | 4.2
FRANK-02 | 4 | 4.0588 | United Arab Emirates | Dubai | Infrastructure | Al Furjan | Roads & Utilities - Pkg 15 | NAKHEEL | METAC | Award | 2022 |  | Roads And Pavings | R115 | Granular Sub Base With Min. Cbr Of 30% Or Greater Including Drain Off (As Shown On The Drawings, Specification And As Instructed By The Employer); Depth 200 Mm | 1500 | m² | AED | 27.6
FRANK-02 | 4 | 4.0588 | United Arab Emirates | Dubai | Infrastructure | Al Furjan | Roads & Utilities - Pkg 15 | NAKHEEL | METAC | Award | 2022 |  | Roads And Pavings | R114 | Granular Sub Base With Min. Cbr Of 30% Or Greater Including Drain Off (As Shown On The Drawings, Specification And As Instructed By The Employer); Depth 150 Mm | 28450 | m² | AED | 21.2
FRANK-02 | 4 | 4.0588 | United Arab Emirates | Dubai | Infrastructure | Al Furjan | Roads & Utilities - Pkg 15 | NAKHEEL | METAC | Award | 2022 |  | Roads And Pavings | R194 | Aggregate Road Base With Min. Cbr Of 80% At 100% Mdd For Roads (As Shown On The Drawings And Specifications And As Instructed By The Engineer); Depth 150 Mm | 18750 | m² | AED | 23.4
FRANK-02 | 4 | 4.0588 | United Arab Emirates | Dubai | Infrastructure | Al Furjan | Roads & Utilities - Pkg 15 | NAKHEEL | METAC | Award | 2022 |  | Roads And Pavings | R195 | Aggregate Road Base With Min. Cbr Of 80% At 100% Mdd For Roads (As Shown On The Drawings And Specifications And As Instructed By The Engineer); Depth 200 Mm | 2200 | m² | AED | 36.1
FRANK-02 | 4 | 4.0588 | United Arab Emirates | Dubai | Infrastructure | Al Furjan | Roads & Utilities - Pkg 15 | NAKHEEL | METAC | Award | 2022 |  | Roads And Pavings | R195 | Aggregate Road Base With Min. Cbr Of 80% At 100% Mdd For Roads (As Shown On The Drawings And Specifications And As Instructed By The Engineer); Depth 220 Mm | 5200 | m² | AED | 30.8
FRANK-02 | 4 | 4.0588 | United Arab Emirates | Dubai | Infrastructure | Al Furjan | Roads & Utilities - Pkg 15 | NAKHEEL | METAC | Award | 2022 |  | Roads And Pavings | R232 | Asphalt Concrete With Target Bitumen Content Of 3.9% To Roads, (As Shown On The Drawings, Specification And As Instructed By The Employer); 60 Mm Thick Base Course | 2200 | m² | AED | 45.6
FRANK-02 | 4 | 4.0588 | United Arab Emirates | Dubai | Infrastructure | Al Furjan | Roads & Utilities - Pkg 15 | NAKHEEL | METAC | Award | 2022 |  | Roads And Pavings | R322 | Asphalt Concrete With Target Bitumen Content Of 3.9% To Roads, (As Shown On The Drawings, Specification And As Instructed By The Employer); 50 Mm Thick Wearing Course | 6500 | m² | AED | 38.3
FRANK-02 | 4 | 4.0588 | United Arab Emirates | Dubai | Infrastructure | Al Furjan | Roads & Utilities - Pkg 15 | NAKHEEL | METAC | Award | 2022 |  | Roads And Pavings | R359.1 | Bituminous Prime Coat, Grade As In Specifications (As Instructed By The Engineer) | 2200 | m² | AED | 4.2
FRANK-02 | 4 | 4.0588 | United Arab Emirates | Dubai | Infrastructure | Al Furjan | Roads & Utilities - Pkg 15 | NAKHEEL | METAC | Award | 2022 |  | Roads And Pavings | R359.2 | Tack Coat As In Specifications (As Instructed By The Engineer) | 6500 | m² | AED | 2.2
FRANK-02 | 4 | 4.0589 | United Arab Emirates | Dubai | Infrastructure | Al Furjan | Roads & Utilities - Pkg 15 | NAKHEEL | METAC | Award | 2022 |  | Roads And Pavings | R782 | Asphalt Concrete With Target Bitumen Content Of 3.9% To Roads, (As Shown On The Drawings, Specification And As Instructed By The Employer); Supply & Installation Of 60Mm Thick Paver | 1800 | m² | AED | 50
FRANK-02 | 4 | 4.0589 | United Arab Emirates | Dubai | Infrastructure | Al Furjan | Roads & Utilities - Pkg 15 | NAKHEEL | METAC | Award | 2022 |  | Roads And Pavings | R783 | Asphalt Concrete With Target Bitumen Content Of 3.9% To Roads, (As Shown On The Drawings, Specification And As Instructed By The Employer); Supply & Installation Of 80Mm Thick Paver | 2900 | m² | AED | 54.2
FRANK-02 | 4 | 4.0589 | United Arab Emirates | Dubai | Infrastructure | Al Furjan | Roads & Utilities - Pkg 15 | NAKHEEL | METAC | Award | 2022 |  | Roads And Pavings | R793 | Installation Of Previously Set Aside Precast Interlocking Paving Blocks; Thickness 60Mm | 5900 | m² | AED | 28.7
FRANK-02 | 4 | 4.0589 | United Arab Emirates | Dubai | Infrastructure | Al Furjan | Roads & Utilities - Pkg 15 | NAKHEEL | METAC | Award | 2022 |  | Roads And Pavings | R793 | Installation Of Previously Set Aside Precast Interlocking Paving Blocks; Thickness 80Mm | 2200 | m² | AED | 30.8
FRANK-02 | 4 | 4.0589 | United Arab Emirates | Dubai | Infrastructure | Al Furjan | Roads & Utilities - Pkg 15 | NAKHEEL | METAC | Award | 2022 |  | Roads And Pavings | R699.1 | Kerbs,Channels & Edgings; Straight Or Curved Complete As Shown In Drawings And Specification Including Transition Kerb, Concrete, Hunching, Foundation, Formwork, Earthworks, Backfilling, Disposal Of Excavated Material (Including Makeup Pieces & Kerb Cutting); Upstand Kerb | 50 | m | AED | 77.5
FRANK-02 | 4 | 4.0589 | United Arab Emirates | Dubai | Infrastructure | Al Furjan | Roads & Utilities - Pkg 15 | NAKHEEL | METAC | Award | 2022 |  | Roads And Pavings | R699.2 | Kerbs,Channels & Edgings; Straight Or Curved Complete As Shown In Drawings And Specification Including Transition Kerb, Concrete, Hunching, Foundation, Formwork, Earthworks, Backfilling, Disposal Of Excavated Material (Including Makeup Pieces & Kerb Cutting); Flush Kerb | 900 | m | AED | 57.3
FRANK-02 | 4 | 4.0589 | United Arab Emirates | Dubai | Infrastructure | Al Furjan | Roads & Utilities - Pkg 15 | NAKHEEL | METAC | Award | 2022 |  | Roads And Pavings | R699.3 | Kerbs,Channels & Edgings; Straight Or Curved Complete As Shown In Drawings And Specification Including Transition Kerb, Concrete, Hunching, Foundation, Formwork, Earthworks, Backfilling, Disposal Of Excavated Material (Including Makeup Pieces & Kerb Cutting); Heel Kerb | 1100 | m | AED | 41.4
FRANK-02 | 4 | 4.0589 | United Arab Emirates | Dubai | Infrastructure | Al Furjan | Roads & Utilities - Pkg 15 | NAKHEEL | METAC | Award | 2022 |  | Roads And Pavings | R699.4 | Kerbs,Channels & Edgings; Straight Or Curved Complete As Shown In Drawings And Specification Including Transition Kerb, Concrete, Hunching, Foundation, Formwork, Earthworks, Backfilling, Disposal Of Excavated Material (Including Makeup Pieces & Kerb Cutting); Gutter Kerb | 3050 | m | AED | 137
FRANK-02 | 4 | 4.0589 | United Arab Emirates | Dubai | Infrastructure | Al Furjan | Roads & Utilities - Pkg 15 | NAKHEEL | METAC | Award | 2022 |  | Roads And Pavings | R699.5 | Kerbs,Channels & Edgings; Straight Or Curved Complete As Shown In Drawings And Specification Including Transition Kerb, Concrete, Hunching, Foundation, Formwork, Earthworks, Backfilling, Disposal Of Excavated Material (Including Makeup Pieces & Kerb Cutting); Installation Of Previously Set Aside Upstand Kerb | 160 | m | AED | 64.8
FRANK-02 | 4 | 4.059 | United Arab Emirates | Dubai | Infrastructure | Al Furjan | Roads & Utilities - Pkg 15 | NAKHEEL | METAC | Award | 2022 |  | Roads And Pavings | R699.6 | Kerbs,Channels & Edgings; Straight Or Curved Complete As Shown In Drawings And Specification Including Transition Kerb, Concrete, Hunching, Foundation, Formwork, Earthworks, Backfilling, Disposal Of Excavated Material (Including Makeup Pieces & Kerb Cutting); Installation Of Previously Set Aside Heel Kerb | 1800 | m | AED | 32.9
FRANK-02 | 4 | 4.059 | United Arab Emirates | Dubai | Infrastructure | Al Furjan | Roads & Utilities - Pkg 15 | NAKHEEL | METAC | Award | 2022 |  | Roads And Pavings | R812.1 | Supply And Fix Panels Including Poles With Brackets As Detailed On The Drawings And Specifications And Dubai Traffic Control Devices Manual; Maximum Speed Limit Sign 339 (600 Mm) | 3 | Nr | AED | 586.3
FRANK-02 | 4 | 4.059 | United Arab Emirates | Dubai | Infrastructure | Al Furjan | Roads & Utilities - Pkg 15 | NAKHEEL | METAC | Award | 2022 |  | Roads And Pavings | R812.2 | Supply And Fix Panels Including Poles With Brackets As Detailed On The Drawings And Specifications And Dubai Traffic Control Devices Manual; Maximum Speed Limit Sign 340 (600 Mm) | 2 | Nr | AED | 586.3
FRANK-02 | 4 | 4.059 | United Arab Emirates | Dubai | Infrastructure | Al Furjan | Roads & Utilities - Pkg 15 | NAKHEEL | METAC | Award | 2022 |  | Roads And Pavings | R812.3 | Supply And Fix Panels Including Poles With Brackets As Detailed On The Drawings And Specifications And Dubai Traffic Control Devices Manual; Stop Sign 301 (750 Mm) | 2 | Nr | AED | 681.8
FRANK-02 | 4 | 4.059 | United Arab Emirates | Dubai | Infrastructure | Al Furjan | Roads & Utilities - Pkg 15 | NAKHEEL | METAC | Award | 2022 |  | Roads And Pavings | R812.4 | Supply And Fix Panels Including Poles With Brackets As Detailed On The Drawings And Specifications And Dubai Traffic Control Devices Manual; Junction Ahead Sign 403 (750 Mm) | 2 | Nr | AED | 540.5
FRANK-02 | 4 | 4.059 | United Arab Emirates | Dubai | Infrastructure | Al Furjan | Roads & Utilities - Pkg 15 | NAKHEEL | METAC | Award | 2022 |  | Roads And Pavings | R812.5 | Supply And Fix Panels Including Poles With Brackets As Detailed On The Drawings And Specifications And Dubai Traffic Control Devices Manual; Right Curve Sign 412 (750 Mm) | 1 | Nr | AED | 540.5
FRANK-02 | 4 | 4.059 | United Arab Emirates | Dubai | Infrastructure | Al Furjan | Roads & Utilities - Pkg 15 | NAKHEEL | METAC | Award | 2022 |  | Roads And Pavings | R812.6 | Supply And Fix Panels Including Poles With Brackets As Detailed On The Drawings And Specifications And Dubai Traffic Control Devices Manual; Left Curve Sign 413 (750 Mm) | 1 | Nr | AED | 540.5
FRANK-02 | 4 | 4.059 | United Arab Emirates | Dubai | Infrastructure | Al Furjan | Roads & Utilities - Pkg 15 | NAKHEEL | METAC | Award | 2022 |  | Roads And Pavings | R812.7 | Supply And Fix Panels Including Poles With Brackets As Detailed On The Drawings And Specifications And Dubai Traffic Control Devices Manual; Two Way Traffic Sign 416 (750Mm) | 5 | Nr | AED | 540.5
FRANK-02 | 4 | 4.059 | United Arab Emirates | Dubai | Infrastructure | Al Furjan | Roads & Utilities - Pkg 15 | NAKHEEL | METAC | Award | 2022 |  | Roads And Pavings | R812.8 | Supply And Fix Panels Including Poles With Brackets As Detailed On The Drawings And Specifications And Dubai Traffic Control Devices Manual; Lane Ends Sign 417 (750Mm) | 1 | Nr | AED | 540.5
FRANK-02 | 4 | 4.059 | United Arab Emirates | Dubai | Infrastructure | Al Furjan | Roads & Utilities - Pkg 15 | NAKHEEL | METAC | Award | 2022 |  | Roads And Pavings | R812.9 | Supply And Fix Panels Including Poles With Brackets As Detailed On The Drawings And Specifications And Dubai Traffic Control Devices Manual; Lane Ends Sign 418 (750Mm) | 1 | Nr | AED | 540.5
FRANK-02 | 4 | 4.0591 | United Arab Emirates | Dubai | Infrastructure | Al Furjan | Roads & Utilities - Pkg 15 | NAKHEEL | METAC | Award | 2022 |  | Roads And Pavings | R812.10 | Supply And Fix Panels Including Poles With Brackets As Detailed On The Drawings And Specifications And Dubai Traffic Control Devices Manual; Turn Right Only Sign 322 (600 Mm) | 2 | Nr | AED | 500.2
FRANK-02 | 4 | 4.0591 | United Arab Emirates | Dubai | Infrastructure | Al Furjan | Roads & Utilities - Pkg 15 | NAKHEEL | METAC | Award | 2022 |  | Roads And Pavings | R812.11 | Supply And Fix Panels Including Poles With Brackets As Detailed On The Drawings And Specifications And Dubai Traffic Control Devices Manual; Keep Right Sign 327 (600Mm) | 4 | Nr | AED | 455.6
FRANK-02 | 4 | 4.0591 | United Arab Emirates | Dubai | Infrastructure | Al Furjan | Roads & Utilities - Pkg 15 | NAKHEEL | METAC | Award | 2022 |  | Roads And Pavings | R812.12 | Supply And Fix Panels Including Poles With Brackets As Detailed On The Drawings And Specifications And Dubai Traffic Control Devices Manual; Keep Left Sign 328 (600Mm) | 2 | Nr | AED | 455.6
FRANK-02 | 4 | 4.0591 | United Arab Emirates | Dubai | Infrastructure | Al Furjan | Roads & Utilities - Pkg 15 | NAKHEEL | METAC | Award | 2022 |  | Roads And Pavings | R812.13 | Supply And Fix Panels Including Poles With Brackets As Detailed On The Drawings And Specifications And Dubai Traffic Control Devices Manual; No Left Turn Left Sign 346 (600Mm) | 3 | Nr | AED | 586.3
FRANK-02 | 4 | 4.0591 | United Arab Emirates | Dubai | Infrastructure | Al Furjan | Roads & Utilities - Pkg 15 | NAKHEEL | METAC | Award | 2022 |  | Roads And Pavings | R812.14 | Supply And Fix Panels Including Poles With Brackets As Detailed On The Drawings And Specifications And Dubai Traffic Control Devices Manual; Roundabout Ahead Sign 420 (750Mm) | 1 | Nr | AED | 540.5
FRANK-02 | 4 | 4.0591 | United Arab Emirates | Dubai | Infrastructure | Al Furjan | Roads & Utilities - Pkg 15 | NAKHEEL | METAC | Award | 2022 |  | Roads And Pavings | R812.15 | Supply And Fix Panels Including Poles With Brackets As Detailed On The Drawings And Specifications And Dubai Traffic Control Devices Manual; Hazard Plate Sign 453 | 4 | Nr | AED | 394
FRANK-02 | 4 | 4.0591 | United Arab Emirates | Dubai | Infrastructure | Al Furjan | Roads & Utilities - Pkg 15 | NAKHEEL | METAC | Award | 2022 |  | Roads And Pavings | R812.16 | Supply And Fix Panels Including Poles With Brackets As Detailed On The Drawings And Specifications And Dubai Traffic Control Devices Manual; Hazard Plate Sign 456 | 4 | Nr | AED | 733.9
FRANK-02 | 4 | 4.0591 | United Arab Emirates | Dubai | Infrastructure | Al Furjan | Roads & Utilities - Pkg 15 | NAKHEEL | METAC | Award | 2022 |  | Roads And Pavings | R812.17 | Supply And Fix Panels Including Poles With Brackets As Detailed On The Drawings And Specifications And Dubai Traffic Control Devices Manual; One Way Sign 305 | 1 | Nr | AED | 635
FRANK-02 | 4 | 4.0591 | United Arab Emirates | Dubai | Infrastructure | Al Furjan | Roads & Utilities - Pkg 15 | NAKHEEL | METAC | Award | 2022 |  | Roads And Pavings | R812.18 | Supply And Fix Panels Including Poles With Brackets As Detailed On The Drawings And Specifications And Dubai Traffic Control Devices Manual; Give Way Sign 302 (750Mm) | 10 | Nr | AED | 540.5
FRANK-02 | 4 | 4.0591 | United Arab Emirates | Dubai | Infrastructure | Al Furjan | Roads & Utilities - Pkg 15 | NAKHEEL | METAC | Award | 2022 |  | Roads And Pavings | R812.19 | Supply And Fix Panels Including Poles With Brackets As Detailed On The Drawings And Specifications And Dubai Traffic Control Devices Manual; No Entry Sign 304 (750Mm) | 1 | Nr | AED | 681.8
FRANK-02 | 4 | 4.0591 | United Arab Emirates | Dubai | Infrastructure | Al Furjan | Roads & Utilities - Pkg 15 | NAKHEEL | METAC | Award | 2022 |  | Roads And Pavings | R812.20 | Supply And Fix Panels Including Poles With Brackets As Detailed On The Drawings And Specifications And Dubai Traffic Control Devices Manual; Triangular Sign Panel Type 404 | 2 | Nr | AED | 540.5
FRANK-02 | 4 | 4.0592 | United Arab Emirates | Dubai | Infrastructure | Al Furjan | Roads & Utilities - Pkg 15 | NAKHEEL | METAC | Award | 2022 |  | Roads And Pavings | R812.21 | Supply And Fix Panels Including Poles With Brackets As Detailed On The Drawings And Specifications And Dubai Traffic Control Devices Manual; Triangular Sign Panel Type 406 | 1 | Nr | AED | 540.5
FRANK-02 | 4 | 4.0592 | United Arab Emirates | Dubai | Infrastructure | Al Furjan | Roads & Utilities - Pkg 15 | NAKHEEL | METAC | Award | 2022 |  | Roads And Pavings | R812.22 | Supply And Fix Panels Including Poles With Brackets As Detailed On The Drawings And Specifications And Dubai Traffic Control Devices Manual; Triangular Sign Panel Type 409 | 6 | Nr | AED | 540.5
FRANK-02 | 4 | 4.0592 | United Arab Emirates | Dubai | Infrastructure | Al Furjan | Roads & Utilities - Pkg 15 | NAKHEEL | METAC | Award | 2022 |  | Roads And Pavings | R812.24 | Supply And Fix Panels Including Poles With Brackets As Detailed On The Drawings And Specifications And Dubai Traffic Control Devices Manual; Traffic Sign - Rectangular Sign, Type 372 (Size-450X600Mm) | 6 | Nr | AED | 550.1
FRANK-02 | 4 | 4.0592 | United Arab Emirates | Dubai | Infrastructure | Al Furjan | Roads & Utilities - Pkg 15 | NAKHEEL | METAC | Award | 2022 |  | Roads And Pavings | R812.25 | Supply And Fix Panels Including Poles With Brackets As Detailed On The Drawings And Specifications And Dubai Traffic Control Devices Manual; Traffic Sign - Rectangular Sign, Type 457 (Size-400X1200Mm) | 1 | Nr | AED | 733.9
FRANK-02 | 4 | 4.0592 | United Arab Emirates | Dubai | Infrastructure | Al Furjan | Roads & Utilities - Pkg 15 | NAKHEEL | METAC | Award | 2022 |  | Roads And Pavings | R812.26 | Supply And Fix Panels Including Poles With Brackets As Detailed On The Drawings And Specifications And Dubai Traffic Control Devices Manual; Traffic Sign - Rectangular Sign, Type 458 (Size 400X2400Mm) | 1 | Nr | AED | 1130
FRANK-02 | 4 | 4.0592 | United Arab Emirates | Dubai | Infrastructure | Al Furjan | Roads & Utilities - Pkg 15 | NAKHEEL | METAC | Award | 2022 |  | Roads And Pavings | R812.28 | Supply And Fix Panels Including Poles With Brackets As Detailed On The Drawings And Specifications And Dubai Traffic Control Devices Manual; Traffic Sign - For Pedestrian Type 303 | 3 | Nr | AED | 606.4
FRANK-02 | 4 | 4.0592 | United Arab Emirates | Dubai | Infrastructure | Al Furjan | Roads & Utilities - Pkg 15 | NAKHEEL | METAC | Award | 2022 |  | Roads And Pavings | R812.29 | Supply And Fix Panels Including Poles With Brackets As Detailed On The Drawings And Specifications And Dubai Traffic Control Devices Manual; Roundabout Sign - 329(600) | 6 | Nr | AED | 586.3
FRANK-02 | 4 | 4.0592 | United Arab Emirates | Dubai | Infrastructure | Al Furjan | Roads & Utilities - Pkg 15 | NAKHEEL | METAC | Award | 2022 |  | Roads And Pavings | R812.30 | Supply And Fix Panels Including Poles With Brackets As Detailed On The Drawings And Specifications And Dubai Traffic Control Devices Manual; Maximum Speed Limit Sign 341 (600 Mm) | 1 | Nr | AED | 586.3
FRANK-02 | 4 | 4.0592 | United Arab Emirates | Dubai | Infrastructure | Al Furjan | Roads & Utilities - Pkg 15 | NAKHEEL | METAC | Award | 2022 |  | Roads And Pavings | R812.31 | Supply And Fix Panels Including Poles With Brackets As Detailed On The Drawings And Specifications And Dubai Traffic Control Devices Manual; Traffic Sign - Rectangular Sign, Type 375 | 1 | Nr | AED | 512.9
FRANK-02 | 4 | 4.0592 | United Arab Emirates | Dubai | Infrastructure | Al Furjan | Roads & Utilities - Pkg 15 | NAKHEEL | METAC | Award | 2022 |  | Roads And Pavings | R812.32 | Supply And Fix Panels Including Poles With Brackets As Detailed On The Drawings And Specifications And Dubai Traffic Control Devices Manual; Traffic Sign - Rectangular Sign, Type 392 | 1 | Nr | AED | 512.9
FRANK-02 | 4 | 4.0593 | United Arab Emirates | Dubai | Infrastructure | Al Furjan | Roads & Utilities - Pkg 15 | NAKHEEL | METAC | Award | 2022 |  | Roads And Pavings | R812.33 | Supply And Fix Panels Including Poles With Brackets As Detailed On The Drawings And Specifications And Dubai Traffic Control Devices Manual; Triangular Sign Panel Type 402 | 8 | Nr | AED | 540.5
FRANK-02 | 4 | 4.0593 | United Arab Emirates | Dubai | Infrastructure | Al Furjan | Roads & Utilities - Pkg 15 | NAKHEEL | METAC | Award | 2022 |  | Roads And Pavings | R812.34 | Supply And Fix Panels Including Poles With Brackets As Detailed On The Drawings And Specifications And Dubai Traffic Control Devices Manual; Traffic Sign - Panel Type 419 | 1 | Nr | AED | 540.5
FRANK-02 | 4 | 4.0593 | United Arab Emirates | Dubai | Infrastructure | Al Furjan | Roads & Utilities - Pkg 15 | NAKHEEL | METAC | Award | 2022 |  | Roads And Pavings | R812.35 | Supply And Fix Panels Including Poles With Brackets As Detailed On The Drawings And Specifications And Dubai Traffic Control Devices Manual; Traffic Sign - Panel Type 427 | 1 | Nr | AED | 540.5
FRANK-02 | 4 | 4.0593 | United Arab Emirates | Dubai | Infrastructure | Al Furjan | Roads & Utilities - Pkg 15 | NAKHEEL | METAC | Award | 2022 |  | Roads And Pavings | R823.1 | Ancillaries - Surface Marking: Thermoplastic Marking As Specified (As Shown On The Drawings And Specifications And As Instructed By The Engineer); Pavement Arrow, Type 614 | 3 | Nr | AED | 64.8
FRANK-02 | 4 | 4.0593 | United Arab Emirates | Dubai | Infrastructure | Al Furjan | Roads & Utilities - Pkg 15 | NAKHEEL | METAC | Award | 2022 |  | Roads And Pavings | R823.2 | Ancillaries - Surface Marking: Thermoplastic Marking As Specified (As Shown On The Drawings And Specifications And As Instructed By The Engineer); Pavement Arrow, Type 615 | 1 | Nr | AED | 88.1
FRANK-02 | 4 | 4.0593 | United Arab Emirates | Dubai | Infrastructure | Al Furjan | Roads & Utilities - Pkg 15 | NAKHEEL | METAC | Award | 2022 |  | Roads And Pavings | R823.3 | Ancillaries - Surface Marking: Thermoplastic Marking As Specified (As Shown On The Drawings And Specifications And As Instructed By The Engineer); Pavement Arrow, Type 616 | 1 | Nr | AED | 88.1
FRANK-02 | 4 | 4.0593 | United Arab Emirates | Dubai | Infrastructure | Al Furjan | Roads & Utilities - Pkg 15 | NAKHEEL | METAC | Award | 2022 |  | Roads And Pavings | R823.4 | Ancillaries - Surface Marking: Thermoplastic Marking As Specified (As Shown On The Drawings And Specifications And As Instructed By The Engineer); Pavement Arrow, Type 617 | 7 | Nr | AED | 124.3
FRANK-02 | 4 | 4.0593 | United Arab Emirates | Dubai | Infrastructure | Al Furjan | Roads & Utilities - Pkg 15 | NAKHEEL | METAC | Award | 2022 |  | Roads And Pavings | R823.5 | Ancillaries - Surface Marking: Thermoplastic Marking As Specified (As Shown On The Drawings And Specifications And As Instructed By The Engineer); Pavement Arrow, Type 618 | 7 | Nr | AED | 124.3
FRANK-02 | 4 | 4.0593 | United Arab Emirates | Dubai | Infrastructure | Al Furjan | Roads & Utilities - Pkg 15 | NAKHEEL | METAC | Award | 2022 |  | Roads And Pavings | R823.6 | Ancillaries - Surface Marking: Thermoplastic Marking As Specified (As Shown On The Drawings And Specifications And As Instructed By The Engineer); Pavement Arrow, Type 619 | 7 | Nr | AED | 147.6
FRANK-02 | 4 | 4.0594 | United Arab Emirates | Dubai | Infrastructure | Al Furjan | Roads & Utilities - Pkg 15 | NAKHEEL | METAC | Award | 2022 |  | Roads And Pavings | R823.7 | Ancillaries - Surface Marking: Thermoplastic Marking As Specified (As Shown On The Drawings And Specifications And As Instructed By The Engineer); Pavement Arrow, Type 656 | 1 | Nr | AED | 64.8
FRANK-02 | 4 | 4.0594 | United Arab Emirates | Dubai | Infrastructure | Al Furjan | Roads & Utilities - Pkg 15 | NAKHEEL | METAC | Award | 2022 |  | Roads And Pavings | R829 | Ancillaries - Surface Marking: Thermoplastic Marking As Specified (As Shown On The Drawings And Specifications And As Instructed By The Engineer); Stop Line, Type 601 | 3 | m | AED | 15.9
FRANK-02 | 4 | 4.0594 | United Arab Emirates | Dubai | Infrastructure | Al Furjan | Roads & Utilities - Pkg 15 | NAKHEEL | METAC | Award | 2022 |  | Roads And Pavings | R829.1 | Ancillaries - Surface Marking: Thermoplastic Marking As Specified (As Shown On The Drawings And Specifications And As Instructed By The Engineer); Give Way Line, Type 602 | 57 | m | AED | 15.9
FRANK-02 | 4 | 4.0594 | United Arab Emirates | Dubai | Infrastructure | Al Furjan | Roads & Utilities - Pkg 15 | NAKHEEL | METAC | Award | 2022 |  | Roads And Pavings | R829.2 | Ancillaries - Surface Marking: Thermoplastic Marking As Specified (As Shown On The Drawings And Specifications And As Instructed By The Engineer); Chevron, Type 657 | 40 | m | AED | 26.6
FRANK-02 | 4 | 4.0594 | United Arab Emirates | Dubai | Infrastructure | Al Furjan | Roads & Utilities - Pkg 15 | NAKHEEL | METAC | Award | 2022 |  | Roads And Pavings | R829.3 | Ancillaries - Surface Marking: Thermoplastic Marking As Specified (As Shown On The Drawings And Specifications And As Instructed By The Engineer); Chevron, Type 658 | 50 | m | AED | 26.6
FRANK-02 | 4 | 4.0594 | United Arab Emirates | Dubai | Infrastructure | Al Furjan | Roads & Utilities - Pkg 15 | NAKHEEL | METAC | Award | 2022 |  | Roads And Pavings | R824 | Ancillaries - Surface Marking: Thermoplastic Marking As Specified (As Shown On The Drawings And Specifications And As Instructed By The Engineer); Yellow Continuous Lines; 100Mm Wide, Type 611 | 280 | m | AED | 3.2
FRANK-02 | 4 | 4.0594 | United Arab Emirates | Dubai | Infrastructure | Al Furjan | Roads & Utilities - Pkg 15 | NAKHEEL | METAC | Award | 2022 |  | Roads And Pavings | R829.4 | Ancillaries - Surface Marking: Thermoplastic Marking As Specified (As Shown On The Drawings And Specifications And As Instructed By The Engineer); Lane Marking Lines 613 | 30 | m | AED | 4.2
FRANK-02 | 4 | 4.0594 | United Arab Emirates | Dubai | Infrastructure | Al Furjan | Roads & Utilities - Pkg 15 | NAKHEEL | METAC | Award | 2022 |  | Roads And Pavings | R829.5 | Ancillaries - Surface Marking: Thermoplastic Marking As Specified (As Shown On The Drawings And Specifications And As Instructed By The Engineer); Lane Marking Lines 652 | 210 | m | AED | 3.2
FRANK-02 | 4 | 4.0594 | United Arab Emirates | Dubai | Infrastructure | Al Furjan | Roads & Utilities - Pkg 15 | NAKHEEL | METAC | Award | 2022 |  | Roads And Pavings | R829.6 | Ancillaries - Surface Marking: Thermoplastic Marking As Specified (As Shown On The Drawings And Specifications And As Instructed By The Engineer); Lane Marking Lines 654 | 150 | m | AED | 3.2
FRANK-02 | 4 | 4.0594 | United Arab Emirates | Dubai | Infrastructure | Al Furjan | Roads & Utilities - Pkg 15 | NAKHEEL | METAC | Award | 2022 |  | Roads And Pavings | R829.7 | Ancillaries - Surface Marking: Thermoplastic Marking As Specified (As Shown On The Drawings And Specifications And As Instructed By The Engineer); Lane Marking Lines 621 | 78 | m | AED | 5.3
FRANK-02 | 4 | 4.0595 | United Arab Emirates | Dubai | Infrastructure | Al Furjan | Roads & Utilities - Pkg 15 | NAKHEEL | METAC | Award | 2022 |  | Roads And Pavings | R829.8 | Ancillaries - Surface Marking: Thermoplastic Marking As Specified (As Shown On The Drawings And Specifications And As Instructed By The Engineer); Lane Marking Lines 681 | 150 | m | AED | 3.2
FRANK-02 | 4 | 4.0595 | United Arab Emirates | Dubai | Infrastructure | Al Furjan | Roads & Utilities - Pkg 15 | NAKHEEL | METAC | Award | 2022 |  | Roads And Pavings | R812 | Ancillaries - Surface Marking: Thermoplastic Marking As Specified (As Shown On The Drawings And Specifications And As Instructed By The Engineer); Lockable Bollard ( Stainless Steel ) | 40 | Nr | AED | 3186
FRANK-02 | 4 | 4.0595 | United Arab Emirates | Dubai | Infrastructure | Al Furjan | Roads & Utilities - Pkg 15 | NAKHEEL | METAC | Award | 2022 |  | Roads And Pavings | R829.9 | Ancillaries - Surface Marking: Thermoplastic Marking As Specified (As Shown On The Drawings And Specifications And As Instructed By The Engineer); Pavement Arrow, Type 619.1 | 4 | Nr | AED | 181.6
FRANK-02 | 4 | 4.0595 | United Arab Emirates | Dubai | Infrastructure | Al Furjan | Roads & Utilities - Pkg 15 | NAKHEEL | METAC | Award | 2022 |  | Roads And Pavings | R824.1 | Ancillaries - Surface Marking: Thermoplastic Marking As Specified (As Shown On The Drawings And Specifications And As Instructed By The Engineer); White Continuous Lines - 300Mm Wide, Type 601 | 80 | m | AED | 15.9
FRANK-02 | 4 | 4.0595 | United Arab Emirates | Dubai | Infrastructure | Al Furjan | Roads & Utilities - Pkg 15 | NAKHEEL | METAC | Award | 2022 |  | Roads And Pavings | R829.10 | Ancillaries - Surface Marking: Thermoplastic Marking As Specified (As Shown On The Drawings And Specifications And As Instructed By The Engineer); Parking Line - 100Mm Wide, Type 621 | 185 | m | AED | 5.3
FRANK-02 | 4 | 4.0595 | United Arab Emirates | Dubai | Infrastructure | Al Furjan | Roads & Utilities - Pkg 15 | NAKHEEL | METAC | Award | 2022 |  | Roads And Pavings | R829.11 | Ancillaries - Surface Marking: Thermoplastic Marking As Specified (As Shown On The Drawings And Specifications And As Instructed By The Engineer); Hatch Markings, Type 658 | 10 | m² | AED | 53.1
FRANK-02 | 4 | 4.0595 | United Arab Emirates | Dubai | Infrastructure | Al Furjan | Roads & Utilities - Pkg 15 | NAKHEEL | METAC | Award | 2022 |  | Roads And Pavings | R829.12 | Ancillaries - Surface Marking: Thermoplastic Marking As Specified (As Shown On The Drawings And Specifications And As Instructed By The Engineer); Handicap Parking Type 695 | 4 | Nr | AED | 459.8
FRANK-02 | 4 | 4.0595 | United Arab Emirates | Dubai | Infrastructure | Al Furjan | Roads & Utilities - Pkg 15 | NAKHEEL | METAC | Award | 2022 |  | Painting | V736 | Chlorinated Rubber Based Quick Drying Paint (Black And White) Applied In Two Coats To Exposed Surfaces Of Krebs (Marking Type 691) As Per Drawings And Specification | 14000 | m | AED | 9.5
FRANK-02 | 4 | 4.0595 | United Arab Emirates | Dubai | Infrastructure | Al Furjan | Roads & Utilities - Pkg 15 | NAKHEEL | METAC | Award | 2022 |  | Pipework - Manholes And Pipework Ancillaries | K331 | Top Entry Gully Including Necessary Excavation, Backfilling, Reinforcement, Formwork, Concreting, Pvc Pot, And 600X600Mm Heavy Duty Ductile Iron Grating Cover With Frame And Complete As Per Drawings And Specifications.; Reinstallation Of Set A Side Gullies Including Handling Charges | 60 | Nr | AED | 1687.5
FRANK-02 | 4 | 4.0595 | United Arab Emirates | Dubai | Infrastructure | Al Furjan | Roads & Utilities - Pkg 15 | NAKHEEL | METAC | Award | 2022 |  | Pipework - Manholes And Pipework Ancillaries | K331.1 | Top Entry Gully Including Necessary Excavation, Backfilling, Reinforcement, Formwork, Concreting, Pvc Pot, And 600X600Mm Heavy Duty Ductile Iron Grating Cover With Frame And Complete As Per Drawings And Specifications.; Supply & Installation Of New Gullies | 8 | Nr | AED | 2936.4
FRANK-02 | 4 | 4.0595 | United Arab Emirates | Dubai | Infrastructure | Al Furjan | Roads & Utilities - Pkg 15 | NAKHEEL | METAC | Award | 2022 |  | Pipework - Manholes And Pipework Ancillaries | K131 | Storm Water Manhole Construction According To The Drawing Including Excavation, Concreting, Backfilling, Di Cover, Frame, Water Proofing, Finishes And Sealing Plate, Dewatering If Any Complete As Per Detailed In Drawings And Specifications.; Manhole Type G, Depth <1.5M | 1 | Nr | AED | 8042.5
FRANK-02 | 4 | 4.0596 | United Arab Emirates | Dubai | Infrastructure | Al Furjan | Roads & Utilities - Pkg 15 | NAKHEEL | METAC | Award | 2022 |  | Pipework - Manholes And Pipework Ancillaries | K132 | Storm Water Manhole Construction According To The Drawing Including Excavation, Concreting, Backfilling, Di Cover, Frame, Water Proofing, Finishes And Sealing Plate, Dewatering If Any Complete As Per Detailed In Drawings And Specifications.; Manhole Type G, Depth 1.5 - 2.0M | 23 | Nr | AED | 9354.1
FRANK-02 | 4 | 4.0596 | United Arab Emirates | Dubai | Infrastructure | Al Furjan | Roads & Utilities - Pkg 15 | NAKHEEL | METAC | Award | 2022 |  | Pipework - Manholes And Pipework Ancillaries | K133 | Storm Water Manhole Construction According To The Drawing Including Excavation, Concreting, Backfilling, Di Cover, Frame, Water Proofing, Finishes And Sealing Plate, Dewatering If Any Complete As Per Detailed In Drawings And Specifications.; Manhole Type G, Depth 2.0 - 2.5M | 4 | Nr | AED | 10664.6
FRANK-02 | 4 | 4.0596 | United Arab Emirates | Dubai | Infrastructure | Al Furjan | Roads & Utilities - Pkg 15 | NAKHEEL | METAC | Award | 2022 |  | Pipework - Manholes And Pipework Ancillaries | K132.1 | Storm Water Manhole Construction According To The Drawing Including Excavation, Concreting, Backfilling, Di Cover, Frame, Water Proofing, Finishes And Sealing Plate, Dewatering If Any Complete As Per Detailed In Drawings And Specifications.; Manhole Type H, Depth 1.5 - 2.0M | 1 | Nr | AED | 17653.6
FRANK-02 | 4 | 4.0596 | United Arab Emirates | Dubai | Infrastructure | Al Furjan | Roads & Utilities - Pkg 15 | NAKHEEL | METAC | Award | 2022 |  | Pipework - Manholes And Pipework Ancillaries | K133.1 | Storm Water Manhole Construction According To The Drawing Including Excavation, Concreting, Backfilling, Di Cover, Frame, Water Proofing, Finishes And Sealing Plate, Dewatering If Any Complete As Per Detailed In Drawings And Specifications.; Manhole Type H, Depth 2.0 - 2.5M | 2 | Nr | AED | 20281.1
FRANK-02 | 4 | 4.0596 | United Arab Emirates | Dubai | Infrastructure | Al Furjan | Roads & Utilities - Pkg 15 | NAKHEEL | METAC | Award | 2022 |  | Pipework - Manholes And Pipework Ancillaries | K134 | Storm Water Manhole Construction According To The Drawing Including Excavation, Concreting, Backfilling, Di Cover, Frame, Water Proofing, Finishes And Sealing Plate, Dewatering If Any Complete As Per Detailed In Drawings And Specifications.; Manhole Type H, Depth 2.5 - 3.0M | 3 | Nr | AED | 22908.4
FRANK-02 | 4 | 4.0596 | United Arab Emirates | Dubai | Infrastructure | Al Furjan | Roads & Utilities - Pkg 15 | NAKHEEL | METAC | Award | 2022 |  | Pipework - Manholes And Pipework Ancillaries | K135 | Storm Water Manhole Construction According To The Drawing Including Excavation, Concreting, Backfilling, Di Cover, Frame, Water Proofing, Finishes And Sealing Plate, Dewatering If Any Complete As Per Detailed In Drawings And Specifications.; Manhole Type H, Depth 3.0 - 3.5M | 3 | Nr | AED | 25535.8
FRANK-02 | 4 | 4.0596 | United Arab Emirates | Dubai | Infrastructure | Al Furjan | Roads & Utilities - Pkg 15 | NAKHEEL | METAC | Award | 2022 |  | Pipework - Manholes And Pipework Ancillaries | K136 | Storm Water Manhole Construction According To The Drawing Including Excavation, Concreting, Backfilling, Di Cover, Frame, Water Proofing, Finishes And Sealing Plate, Dewatering If Any Complete As Per Detailed In Drawings And Specifications.; Manhole Type I, Depth 3.5 - 4.0M | 1 | Nr | AED | 42630.8
FRANK-02 | 4 | 4.0596 | United Arab Emirates | Dubai | Infrastructure | Al Furjan | Roads & Utilities - Pkg 15 | NAKHEEL | METAC | Award | 2022 |  | Pipework - Manholes And Pipework Ancillaries | K137 | Storm Water Manhole Construction According To The Drawing Including Excavation, Concreting, Backfilling, Di Cover, Frame, Water Proofing, Finishes And Sealing Plate, Dewatering If Any Complete As Per Detailed In Drawings And Specifications.; Manhole Type I, Depth 4.0 - 4.5M | 1 | Nr | AED | 45814.7
FRANK-02 | 4 | 4.0596 | United Arab Emirates | Dubai | Infrastructure | Al Furjan | Roads & Utilities - Pkg 15 | NAKHEEL | METAC | Award | 2022 |  | Pipework - Pipes | I522 | Supply, Laying And Jointing Of Pipes Including Necessary Short Pieces, Fittings For Direct Or Connections To Mains ,Flexible Pipes, Concrete Supports, Pipe Works, Fittings, Accessories, Non-Woven Polyethylene Or Polypropylene Fabric Geotextile Laid Right Around Trenches, Well Graded Granular Gravel Surround, Excavation, Disposal & Back Filling In Compacted Layers For The Pipes Trenches, Dewatering If Any And Warning Tape All Complete As Shown On Drawings & Specifications; Nominal Bore 250Mm Perforated Pipe; Average Depth To Invert <1.5M | 50 | m | AED | 280.4
FRANK-02 | 4 | 4.0597 | United Arab Emirates | Dubai | Infrastructure | Al Furjan | Roads & Utilities - Pkg 15 | NAKHEEL | METAC | Award | 2022 |  | Pipework - Pipes | I523 | Supply, Laying And Jointing Of Pipes Including Necessary Short Pieces, Fittings For Direct Or Connections To Mains ,Flexible Pipes, Concrete Supports, Pipe Works, Fittings, Accessories, Non-Woven Polyethylene Or Polypropylene Fabric Geotextile Laid Right Around Trenches, Well Graded Granular Gravel Surround, Excavation, Disposal & Back Filling In Compacted Layers For The Pipes Trenches, Dewatering If Any And Warning Tape All Complete As Shown On Drawings & Specifications; Nominal Bore 250Mm Perforated Pipe; Average Depth To Invert 1.5 - 2.0 M | 955 | m | AED | 365.3
FRANK-02 | 4 | 4.0597 | United Arab Emirates | Dubai | Infrastructure | Al Furjan | Roads & Utilities - Pkg 15 | NAKHEEL | METAC | Award | 2022 |  | Pipework - Pipes | I524 | Supply, Laying And Jointing Of Pipes Including Necessary Short Pieces, Fittings For Direct Or Connections To Mains ,Flexible Pipes, Concrete Supports, Pipe Works, Fittings, Accessories, Non-Woven Polyethylene Or Polypropylene Fabric Geotextile Laid Right Around Trenches, Well Graded Granular Gravel Surround, Excavation, Disposal & Back Filling In Compacted Layers For The Pipes Trenches, Dewatering If Any And Warning Tape All Complete As Shown On Drawings & Specifications; Nominal Bore 250Mm Perforated Pipe; Average Depth To Invert 2.0- 2.5M | 190 | m | AED | 473.7
FRANK-02 | 4 | 4.0597 | United Arab Emirates | Dubai | Infrastructure | Al Furjan | Roads & Utilities - Pkg 15 | NAKHEEL | METAC | Award | 2022 |  | Pipework - Pipes | I525 | Supply, Laying And Jointing Of Pipes Including Necessary Short Pieces, Fittings For Direct Or Connections To Mains ,Flexible Pipes, Concrete Supports, Pipe Works, Fittings, Accessories, Non-Woven Polyethylene Or Polypropylene Fabric Geotextile Laid Right Around Trenches, Well Graded Granular Gravel Surround, Excavation, Disposal & Back Filling In Compacted Layers For The Pipes Trenches, Dewatering If Any And Warning Tape All Complete As Shown On Drawings & Specifications; Nominal Bore 250Mm Perforated Pipe; Average Depth To Invert 2.5 - 3.0 M | 300 | m | AED | 593.6
FRANK-02 | 4 | 4.0597 | United Arab Emirates | Dubai | Infrastructure | Al Furjan | Roads & Utilities - Pkg 15 | NAKHEEL | METAC | Award | 2022 |  | Pipework - Pipes | I526 | Supply, Laying And Jointing Of Pipes Including Necessary Short Pieces, Fittings For Direct Or Connections To Mains ,Flexible Pipes, Concrete Supports, Pipe Works, Fittings, Accessories, Non-Woven Polyethylene Or Polypropylene Fabric Geotextile Laid Right Around Trenches, Well Graded Granular Gravel Surround, Excavation, Disposal & Back Filling In Compacted Layers For The Pipes Trenches, Dewatering If Any And Warning Tape All Complete As Shown On Drawings & Specifications; Nominal Bore 250Mm Perforated Pipe; Average Depth To Invert 3.0 - 3.5 M | 25 | m | AED | 735.9
FRANK-02 | 4 | 4.0597 | United Arab Emirates | Dubai | Infrastructure | Al Furjan | Roads & Utilities - Pkg 15 | NAKHEEL | METAC | Award | 2022 |  | Pipework - Pipes | I527 | Supply, Laying And Jointing Of Pipes Including Necessary Short Pieces, Fittings For Direct Or Connections To Mains ,Flexible Pipes, Concrete Supports, Pipe Works, Fittings, Accessories, Non-Woven Polyethylene Or Polypropylene Fabric Geotextile Laid Right Around Trenches, Well Graded Granular Gravel Surround, Excavation, Disposal & Back Filling In Compacted Layers For The Pipes Trenches, Dewatering If Any And Warning Tape All Complete As Shown On Drawings & Specifications; Nominal Bore 250Mm Perforated Pipe; Average Depth To Invert 3.5 - 4.0 M | 15 | m | AED | 900.5
FRANK-02 | 4 | 4.0597 | United Arab Emirates | Dubai | Infrastructure | Al Furjan | Roads & Utilities - Pkg 15 | NAKHEEL | METAC | Award | 2022 |  | Pipework - Pipes | I528 | Supply, Laying And Jointing Of Pipes Including Necessary Short Pieces, Fittings For Direct Or Connections To Mains ,Flexible Pipes, Concrete Supports, Pipe Works, Fittings, Accessories, Non-Woven Polyethylene Or Polypropylene Fabric Geotextile Laid Right Around Trenches, Well Graded Granular Gravel Surround, Excavation, Disposal & Back Filling In Compacted Layers For The Pipes Trenches, Dewatering If Any And Warning Tape All Complete As Shown On Drawings & Specifications; Nominal Bore 250Mm Perforated Pipe; Average Depth To Invert Exceeding 4M | 30 | m | AED | 1086.4
FRANK-02 | 4 | 4.0597 | United Arab Emirates | Dubai | Infrastructure | Al Furjan | Roads & Utilities - Pkg 15 | NAKHEEL | METAC | Award | 2022 |  | Pipework - Pipes | I533 | Supply, Laying And Jointing Of Pipes Including Necessary Short Pieces, Fittings For Direct Or Connections To Mains ,Flexible Pipes, Concrete Supports, Pipe Works, Fittings, Accessories, Non-Woven Polyethylene Or Polypropylene Fabric Geotextile Laid Right Around Trenches, Well Graded Granular Gravel Surround, Excavation, Disposal & Back Filling In Compacted Layers For The Pipes Trenches, Dewatering If Any And Warning Tape All Complete As Shown On Drawings & Specifications; Nominal Bore 315Mm Perforated Pipe; Average Depth To Invert 1.5 - 2.0 M | 60 | m | AED | 416.3
FRANK-02 | 4 | 4.0597 | United Arab Emirates | Dubai | Infrastructure | Al Furjan | Roads & Utilities - Pkg 15 | NAKHEEL | METAC | Award | 2022 |  | Pipework - Pipes | I534 | Supply, Laying And Jointing Of Pipes Including Necessary Short Pieces, Fittings For Direct Or Connections To Mains ,Flexible Pipes, Concrete Supports, Pipe Works, Fittings, Accessories, Non-Woven Polyethylene Or Polypropylene Fabric Geotextile Laid Right Around Trenches, Well Graded Granular Gravel Surround, Excavation, Disposal & Back Filling In Compacted Layers For The Pipes Trenches, Dewatering If Any And Warning Tape All Complete As Shown On Drawings & Specifications; Nominal Bore 315Mm Perforated Pipe; Average Depth To Invert 2.0- 2.5M | 125 | m | AED | 524.6
FRANK-02 | 4 | 4.0597 | United Arab Emirates | Dubai | Infrastructure | Al Furjan | Roads & Utilities - Pkg 15 | NAKHEEL | METAC | Award | 2022 |  | Pipework - Pipes | I535 | Supply, Laying And Jointing Of Pipes Including Necessary Short Pieces, Fittings For Direct Or Connections To Mains ,Flexible Pipes, Concrete Supports, Pipe Works, Fittings, Accessories, Non-Woven Polyethylene Or Polypropylene Fabric Geotextile Laid Right Around Trenches, Well Graded Granular Gravel Surround, Excavation, Disposal & Back Filling In Compacted Layers For The Pipes Trenches, Dewatering If Any And Warning Tape All Complete As Shown On Drawings & Specifications; Nominal Bore 315Mm Perforated Pipe; Average Depth To Invert 2.5 - 3.0 M | 300 | m | AED | 644.7
FRANK-02 | 4 | 4.0597 | United Arab Emirates | Dubai | Infrastructure | Al Furjan | Roads & Utilities - Pkg 15 | NAKHEEL | METAC | Award | 2022 |  | Pipework - Pipes | I536 | Supply, Laying And Jointing Of Pipes Including Necessary Short Pieces, Fittings For Direct Or Connections To Mains ,Flexible Pipes, Concrete Supports, Pipe Works, Fittings, Accessories, Non-Woven Polyethylene Or Polypropylene Fabric Geotextile Laid Right Around Trenches, Well Graded Granular Gravel Surround, Excavation, Disposal & Back Filling In Compacted Layers For The Pipes Trenches, Dewatering If Any And Warning Tape All Complete As Shown On Drawings & Specifications; Nominal Bore 315Mm Perforated Pipe; Average Depth To Invert 3.0 - 3.5 M | 250 | m | AED | 787
FRANK-02 | 4 | 4.0598 | United Arab Emirates | Dubai | Infrastructure | Al Furjan | Roads & Utilities - Pkg 15 | NAKHEEL | METAC | Award | 2022 |  | Pipework - Pipes | I537 | Supply, Laying And Jointing Of Pipes Including Necessary Short Pieces, Fittings For Direct Or Connections To Mains ,Flexible Pipes, Concrete Supports, Pipe Works, Fittings, Accessories, Non-Woven Polyethylene Or Polypropylene Fabric Geotextile Laid Right Around Trenches, Well Graded Granular Gravel Surround, Excavation, Disposal & Back Filling In Compacted Layers For The Pipes Trenches, Dewatering If Any And Warning Tape All Complete As Shown On Drawings & Specifications; Nominal Bore 315Mm Perforated Pipe; Average Depth To Invert 3.5 - 4.0 M | 100 | m | AED | 950.5
FRANK-02 | 4 | 4.0598 | United Arab Emirates | Dubai | Infrastructure | Al Furjan | Roads & Utilities - Pkg 15 | NAKHEEL | METAC | Award | 2022 |  | Pipework - Pipes | I538 | Supply, Laying And Jointing Of Pipes Including Necessary Short Pieces, Fittings For Direct Or Connections To Mains ,Flexible Pipes, Concrete Supports, Pipe Works, Fittings, Accessories, Non-Woven Polyethylene Or Polypropylene Fabric Geotextile Laid Right Around Trenches, Well Graded Granular Gravel Surround, Excavation, Disposal & Back Filling In Compacted Layers For The Pipes Trenches, Dewatering If Any And Warning Tape All Complete As Shown On Drawings & Specifications; Nominal Bore 315Mm Perforated Pipe; Average Depth To Invert Exceeding 4M | 50 | m | AED | 1136.3
FRANK-02 | 4 | 4.0598 | United Arab Emirates | Dubai | Infrastructure | Al Furjan | Roads & Utilities - Pkg 15 | NAKHEEL | METAC | Award | 2022 |  | Pipework - Pipes | I933 | Supply, Laying And Jointing Of Pipes Including Necessary Short Pieces, Fittings For Direct Or Connections To Mains ,Flexible Pipes, Concrete Supports, Pipe Works, Fittings, Accessories, Non-Woven Polyethylene Or Polypropylene Fabric Geotextile Laid Right Around Trenches, Well Graded Granular Gravel Surround, Excavation, Disposal & Back Filling In Compacted Layers For The Pipes Trenches, Dewatering If Any And Warning Tape All Complete As Shown On Drawings & Specifications; 400Mm Grp Pipes; Average Depth To Invert 2.0- 2.5M | 75 | m | AED | 571.3
FRANK-02 | 4 | 4.0598 | United Arab Emirates | Dubai | Infrastructure | Al Furjan | Roads & Utilities - Pkg 15 | NAKHEEL | METAC | Award | 2022 |  | Pipework - Pipes | I522 | Supply And Lay Upvc Pipes And Fittings Including Short Pieces And Couplers For Gully Connections Including Excavations, Backfilling, All Accessories And Jointing Materials, All Complete As Shown On Drawing & Specification ; 250Mm Dia Pipe | 360 | m | AED | 330.3
FRANK-02 | 4 | 4.0598 | United Arab Emirates | Dubai | Infrastructure | Al Furjan | Roads & Utilities - Pkg 15 | NAKHEEL | METAC | Award | 2022 |  | Pipework - Pipes | I522.1 | Supply And Lay Upvc Pipes And Fittings Including Short Pieces And Couplers For Gully Connections Including Excavations, Backfilling, All Accessories And Jointing Materials, All Complete As Shown On Drawing & Specification ; 200Mm Dia Pipe | 120 | m | AED | 300.5
FRANK-02 | 4 | 4.0598 | United Arab Emirates | Dubai | Infrastructure | Al Furjan | Roads & Utilities - Pkg 15 | NAKHEEL | METAC | Award | 2022 |  | Pipework - Fittings And Valves | J411 | Supply And Lay Upvc Pipes And Fittings Including Short Pieces And Couplers For Gully Connections Including Excavations, Backfilling, All Accessories And Jointing Materials, All Complete As Shown On Drawing & Specification ; 200Mm Elbow | 120 | Nr | AED | 197.6
FRANK-02 | 4 | 4.0598 | United Arab Emirates | Dubai | Infrastructure | Al Furjan | Roads & Utilities - Pkg 15 | NAKHEEL | METAC | Award | 2022 |  | Pipework - Fittings And Valves | J412 | Supply And Lay Upvc Pipes And Fittings Including Short Pieces And Couplers For Gully Connections Including Excavations, Backfilling, All Accessories And Jointing Materials, All Complete As Shown On Drawing & Specification ; 250Mm Elbow | 15 | Nr | AED | 213.5
FRANK-02 | 4 | 4.0598 | United Arab Emirates | Dubai | Infrastructure | Al Furjan | Roads & Utilities - Pkg 15 | NAKHEEL | METAC | Award | 2022 |  | Pipework - Fittings And Valves | J422 | Supply And Lay Upvc Pipes And Fittings Including Short Pieces And Couplers For Gully Connections Including Excavations, Backfilling, All Accessories And Jointing Materials, All Complete As Shown On Drawing & Specification ; 200X200X250 Y Junction | 50 | Nr | AED | 313.3
FRANK-02 | 4 | 4.0598 | United Arab Emirates | Dubai | Infrastructure | Al Furjan | Roads & Utilities - Pkg 15 | NAKHEEL | METAC | Award | 2022 |  | Pipework - Fittings And Valves | J423 | Supply And Lay Upvc Pipes And Fittings Including Short Pieces And Couplers For Gully Connections Including Excavations, Backfilling, All Accessories And Jointing Materials, All Complete As Shown On Drawing & Specification ; 200X200X315 Y Junction | 10 | Nr | AED | 374.9
FRANK-02 | 4 | 4.0598 | United Arab Emirates | Dubai | Infrastructure | Al Furjan | Roads & Utilities - Pkg 15 | NAKHEEL | METAC | Award | 2022 |  | Pipework - Supports And Protection | L999 | Pipe Works Support And Protection Ancillaries To Laying And Excavation; Concrete Grade C35/20 In Bedding And Surround To Pipe As Shown On Drawings And As Per Specification | 250 | m³ | AED | 514
FRANK-02 | 4 | 4.0598 | United Arab Emirates | Dubai | Infrastructure | Al Furjan | Roads & Utilities - Pkg 15 | NAKHEEL | METAC | Award | 2022 |  | Pipework - Supports And Protection | L542 | Bed And Surrounds, Complete; Imported Granular Material Bed & Surrounds To 250Mm Dia Upvc Pipe Drainage Pipes | 1565 | m | AED | 76.5
FRANK-02 | 4 | 4.0599 | United Arab Emirates | Dubai | Infrastructure | Al Furjan | Roads & Utilities - Pkg 15 | NAKHEEL | METAC | Award | 2022 |  | Pipework - Supports And Protection | L543 | Bed And Surrounds, Complete; Imported Granular Material Bed & Surrounds To 315Mm Dia Upvc Pipe Drainage Pipes | 885 | m | AED | 87.1
FRANK-02 | 4 | 4.0599 | United Arab Emirates | Dubai | Infrastructure | Al Furjan | Roads & Utilities - Pkg 15 | NAKHEEL | METAC | Award | 2022 |  | Pipework - Pipes | I512 | Supply And Lay, Joint, Test, Commission Upvc Pipes To Bs 4660, Bs 5481 And Bs 3305 Class 10 With Fittings(Couplers, Straight Specials, Short Pipes) Including Excavation, Dewatering, Protection Of Services, Supports,, Dispose Of Unsuitable Material To An Approved Dump Site, Backfilling Shown On Drawings And As Specification (Beds And Surrounds Measured Separately). Nominal Bore 160Mm Pipes In Trenches ; Average Depth To Invert N.E.1.5 M | 1300 | m | AED | 150.9
FRANK-02 | 4 | 4.0599 | United Arab Emirates | Dubai | Infrastructure | Al Furjan | Roads & Utilities - Pkg 15 | NAKHEEL | METAC | Award | 2022 |  | Pipework - Pipes | I513 | Supply And Lay, Joint, Test, Commission Upvc Pipes To Bs 4660, Bs 5481 And Bs 3305 Class 10 With Fittings(Couplers, Straight Specials, Short Pipes) Including Excavation, Dewatering, Protection Of Services, Supports,, Dispose Of Unsuitable Material To An Approved Dump Site, Backfilling Shown On Drawings And As Specification (Beds And Surrounds Measured Separately). Nominal Bore 160Mm Pipes In Trenches ; Average Depth To Invert 1.5-2.0 M | 100 | m | AED | 223
FRANK-02 | 4 | 4.0599 | United Arab Emirates | Dubai | Infrastructure | Al Furjan | Roads & Utilities - Pkg 15 | NAKHEEL | METAC | Award | 2022 |  | Pipework - Pipes | I512.1 | Supply And Lay, Joint, Test, Commission Upvc Pipes To Bs 4660, Bs 5481 And Bs 3305 Class 10 With Fittings(Couplers, Straight Specials, Short Pipes) Including Excavation, Dewatering, Protection Of Services, Supports,, Dispose Of Unsuitable Material To An Approved Dump Site, Backfilling Shown On Drawings And As Specification (Beds And Surrounds Measured Separately). Nominal Bore 200Mm Pipes In Trenches ; Average Depth To Invert N.E.1.5 M | 40 | m | AED | 165.3
FRANK-02 | 4 | 4.0599 | United Arab Emirates | Dubai | Infrastructure | Al Furjan | Roads & Utilities - Pkg 15 | NAKHEEL | METAC | Award | 2022 |  | Pipework - Pipes | I513 | Supply And Lay, Joint, Test, Commission Upvc Pipes To Bs 4660, Bs 5481 And Bs 3305 Class 10 With Fittings(Couplers, Straight Specials, Short Pipes) Including Excavation, Dewatering, Protection Of Services, Supports,, Dispose Of Unsuitable Material To An Approved Dump Site, Backfilling Shown On Drawings And As Specification (Beds And Surrounds Measured Separately). Nominal Bore 200Mm Pipes In Trenches ; Average Depth To Invert 1.5 - 2.0 M | 10 | m | AED | 237.4
FRANK-02 | 4 | 4.0599 | United Arab Emirates | Dubai | Infrastructure | Al Furjan | Roads & Utilities - Pkg 15 | NAKHEEL | METAC | Award | 2022 |  | Pipework - Pipes | I514 | Supply And Lay, Joint, Test, Commission Upvc Pipes To Bs 4660, Bs 5481 And Bs 3305 Class 10 With Fittings(Couplers, Straight Specials, Short Pipes) Including Excavation, Dewatering, Protection Of Services, Supports,, Dispose Of Unsuitable Material To An Approved Dump Site, Backfilling Shown On Drawings And As Specification (Beds And Surrounds Measured Separately). Nominal Bore 200Mm Pipes In Trenches ; Average Depth To Invert 2.0- 2.5M | 10 | m | AED | 330.3
FRANK-02 | 4 | 4.0599 | United Arab Emirates | Dubai | Infrastructure | Al Furjan | Roads & Utilities - Pkg 15 | NAKHEEL | METAC | Award | 2022 |  | Pipework - Pipes | I515 | Supply And Lay, Joint, Test, Commission Upvc Pipes To Bs 4660, Bs 5481 And Bs 3305 Class 10 With Fittings(Couplers, Straight Specials, Short Pipes) Including Excavation, Dewatering, Protection Of Services, Supports,, Dispose Of Unsuitable Material To An Approved Dump Site, Backfilling Shown On Drawings And As Specification (Beds And Surrounds Measured Separately). Nominal Bore 200Mm Pipes In Trenches ; Average Depth To Invert 2.5 - 3.0 M | 10 | m | AED | 443.7
FRANK-02 | 4 | 4.0599 | United Arab Emirates | Dubai | Infrastructure | Al Furjan | Roads & Utilities - Pkg 15 | NAKHEEL | METAC | Award | 2022 |  | Pipework - Pipes | I522 | Supply And Lay, Joint, Test, Commission Upvc Pipes To Bs 4660, Bs 5481 And Bs 3305 Class 10 With Fittings(Couplers, Straight Specials, Short Pipes) Including Excavation, Dewatering, Protection Of Services, Supports,, Dispose Of Unsuitable Material To An Approved Dump Site, Backfilling Shown On Drawings And As Specification (Beds And Surrounds Measured Separately). Nominal Bore 250Mm Pipe In Trenches ; Average Depth To Invert N.E. 1.5 M | 40 | m | AED | 191.6
FRANK-02 | 4 | 4.0599 | United Arab Emirates | Dubai | Infrastructure | Al Furjan | Roads & Utilities - Pkg 15 | NAKHEEL | METAC | Award | 2022 |  | Pipework - Pipes | I523 | Supply And Lay, Joint, Test, Commission Upvc Pipes To Bs 4660, Bs 5481 And Bs 3305 Class 10 With Fittings(Couplers, Straight Specials, Short Pipes) Including Excavation, Dewatering, Protection Of Services, Supports,, Dispose Of Unsuitable Material To An Approved Dump Site, Backfilling Shown On Drawings And As Specification (Beds And Surrounds Measured Separately). Nominal Bore 250Mm Pipe In Trenches ; Average Depth To Invert 1.5 - 2.0 M | 10 | m | AED | 263.7
FRANK-02 | 4 | 4.0599 | United Arab Emirates | Dubai | Infrastructure | Al Furjan | Roads & Utilities - Pkg 15 | NAKHEEL | METAC | Award | 2022 |  | Pipework - Pipes | I524 | Supply And Lay, Joint, Test, Commission Upvc Pipes To Bs 4660, Bs 5481 And Bs 3305 Class 10 With Fittings(Couplers, Straight Specials, Short Pipes) Including Excavation, Dewatering, Protection Of Services, Supports,, Dispose Of Unsuitable Material To An Approved Dump Site, Backfilling Shown On Drawings And As Specification (Beds And Surrounds Measured Separately). Nominal Bore 250Mm Pipe In Trenches ; Average Depth To Invert 2.0 - 2.5 M | 10 | m | AED | 356.5
FRANK-02 | 4 | 4.06 | United Arab Emirates | Dubai | Infrastructure | Al Furjan | Roads & Utilities - Pkg 15 | NAKHEEL | METAC | Award | 2022 |  | Pipework - Pipes | I525 | Supply And Lay, Joint, Test, Commission Upvc Pipes To Bs 4660, Bs 5481 And Bs 3305 Class 10 With Fittings(Couplers, Straight Specials, Short Pipes) Including Excavation, Dewatering, Protection Of Services, Supports,, Dispose Of Unsuitable Material To An Approved Dump Site, Backfilling Shown On Drawings And As Specification (Beds And Surrounds Measured Separately). Nominal Bore 250Mm Pipe In Trenches ; Average Depth To Invert 2.5 - 3.0 M | 10 | m | AED | 470
FRANK-02 | 4 | 4.06 | United Arab Emirates | Dubai | Infrastructure | Al Furjan | Roads & Utilities - Pkg 15 | NAKHEEL | METAC | Award | 2022 |  | Pipework - Pipes | I512.3 | Supply And Lay, Joint, Test, Commission Upvc Pipes To Bs 4660, Bs 5481 And Bs 3305 Class 10 With Fittings(Couplers, Straight Specials, Short Pipes) Including Excavation, Dewatering, Protection Of Services, Supports,, Dispose Of Unsuitable Material To An Approved Dump Site, Backfilling Shown On Drawings And As Specification (Beds And Surrounds Measured Separately). Nominal Bore 160Mm Pipes In Trenches Using Previously Set Aside Pipes; Average Depth To Invert N.E.1.5 M | 180 | m | AED | 123.3
FRANK-02 | 4 | 4.06 | United Arab Emirates | Dubai | Infrastructure | Al Furjan | Roads & Utilities - Pkg 15 | NAKHEEL | METAC | Award | 2022 |  | Pipework - Pipes | I512.4 | Supply And Lay, Joint, Test, Commission Upvc Pipes To Bs 4660, Bs 5481 And Bs 3305 Class 10 With Fittings(Couplers, Straight Specials, Short Pipes) Including Excavation, Dewatering, Protection Of Services, Supports,, Dispose Of Unsuitable Material To An Approved Dump Site, Backfilling Shown On Drawings And As Specification (Beds And Surrounds Measured Separately). Nominal Bore 200Mm Pipes In Trenches Using Previously Set Aside Pipes; Average Depth To Invert N.E.1.5 M | 200 | m | AED | 129.8
FRANK-02 | 4 | 4.06 | United Arab Emirates | Dubai | Infrastructure | Al Furjan | Roads & Utilities - Pkg 15 | NAKHEEL | METAC | Award | 2022 |  | Pipework - Pipes | I513.1 | Supply And Lay, Joint, Test, Commission Upvc Pipes To Bs 4660, Bs 5481 And Bs 3305 Class 10 With Fittings(Couplers, Straight Specials, Short Pipes) Including Excavation, Dewatering, Protection Of Services, Supports,, Dispose Of Unsuitable Material To An Approved Dump Site, Backfilling Shown On Drawings And As Specification (Beds And Surrounds Measured Separately). Nominal Bore 200Mm Pipes In Trenches Using Previously Set Aside Pipes; Average Depth To Invert 1.5 - 2.0 M | 30 | m | AED | 201.9
FRANK-02 | 4 | 4.06 | United Arab Emirates | Dubai | Infrastructure | Al Furjan | Roads & Utilities - Pkg 15 | NAKHEEL | METAC | Award | 2022 |  | Pipework - Pipes | I514.1 | Supply And Lay, Joint, Test, Commission Upvc Pipes To Bs 4660, Bs 5481 And Bs 3305 Class 10 With Fittings(Couplers, Straight Specials, Short Pipes) Including Excavation, Dewatering, Protection Of Services, Supports,, Dispose Of Unsuitable Material To An Approved Dump Site, Backfilling Shown On Drawings And As Specification (Beds And Surrounds Measured Separately). Nominal Bore 200Mm Pipes In Trenches Using Previously Set Aside Pipes; Average Depth To Invert 2.0- 2.5M | 10 | m | AED | 294.8
FRANK-02 | 4 | 4.06 | United Arab Emirates | Dubai | Infrastructure | Al Furjan | Roads & Utilities - Pkg 15 | NAKHEEL | METAC | Award | 2022 |  | Pipework - Pipes | I522.1 | Supply And Lay, Joint, Test, Commission Upvc Pipes To Bs 4660, Bs 5481 And Bs 3305 Class 10 With Fittings(Couplers, Straight Specials, Short Pipes) Including Excavation, Dewatering, Protection Of Services, Supports,, Dispose Of Unsuitable Material To An Approved Dump Site, Backfilling Shown On Drawings And As Specification (Beds And Surrounds Measured Separately). Nominal Bore 250Mm Pipes In Trenches Using Previously Set Aside Pipes; Average Depth To Invert N.E.1.5 M | 25 | m | AED | 137.3
FRANK-02 | 4 | 4.06 | United Arab Emirates | Dubai | Infrastructure | Al Furjan | Roads & Utilities - Pkg 15 | NAKHEEL | METAC | Award | 2022 |  | Pipework - Pipes | I523.1 | Supply And Lay, Joint, Test, Commission Upvc Pipes To Bs 4660, Bs 5481 And Bs 3305 Class 10 With Fittings(Couplers, Straight Specials, Short Pipes) Including Excavation, Dewatering, Protection Of Services, Supports,, Dispose Of Unsuitable Material To An Approved Dump Site, Backfilling Shown On Drawings And As Specification (Beds And Surrounds Measured Separately). Nominal Bore 250Mm Pipes In Trenches Using Previously Set Aside Pipes; Average Depth To Invert 1.5 - 2.0 M | 15 | m | AED | 209.4
FRANK-02 | 4 | 4.06 | United Arab Emirates | Dubai | Infrastructure | Al Furjan | Roads & Utilities - Pkg 15 | NAKHEEL | METAC | Award | 2022 |  | Pipework - Pipes | I524.1 | Supply And Lay, Joint, Test, Commission Upvc Pipes To Bs 4660, Bs 5481 And Bs 3305 Class 10 With Fittings(Couplers, Straight Specials, Short Pipes) Including Excavation, Dewatering, Protection Of Services, Supports,, Dispose Of Unsuitable Material To An Approved Dump Site, Backfilling Shown On Drawings And As Specification (Beds And Surrounds Measured Separately). Nominal Bore 250Mm Pipes In Trenches Using Previously Set Aside Pipes; Average Depth To Invert 2.0- 2.5M | 15 | m | AED | 302.1
FRANK-02 | 4 | 4.06 | United Arab Emirates | Dubai | Infrastructure | Al Furjan | Roads & Utilities - Pkg 15 | NAKHEEL | METAC | Award | 2022 |  | Pipework - Manholes And Pipework Ancillaries | K131 | Construction Of Sewer Manholes Including Excavation In Any Material Other Than Rock, Backfilling, Disposal Of Surplus Material, Dewatering, Concrete Blinding, Concreting, Grp Laminated Benching, Reinforcement, Formwork, Grp Laminated Corbelling, Tanking, 600X600Mm Heavy Duty Double Triangular Di Cover And Frame To En124, D400 , Support For Ladder, Stainless Steel Safety Chains, Toe Holes, Providing Backdrop Connections Where Necessary Including Supply Of All Fittings, Vertical Pipe Drops, Concrete Encasement, Grp End Plug With Ss Chain & Rodding Eye Provision And Complete As Per Specifications And Drawings Etc.1500Mm Internal Dia Man Holes; Depth To Invert: Not Exceeding 1.5M | 2 | Nr | AED | 12065.6
FRANK-02 | 4 | 4.0601 | United Arab Emirates | Dubai | Infrastructure | Al Furjan | Roads & Utilities - Pkg 15 | NAKHEEL | METAC | Award | 2022 |  | Pipework - Manholes And Pipework Ancillaries | K132 | Construction Of Sewer Manholes Including Excavation In Any Material Other Than Rock, Backfilling, Disposal Of Surplus Material, Dewatering, Concrete Blinding, Concreting, Grp Laminated Benching, Reinforcement, Formwork, Grp Laminated Corbelling, Tanking, 600X600Mm Heavy Duty Double Triangular Di Cover And Frame To En124, D400 , Support For Ladder, Stainless Steel Safety Chains, Toe Holes, Providing Backdrop Connections Where Necessary Including Supply Of All Fittings, Vertical Pipe Drops, Concrete Encasement, Grp End Plug With Ss Chain & Rodding Eye Provision And Complete As Per Specifications And Drawings Etc.1500Mm Internal Dia Man Holes; Depth To Invert: 1.5 - 2.0M | 1 | Nr | AED | 14067.8
FRANK-02 | 4 | 4.0601 | United Arab Emirates | Dubai | Infrastructure | Al Furjan | Roads & Utilities - Pkg 15 | NAKHEEL | METAC | Award | 2022 |  | Pipework - Manholes And Pipework Ancillaries | K133 | Construction Of Sewer Manholes Including Excavation In Any Material Other Than Rock, Backfilling, Disposal Of Surplus Material, Dewatering, Concrete Blinding, Concreting, Grp Laminated Benching, Reinforcement, Formwork, Grp Laminated Corbelling, Tanking, 600X600Mm Heavy Duty Double Triangular Di Cover And Frame To En124, D400 , Support For Ladder, Stainless Steel Safety Chains, Toe Holes, Providing Backdrop Connections Where Necessary Including Supply Of All Fittings, Vertical Pipe Drops, Concrete Encasement, Grp End Plug With Ss Chain & Rodding Eye Provision And Complete As Per Specifications And Drawings Etc.1500Mm Internal Dia Man Holes; Depth To Invert: 2.0 - 2.5M | 2 | Nr | AED | 16070
FRANK-02 | 4 | 4.0601 | United Arab Emirates | Dubai | Infrastructure | Al Furjan | Roads & Utilities - Pkg 15 | NAKHEEL | METAC | Award | 2022 |  | Pipework - Manholes And Pipework Ancillaries | K134 | Construction Of Sewer Manholes Including Excavation In Any Material Other Than Rock, Backfilling, Disposal Of Surplus Material, Dewatering, Concrete Blinding, Concreting, Grp Laminated Benching, Reinforcement, Formwork, Grp Laminated Corbelling, Tanking, 600X600Mm Heavy Duty Double Triangular Di Cover And Frame To En124, D400 , Support For Ladder, Stainless Steel Safety Chains, Toe Holes, Providing Backdrop Connections Where Necessary Including Supply Of All Fittings, Vertical Pipe Drops, Concrete Encasement, Grp End Plug With Ss Chain & Rodding Eye Provision And Complete As Per Specifications And Drawings Etc.1500Mm Internal Dia Man Holes; Depth To Invert: 2.5 - 3.0M | 1 | Nr | AED | 18072.1
FRANK-02 | 4 | 4.0601 | United Arab Emirates | Dubai | Infrastructure | Al Furjan | Roads & Utilities - Pkg 15 | NAKHEEL | METAC | Award | 2022 |  | Pipework - Manholes And Pipework Ancillaries | K999 | Construction Of Backdrop For House Connection As Per Approved Drawings Including Excavation, Disposal, Formworks, Concrete, Waterproofing, Backfilling, Fittings.; Depth Up To 1.5M | 8 | Nr | AED | 1057.1
FRANK-02 | 4 | 4.0601 | United Arab Emirates | Dubai | Infrastructure | Al Furjan | Roads & Utilities - Pkg 15 | NAKHEEL | METAC | Award | 2022 |  | Pipework - Manholes And Pipework Ancillaries | K999.1 | Construction Of Backdrop For House Connection As Per Approved Drawings Including Excavation, Disposal, Formworks, Concrete, Waterproofing, Backfilling, Fittings.; Depth 1.5M To 2.0M | 2 | Nr | AED | 1247
FRANK-02 | 4 | 4.0601 | United Arab Emirates | Dubai | Infrastructure | Al Furjan | Roads & Utilities - Pkg 15 | NAKHEEL | METAC | Award | 2022 |  | Pipework - Manholes And Pipework Ancillaries | K999.2 | Construction Of Backdrop For House Connection As Per Approved Drawings Including Excavation, Disposal, Formworks, Concrete, Waterproofing, Backfilling, Fittings.; Depth2.0M To 2.5M | 1 | Nr | AED | 1446.3
FRANK-02 | 4 | 4.0601 | United Arab Emirates | Dubai | Infrastructure | Al Furjan | Roads & Utilities - Pkg 15 | NAKHEEL | METAC | Award | 2022 |  | Pipework - Manholes And Pipework Ancillaries | K999.3 | Construction Of Backdrop For House Connection As Per Approved Drawings Including Excavation, Disposal, Formworks, Concrete, Waterproofing, Backfilling, Fittings.; Depth2.5M To 3.0M | 2 | Nr | AED | 1698.8
FRANK-02 | 4 | 4.0601 | United Arab Emirates | Dubai | Infrastructure | Al Furjan | Roads & Utilities - Pkg 15 | NAKHEEL | METAC | Award | 2022 |  | Pipework - Manholes And Pipework Ancillaries | K999.4 | Construction Of Backdrop For 200Mm Dia Main Line As Per Approved Drawings Including Excavation, Disposal, Formworks, Concrete, Waterproofing, Backfilling, Fittings (Rodding Eye Measured Separately).; Depth Up To 1.5M | 1 | Nr | AED | 1362.9
FRANK-02 | 4 | 4.0601 | United Arab Emirates | Dubai | Infrastructure | Al Furjan | Roads & Utilities - Pkg 15 | NAKHEEL | METAC | Award | 2022 |  | Pipework - Manholes And Pipework Ancillaries | K999.5 | Construction Of Backdrop For 200Mm Dia Main Line As Per Approved Drawings Including Excavation, Disposal, Formworks, Concrete, Waterproofing, Backfilling, Fittings (Rodding Eye Measured Separately).; Depth 1.5M To 2.0M | 1 | Nr | AED | 1574.5
FRANK-02 | 4 | 4.0601 | United Arab Emirates | Dubai | Infrastructure | Al Furjan | Roads & Utilities - Pkg 15 | NAKHEEL | METAC | Award | 2022 |  | Pipework - Manholes And Pipework Ancillaries | K999.6 | Construction Of Backdrop For 200Mm Dia Main Line As Per Approved Drawings Including Excavation, Disposal, Formworks, Concrete, Waterproofing, Backfilling, Fittings (Rodding Eye Measured Separately).; Depth2.0M To 2.5M | 1 | Nr | AED | 1795.4
FRANK-02 | 4 | 4.0602 | United Arab Emirates | Dubai | Infrastructure | Al Furjan | Roads & Utilities - Pkg 15 | NAKHEEL | METAC | Award | 2022 |  | Pipework - Manholes And Pipework Ancillaries | K999.7 | Construction Of Backdrop For 200Mm Dia Main Line As Per Approved Drawings Including Excavation, Disposal, Formworks, Concrete, Waterproofing, Backfilling, Fittings (Rodding Eye Measured Separately).; Depth2.5M To 3.0M | 1 | Nr | AED | 2069.4
FRANK-02 | 4 | 4.0602 | United Arab Emirates | Dubai | Infrastructure | Al Furjan | Roads & Utilities - Pkg 15 | NAKHEEL | METAC | Award | 2022 |  | Sewer And Main Water Renovation And Anciliary Works | Y999 | Supply & Fixing Grp Rodding Eye Plug With Ss Chain For Backdrops; 160Mm Dia Grp Rodding Eye Plug With Ss Chain 50Cm Long | 13 | Nr | AED | 687.2
FRANK-02 | 4 | 4.0602 | United Arab Emirates | Dubai | Infrastructure | Al Furjan | Roads & Utilities - Pkg 15 | NAKHEEL | METAC | Award | 2022 |  | Sewer And Main Water Renovation And Anciliary Works | Y999.1 | Supply & Fixing Grp Rodding Eye Plug With Ss Chain For Backdrops; 200Mm Dia Grp Rodding Eye Plug With Ss Chain 50Cm Long | 4 | Nr | AED | 1187
FRANK-02 | 4 | 4.0602 | United Arab Emirates | Dubai | Infrastructure | Al Furjan | Roads & Utilities - Pkg 15 | NAKHEEL | METAC | Award | 2022 |  | Pipework - Supports And Protection | L601.1 | Geotextile Wrap In Bedding And Surround To Pipes As Per Drawings And Specifications For Excavation Of Trench Below Water Table; 160Mm Dia | 1106 | m | AED | 13
FRANK-02 | 4 | 4.0602 | United Arab Emirates | Dubai | Infrastructure | Al Furjan | Roads & Utilities - Pkg 15 | NAKHEEL | METAC | Award | 2022 |  | Pipework - Supports And Protection | L601.2 | Geotextile Wrap In Bedding And Surround To Pipes As Per Drawings And Specifications For Excavation Of Trench Below Water Table; 200Mm Dia | 217 | m | AED | 13.4
FRANK-02 | 4 | 4.0602 | United Arab Emirates | Dubai | Infrastructure | Al Furjan | Roads & Utilities - Pkg 15 | NAKHEEL | METAC | Award | 2022 |  | Pipework - Supports And Protection | L602.1 | Geotextile Wrap In Bedding And Surround To Pipes As Per Drawings And Specifications For Excavation Of Trench Below Water Table; 250Mm Dia | 87.5 | m | AED | 15.2
FRANK-02 | 4 | 4.0602 | United Arab Emirates | Dubai | Infrastructure | Al Furjan | Roads & Utilities - Pkg 15 | NAKHEEL | METAC | Award | 2022 |  | Pipework - Supports And Protection | L661.1 | Warning Tape As Per Drawings And Specifications; 160Mm Dia | 1106 | m | AED | 2.5
FRANK-02 | 4 | 4.0602 | United Arab Emirates | Dubai | Infrastructure | Al Furjan | Roads & Utilities - Pkg 15 | NAKHEEL | METAC | Award | 2022 |  | Pipework - Supports And Protection | L661.2 | Warning Tape As Per Drawings And Specifications; 200Mm Dia | 217 | m | AED | 2.5
FRANK-02 | 4 | 4.0602 | United Arab Emirates | Dubai | Infrastructure | Al Furjan | Roads & Utilities - Pkg 15 | NAKHEEL | METAC | Award | 2022 |  | Pipework - Supports And Protection | L662.1 | Warning Tape As Per Drawings And Specifications; 250Mm Dia | 87.5 | m | AED | 2.5
FRANK-02 | 4 | 4.0602 | United Arab Emirates | Dubai | Infrastructure | Al Furjan | Roads & Utilities - Pkg 15 | NAKHEEL | METAC | Award | 2022 |  | Pipework - Supports And Protection | L551.1 | Concrete Grade C35/20 In Bedding And Surround To Pipe As Shown On Drawings And As Specification Below 1.5 M Depth; 160Mm Dia | 474 | m | AED | 157.8
FRANK-02 | 4 | 4.0602 | United Arab Emirates | Dubai | Infrastructure | Al Furjan | Roads & Utilities - Pkg 15 | NAKHEEL | METAC | Award | 2022 |  | Pipework - Supports And Protection | L551.2 | Concrete Grade C35/20 In Bedding And Surround To Pipe As Shown On Drawings And As Specification Below 1.5 M Depth; 200Mm Dia | 93 | m | AED | 174.2
FRANK-02 | 4 | 4.0603 | United Arab Emirates | Dubai | Infrastructure | Al Furjan | Roads & Utilities - Pkg 15 | NAKHEEL | METAC | Award | 2022 |  | Pipework - Supports And Protection | L542.1 | Concrete Grade C35/20 In Bedding And Surround To Pipe As Shown On Drawings And As Specification Below 1.5 M Depth; 250Mm Dia | 37.5 | m | AED | 196
FRANK-02 | 4 | 4.0603 | United Arab Emirates | Dubai | Infrastructure | Al Furjan | Roads & Utilities - Pkg 15 | NAKHEEL | METAC | Award | 2022 |  | Pipework - Supports And Protection | L111 | Concrete Grade C35/20 In Bedding And Surround To Pipe As Shown On Drawings And As Specification Below 1.5 M Depth; Extra Over To Excavation Of Rock In Chambers And Pipes | 200 | m³ | AED | 54.2
FRANK-02 | 4 | 4.0603 | United Arab Emirates | Dubai | Infrastructure | Al Furjan | Roads & Utilities - Pkg 15 | NAKHEEL | METAC | Award | 2022 |  | Pipework - Fittings And Valves | J591 | Concrete Grade C35/20 In Bedding And Surround To Pipe As Shown On Drawings And As Specification Below 1.5 M Depth; End Cap For 150Mm Dia | 127 | Nr | AED | 57.7
FRANK-02 | 4 | 4.0603 | United Arab Emirates | Dubai | Infrastructure | Al Furjan | Roads & Utilities - Pkg 15 | NAKHEEL | METAC | Award | 2022 |  | Pipework - Fittings And Valves | J591.1 | Concrete Grade C35/20 In Bedding And Surround To Pipe As Shown On Drawings And As Specification Below 1.5 M Depth; End Cap For 200Mm Dia | 80 | Nr | AED | 92.2
FRANK-02 | 4 | 4.0603 | United Arab Emirates | Dubai | Infrastructure | Al Furjan | Roads & Utilities - Pkg 15 | NAKHEEL | METAC | Award | 2022 |  | Pipework - Fittings And Valves | J451 | Coupler; 150Mm Dia | 20 | Nr | AED | 40.3
FRANK-02 | 4 | 4.0603 | United Arab Emirates | Dubai | Infrastructure | Al Furjan | Roads & Utilities - Pkg 15 | NAKHEEL | METAC | Award | 2022 |  | Pipework - Fittings And Valves | J451.1 | Coupler; 200Mm Dia | 5 | Nr | AED | 50.5
FRANK-02 | 4 | 4.0603 | United Arab Emirates | Dubai | Infrastructure | Al Furjan | Roads & Utilities - Pkg 15 | NAKHEEL | METAC | Award | 2022 |  | Pipework - Fittings And Valves | J452 | Coupler; 250Mm Dia | 8 | Nr | AED | 70.7
FRANK-02 | 4 | 4.0603 | United Arab Emirates | Dubai | Infrastructure | Al Furjan | Roads & Utilities - Pkg 15 | NAKHEEL | METAC | Award | 2022 |  | Pipework - Fittings And Valves | J481 | Straight Special; 150Mm Dia | 9 | Nr | AED | 40.6
FRANK-02 | 4 | 4.0603 | United Arab Emirates | Dubai | Infrastructure | Al Furjan | Roads & Utilities - Pkg 15 | NAKHEEL | METAC | Award | 2022 |  | Pipework - Fittings And Valves | J481.1 | Straight Special; 200Mm Dia | 5 | Nr | AED | 86.7
FRANK-02 | 4 | 4.0603 | United Arab Emirates | Dubai | Infrastructure | Al Furjan | Roads & Utilities - Pkg 15 | NAKHEEL | METAC | Award | 2022 |  | Pipework - Fittings And Valves | J482 | Straight Special; 250Mm Dia | 5 | Nr | AED | 82.5
FRANK-02 | 4 | 4.0604 | United Arab Emirates | Dubai | Infrastructure | Al Furjan | Roads & Utilities - Pkg 15 | NAKHEEL | METAC | Award | 2022 |  | Pipework - Manholes And Pipework Ancillaries | K999.8 | Breaking Of Existing Chamber Base Or Wall For Providing Connection Of New Line (House Connection & Main Line ) Including Grp Lining, Reworks And Manhole Re-Fix As Per Specification And Authority Approval. | 49 | Nr | AED | 6608.5
FRANK-02 | 4 | 4.0604 | United Arab Emirates | Dubai | Infrastructure | Al Furjan | Roads & Utilities - Pkg 15 | NAKHEEL | METAC | Award | 2022 |  | Pipework - Manholes And Pipework Ancillaries | K999.8 | Plugged In Works Inside Manhole Including Grp Lining, Reworks As Per Drawing And Specification | 10 | Nr | AED | 1561.8
FRANK-02 | 4 | 4.0604 | United Arab Emirates | Dubai | Infrastructure | Al Furjan | Roads & Utilities - Pkg 15 | NAKHEEL | METAC | Award | 2022 |  | Pipework - Manholes And Pipework Ancillaries | K732 | Break Out Existing Road Pavement Including Saw Cut (As Per Engineer/Authority Approved Method); Comprising Of Ac Bituminous Course, Aggregate Road Base And Aggregate Sub Base; Asphalt And Other Materials Cart To Authorities/Employer'S Approved Tip And Reinstatement Of Road Pavement As Per Specification And Drawings And Engineer/Authority Approved Method; Pipe Bore Not Exceeding 300Mm | 50 | m | AED | 437.3
FRANK-02 | 4 | 4.0604 | United Arab Emirates | Dubai | Infrastructure | Al Furjan | Roads & Utilities - Pkg 15 | NAKHEEL | METAC | Award | 2022 |  | Pipework - Manholes And Pipework Ancillaries | K739 | Break Out Existing Road Pavement Including Saw Cut (As Per Engineer/Authority Approved Method); Comprising Of Ac Bituminous Course, Aggregate Road Base And Aggregate Sub Base; Asphalt And Other Materials Cart To Authorities/Employer'S Approved Tip And Reinstatement Of Road Pavement As Per Specification And Drawings And Engineer/Authority Approved Method; For Duct Laying ; 1 Way To 6 Way Duct | 55 | m | AED | 437.3
FRANK-02 | 4 | 4.0604 | United Arab Emirates | Dubai | Infrastructure | Al Furjan | Roads & Utilities - Pkg 15 | NAKHEEL | METAC | Award | 2022 |  | Pipework - Pipes | I512 | Supply, Lay Joint, Test And Commission Of Upvc Pipes & Fittings Including Additional Couplers, Straight Specials And Short Pipe Pieces In Accordance With Bs 3505 Including Excavation, Backfilling, Compaction, Disposal Of Unsuitable Material To Approved Dump Site, Dewatering, Protection Of Services, Supports, Warning Tape Etc. All Complete As Per Drawings And Specification (Beds And Surrounds Measured Separately); 100Mm Dia Pipe Depth Not Exceeding 1.5M | 100 | m | AED | 151.4
FRANK-02 | 4 | 4.0604 | United Arab Emirates | Dubai | Infrastructure | Al Furjan | Roads & Utilities - Pkg 15 | NAKHEEL | METAC | Award | 2022 |  | Pipework - Pipes | I513.1 | Supply, Lay Joint, Test And Commission Of Upvc Pipes & Fittings Including Additional Couplers, Straight Specials And Short Pipe Pieces In Accordance With Bs 3505 Including Excavation, Backfilling, Compaction, Disposal Of Unsuitable Material To Approved Dump Site, Dewatering, Protection Of Services, Supports, Warning Tape Etc. All Complete As Per Drawings And Specification (Beds And Surrounds Measured Separately); 100Mm Dia Pipe Depth Range 1.5 To 2.0 M | 15 | m | AED | 152.5
FRANK-02 | 4 | 4.0604 | United Arab Emirates | Dubai | Infrastructure | Al Furjan | Roads & Utilities - Pkg 15 | NAKHEEL | METAC | Award | 2022 |  | Pipework - Pipes | I512.1 | Supply, Lay Joint, Test And Commission Of Upvc Pipes & Fittings Including Additional Couplers, Straight Specials And Short Pipe Pieces In Accordance With Bs 3505 Including Excavation, Backfilling, Compaction, Disposal Of Unsuitable Material To Approved Dump Site, Dewatering, Protection Of Services, Supports, Warning Tape Etc. All Complete As Per Drawings And Specification (Beds And Surrounds Measured Separately); 150Mm Dia Pipe Depth Not Exceeding 1.5M | 1500 | m | AED | 189.3
FRANK-02 | 4 | 4.0604 | United Arab Emirates | Dubai | Infrastructure | Al Furjan | Roads & Utilities - Pkg 15 | NAKHEEL | METAC | Award | 2022 |  | Pipework - Pipes | I513.2 | Supply, Lay Joint, Test And Commission Of Upvc Pipes & Fittings Including Additional Couplers, Straight Specials And Short Pipe Pieces In Accordance With Bs 3505 Including Excavation, Backfilling, Compaction, Disposal Of Unsuitable Material To Approved Dump Site, Dewatering, Protection Of Services, Supports, Warning Tape Etc. All Complete As Per Drawings And Specification (Beds And Surrounds Measured Separately); 150Mm Dia Pipe Depth Range 1.5 To 2.0 M | 60 | m | AED | 191.2
FRANK-02 | 4 | 4.0604 | United Arab Emirates | Dubai | Infrastructure | Al Furjan | Roads & Utilities - Pkg 15 | NAKHEEL | METAC | Award | 2022 |  | Pipework - Pipes | I514 | Supply, Lay Joint, Test And Commission Of Upvc Pipes & Fittings Including Additional Couplers, Straight Specials And Short Pipe Pieces In Accordance With Bs 3505 Including Excavation, Backfilling, Compaction, Disposal Of Unsuitable Material To Approved Dump Site, Dewatering, Protection Of Services, Supports, Warning Tape Etc. All Complete As Per Drawings And Specification (Beds And Surrounds Measured Separately); 150Mm Dia Pipe Depth Range 2.0 To 2.5 M | 10 | m | AED | 364.1
FRANK-02 | 4 | 4.0605 | United Arab Emirates | Dubai | Infrastructure | Al Furjan | Roads & Utilities - Pkg 15 | NAKHEEL | METAC | Award | 2022 |  | Pipework - Pipes | I512.2 | Supply, Lay Joint, Test And Commission Of Upvc Pipes & Fittings Including Additional Couplers, Straight Specials And Short Pipe Pieces In Accordance With Bs 3505 Including Excavation, Backfilling, Compaction, Disposal Of Unsuitable Material To Approved Dump Site, Dewatering, Protection Of Services, Supports, Warning Tape Etc. All Complete As Per Drawings And Specification (Beds And Surrounds Measured Separately); 200Mm Dia Pipe Depth Range Not Exceeding 1.5M | 15 | m | AED | 231.5
FRANK-02 | 4 | 4.0605 | United Arab Emirates | Dubai | Infrastructure | Al Furjan | Roads & Utilities - Pkg 15 | NAKHEEL | METAC | Award | 2022 |  | Pipework - Pipes | I513.3 | Supply, Lay Joint, Test And Commission Of Upvc Pipes & Fittings Including Additional Couplers, Straight Specials And Short Pipe Pieces In Accordance With Bs 3505 Including Excavation, Backfilling, Compaction, Disposal Of Unsuitable Material To Approved Dump Site, Dewatering, Protection Of Services, Supports, Warning Tape Etc. All Complete As Per Drawings And Specification (Beds And Surrounds Measured Separately); 200Mm Dia Pipe Depth Range 1.5 To 2.0 M | 20 | m | AED | 265
FRANK-02 | 4 | 4.0605 | United Arab Emirates | Dubai | Infrastructure | Al Furjan | Roads & Utilities - Pkg 15 | NAKHEEL | METAC | Award | 2022 |  | Pipework - Pipes | I514.1 | Supply, Lay Joint, Test And Commission Of Upvc Pipes & Fittings Including Additional Couplers, Straight Specials And Short Pipe Pieces In Accordance With Bs 3505 Including Excavation, Backfilling, Compaction, Disposal Of Unsuitable Material To Approved Dump Site, Dewatering, Protection Of Services, Supports, Warning Tape Etc. All Complete As Per Drawings And Specification (Beds And Surrounds Measured Separately); 200Mm Dia Pipe Depth Range 2.0 To 2.5 M | 10 | m | AED | 406.5
FRANK-02 | 4 | 4.0605 | United Arab Emirates | Dubai | Infrastructure | Al Furjan | Roads & Utilities - Pkg 15 | NAKHEEL | METAC | Award | 2022 |  | Pipework - Manholes And Pipework Ancillaries | K522 | Upvc Cable Ducts To Bs 3506 Class C Laid And Jointed In Trench Beneath Carriage Ways Including Excavation, Backfilling, Protection Of Services, End Caps, 8Mm Diameter Draw Cords, Studs & Concrete Duct Marker As Per Drawings And Specifications ( Beds And Surrounds Measured Separately ); 2-Way 150Mm Diameter Depth Not Exceeding 1.5M | 155 | m | AED | 299.8
FRANK-02 | 4 | 4.0605 | United Arab Emirates | Dubai | Infrastructure | Al Furjan | Roads & Utilities - Pkg 15 | NAKHEEL | METAC | Award | 2022 |  | Pipework - Manholes And Pipework Ancillaries | K512.1 | Upvc Cable Ducts To Bs 3506 Class C Laid And Jointed In Trench Beneath Carriage Ways Including Excavation, Backfilling, Protection Of Services, End Caps, 8Mm Diameter Draw Cords, Studs & Concrete Duct Marker As Per Drawings And Specifications ( Beds And Surrounds Measured Separately ); 1-Way 300Mm Diameter Depth Not Exceeding 1.5M | 65 | m | AED | 321.9
FRANK-02 | 4 | 4.0605 | United Arab Emirates | Dubai | Infrastructure | Al Furjan | Roads & Utilities - Pkg 15 | NAKHEEL | METAC | Award | 2022 |  | Pipework - Fittings And Valves | J891 | Supply And Fixing Of Valves Including Coupling, Nut & Bolts, Pipe Work Inside The Chamber And All Other Accessories All As Per Drawings And Specification; Washout Valves: 150 Mm Dia | 1 | Nr | AED | 14993
FRANK-02 | 4 | 4.0605 | United Arab Emirates | Dubai | Infrastructure | Al Furjan | Roads & Utilities - Pkg 15 | NAKHEEL | METAC | Award | 2022 |  | Pipework - Fittings And Valves | J861 | Supply And Fixing Of Valves Including Coupling, Nut & Bolts, Pipe Work Inside The Chamber And All Other Accessories All As Per Drawings And Specification; Air Release Valves: 150 Mm Dia | 1 | Nr | AED | 10994.9
FRANK-02 | 4 | 4.0605 | United Arab Emirates | Dubai | Infrastructure | Al Furjan | Roads & Utilities - Pkg 15 | NAKHEEL | METAC | Award | 2022 |  | Pipework - Fittings And Valves | J861.1 | Supply And Fixing Of Valves Including Coupling, Nut & Bolts, Pipe Work Inside The Chamber And All Other Accessories All As Per Drawings And Specification; Air Release Valves: 200 Mm Dia | 1 | Nr | AED | 13743.5
FRANK-02 | 4 | 4.0605 | United Arab Emirates | Dubai | Infrastructure | Al Furjan | Roads & Utilities - Pkg 15 | NAKHEEL | METAC | Award | 2022 |  | Pipework - Fittings And Valves | J811 | Supply And Fixing Of Valves Including Coupling, Nut & Bolts, Pipe Work Inside The Chamber And All Other Accessories All As Per Drawings And Specification; Gate Valves 100Mm Dia | 24 | Nr | AED | 6871.8
FRANK-02 | 4 | 4.0605 | United Arab Emirates | Dubai | Infrastructure | Al Furjan | Roads & Utilities - Pkg 15 | NAKHEEL | METAC | Award | 2022 |  | Pipework - Fittings And Valves | J811.1 | Supply And Fixing Of Valves Including Coupling, Nut & Bolts, Pipe Work Inside The Chamber And All Other Accessories All As Per Drawings And Specification; Gate Valves 150Mm Dia | 16 | Nr | AED | 8121.2
FRANK-02 | 4 | 4.0606 | United Arab Emirates | Dubai | Infrastructure | Al Furjan | Roads & Utilities - Pkg 15 | NAKHEEL | METAC | Award | 2022 |  | Pipework - Fittings And Valves | J812 | Supply And Fixing Of Valves Including Coupling, Nut & Bolts, Pipe Work Inside The Chamber And All Other Accessories All As Per Drawings And Specification; Gate Valve 200Mm Dia | 1 | Nr | AED | 15617.7
FRANK-02 | 4 | 4.0606 | United Arab Emirates | Dubai | Infrastructure | Al Furjan | Roads & Utilities - Pkg 15 | NAKHEEL | METAC | Award | 2022 |  | Pipework - Manholes And Pipework Ancillaries | K232.1 | Construction Of All Buried Valve Chambers (Depth Range 2.5M) Including Excavation In Any Material Other Than Rock, Backfilling, Disposal Of Unsuitable Material To An Approved Dump Site, Dewatering, Blinding, Concreting, Reinforcement, Formwork, Di Surface Box, Spindle Tubes, Ss Spindles, Thrust Block, Grp Sealing Plates For Covers Etc. All Complete As Detail Drawings And Specification; Gate Valves 100Mm Dia | 24 | Nr | AED | 14368.3
FRANK-02 | 4 | 4.0606 | United Arab Emirates | Dubai | Infrastructure | Al Furjan | Roads & Utilities - Pkg 15 | NAKHEEL | METAC | Award | 2022 |  | Pipework - Manholes And Pipework Ancillaries | K232.2 | Construction Of All Buried Valve Chambers (Depth Range 2.5M) Including Excavation In Any Material Other Than Rock, Backfilling, Disposal Of Unsuitable Material To An Approved Dump Site, Dewatering, Blinding, Concreting, Reinforcement, Formwork, Di Surface Box, Spindle Tubes, Ss Spindles, Thrust Block, Grp Sealing Plates For Covers Etc. All Complete As Detail Drawings And Specification; Gate Valves 150Mm Dia | 16 | Nr | AED | 16242.5
FRANK-02 | 4 | 4.0606 | United Arab Emirates | Dubai | Infrastructure | Al Furjan | Roads & Utilities - Pkg 15 | NAKHEEL | METAC | Award | 2022 |  | Pipework - Manholes And Pipework Ancillaries | K232.3 | Construction Of All Buried Valve Chambers (Depth Range 2.5M) Including Excavation In Any Material Other Than Rock, Backfilling, Disposal Of Unsuitable Material To An Approved Dump Site, Dewatering, Blinding, Concreting, Reinforcement, Formwork, Di Surface Box, Spindle Tubes, Ss Spindles, Thrust Block, Grp Sealing Plates For Covers Etc. All Complete As Detail Drawings And Specification; Gate Valve 200Mm Dia | 1 | Nr | AED | 28111.8
FRANK-02 | 4 | 4.0606 | United Arab Emirates | Dubai | Infrastructure | Al Furjan | Roads & Utilities - Pkg 15 | NAKHEEL | METAC | Award | 2022 |  | Pipework - Manholes And Pipework Ancillaries | K232.5 | Construction Of All Valves Inside Chambers (Depth Range 2.5M) Including Excavation In Any Material Other Than Rock, Backfilling, Disposal Of Unsuitable Material To An Approved Dump Site, Dewatering, Blinding, Concreting, Reinforcement, Formwork, Di Circular Cover With Square Frame, Spindle Tubes, Ss Spindles, Thrust Block Etc. All Complete As Detail Drawings And Specification; Washout Valve Chambers Below 500Mm Dia | 1 | Nr | AED | 19990.6
FRANK-02 | 4 | 4.0606 | United Arab Emirates | Dubai | Infrastructure | Al Furjan | Roads & Utilities - Pkg 15 | NAKHEEL | METAC | Award | 2022 |  | Pipework - Manholes And Pipework Ancillaries | K232.6 | Construction Of All Valves Inside Chambers (Depth Range 2.5M) Including Excavation In Any Material Other Than Rock, Backfilling, Disposal Of Unsuitable Material To An Approved Dump Site, Dewatering, Blinding, Concreting, Reinforcement, Formwork, Di Circular Cover With Square Frame, Spindle Tubes, Ss Spindles, Thrust Block Etc. All Complete As Detail Drawings And Specification; Air Valve Chambers Below 500Mm Dia | 2 | Nr | AED | 17491.8
FRANK-02 | 4 | 4.0606 | United Arab Emirates | Dubai | Infrastructure | Al Furjan | Roads & Utilities - Pkg 15 | NAKHEEL | METAC | Award | 2022 |  | Pipework - Fittings And Valves | J411.1 | Upvc Pipe Fittings Including Couplers, Straight Specials & All Accessories Complete As Per Drawings And Specifications; Bend 11.25 Degree; 100Mm Dia | 1 | Nr | AED | 62.6
FRANK-02 | 4 | 4.0606 | United Arab Emirates | Dubai | Infrastructure | Al Furjan | Roads & Utilities - Pkg 15 | NAKHEEL | METAC | Award | 2022 |  | Pipework - Fittings And Valves | J411.2 | Upvc Pipe Fittings Including Couplers, Straight Specials & All Accessories Complete As Per Drawings And Specifications; Bend 45 Degree; 100Mm Dia | 2 | Nr | AED | 437.3
FRANK-02 | 4 | 4.0606 | United Arab Emirates | Dubai | Infrastructure | Al Furjan | Roads & Utilities - Pkg 15 | NAKHEEL | METAC | Award | 2022 |  | Pipework - Fittings And Valves | J411.3 | Upvc Pipe Fittings Including Couplers, Straight Specials & All Accessories Complete As Per Drawings And Specifications; Bend 90 Degree; 100Mm Dia | 1 | Nr | AED | 474.8
FRANK-02 | 4 | 4.0606 | United Arab Emirates | Dubai | Infrastructure | Al Furjan | Roads & Utilities - Pkg 15 | NAKHEEL | METAC | Award | 2022 |  | Pipework - Fittings And Valves | J411.4 | Upvc Pipe Fittings Including Couplers, Straight Specials & All Accessories Complete As Per Drawings And Specifications; Bend 11.25 Degree; 150Mm Dia | 1 | Nr | AED | 75
FRANK-02 | 4 | 4.0606 | United Arab Emirates | Dubai | Infrastructure | Al Furjan | Roads & Utilities - Pkg 15 | NAKHEEL | METAC | Award | 2022 |  | Pipework - Fittings And Valves | J411.5 | Upvc Pipe Fittings Including Couplers, Straight Specials & All Accessories Complete As Per Drawings And Specifications; Bend 22.5 Degree; 150Mm Dia | 1 | Nr | AED | 81.3
FRANK-02 | 4 | 4.0607 | United Arab Emirates | Dubai | Infrastructure | Al Furjan | Roads & Utilities - Pkg 15 | NAKHEEL | METAC | Award | 2022 |  | Pipework - Fittings And Valves | J411.6 | Upvc Pipe Fittings Including Couplers, Straight Specials & All Accessories Complete As Per Drawings And Specifications; Bend 45 Degree; 150Mm Dia | 16 | Nr | AED | 537.3
FRANK-02 | 4 | 4.0607 | United Arab Emirates | Dubai | Infrastructure | Al Furjan | Roads & Utilities - Pkg 15 | NAKHEEL | METAC | Award | 2022 |  | Pipework - Fittings And Valves | J411.7 | Upvc Pipe Fittings Including Couplers, Straight Specials & All Accessories Complete As Per Drawings And Specifications; Bend 90 Degree; 150Mm Dia | 16 | Nr | AED | 581
FRANK-02 | 4 | 4.0607 | United Arab Emirates | Dubai | Infrastructure | Al Furjan | Roads & Utilities - Pkg 15 | NAKHEEL | METAC | Award | 2022 |  | Pipework - Fittings And Valves | J411.8 | Upvc Pipe Fittings Including Couplers, Straight Specials & All Accessories Complete As Per Drawings And Specifications; Bend 11.25 Degree; 200Mm Dia | 1 | Nr | AED | 87.5
FRANK-02 | 4 | 4.0607 | United Arab Emirates | Dubai | Infrastructure | Al Furjan | Roads & Utilities - Pkg 15 | NAKHEEL | METAC | Award | 2022 |  | Pipework - Fittings And Valves | J411.9 | Upvc Pipe Fittings Including Couplers, Straight Specials & All Accessories Complete As Per Drawings And Specifications; Bend 45 Degree; 200Mm Dia | 1 | Nr | AED | 1099.5
FRANK-02 | 4 | 4.0607 | United Arab Emirates | Dubai | Infrastructure | Al Furjan | Roads & Utilities - Pkg 15 | NAKHEEL | METAC | Award | 2022 |  | Pipework - Fittings And Valves | J411.10 | Upvc Pipe Fittings Including Couplers, Straight Specials & All Accessories Complete As Per Drawings And Specifications; Bend 90 Degree; 200Mm Dia | 2 | Nr | AED | 1149.5
FRANK-02 | 4 | 4.0607 | United Arab Emirates | Dubai | Infrastructure | Al Furjan | Roads & Utilities - Pkg 15 | NAKHEEL | METAC | Award | 2022 |  | Pipework - Fittings And Valves | J412.1 | Upvc Pipe Fittings Including Couplers, Straight Specials & All Accessories Complete As Per Drawings And Specifications; Bend 11.25 Degree; 250Mm Dia | 1 | Nr | AED | 106.2
FRANK-02 | 4 | 4.0607 | United Arab Emirates | Dubai | Infrastructure | Al Furjan | Roads & Utilities - Pkg 15 | NAKHEEL | METAC | Award | 2022 |  | Pipework - Fittings And Valves | J412.2 | Upvc Pipe Fittings Including Couplers, Straight Specials & All Accessories Complete As Per Drawings And Specifications; Bend 45 Degree; 250Mm Dia | 1 | Nr | AED | 1499.3
FRANK-02 | 4 | 4.0607 | United Arab Emirates | Dubai | Infrastructure | Al Furjan | Roads & Utilities - Pkg 15 | NAKHEEL | METAC | Award | 2022 |  | Pipework - Fittings And Valves | J412.3 | Upvc Pipe Fittings Including Couplers, Straight Specials & All Accessories Complete As Per Drawings And Specifications; Bend 90 Degree; 250Mm Dia | 1 | Nr | AED | 1599.3
FRANK-02 | 4 | 4.0607 | United Arab Emirates | Dubai | Infrastructure | Al Furjan | Roads & Utilities - Pkg 15 | NAKHEEL | METAC | Award | 2022 |  | Pipework - Fittings And Valves | J421 | Upvc Pipe Fittings Including Couplers, Straight Specials & All Accessories Complete As Per Drawings And Specifications; Tee; 100X100X100Mm Dia | 20 | Nr | AED | 487.4
FRANK-02 | 4 | 4.0607 | United Arab Emirates | Dubai | Infrastructure | Al Furjan | Roads & Utilities - Pkg 15 | NAKHEEL | METAC | Award | 2022 |  | Pipework - Fittings And Valves | J421.1 | Upvc Pipe Fittings Including Couplers, Straight Specials & All Accessories Complete As Per Drawings And Specifications; Tee; 100X200X100Mm Dia | 7 | Nr | AED | 1062
FRANK-02 | 4 | 4.0608 | United Arab Emirates | Dubai | Infrastructure | Al Furjan | Roads & Utilities - Pkg 15 | NAKHEEL | METAC | Award | 2022 |  | Pipework - Fittings And Valves | J421.2 | Upvc Pipe Fittings Including Couplers, Straight Specials & All Accessories Complete As Per Drawings And Specifications; Tee; 150X100X150Mm Dia | 8 | Nr | AED | 562.3
FRANK-02 | 4 | 4.0608 | United Arab Emirates | Dubai | Infrastructure | Al Furjan | Roads & Utilities - Pkg 15 | NAKHEEL | METAC | Award | 2022 |  | Pipework - Fittings And Valves | J421.3 | Upvc Pipe Fittings Including Couplers, Straight Specials & All Accessories Complete As Per Drawings And Specifications; Tee; 150X150X150Mm Dia | 20 | Nr | AED | 574.7
FRANK-02 | 4 | 4.0608 | United Arab Emirates | Dubai | Infrastructure | Al Furjan | Roads & Utilities - Pkg 15 | NAKHEEL | METAC | Award | 2022 |  | Pipework - Fittings And Valves | J421.4 | Upvc Pipe Fittings Including Couplers, Straight Specials & All Accessories Complete As Per Drawings And Specifications; Tee; 150X200X150Mm Dia | 5 | Nr | AED | 1187
FRANK-02 | 4 | 4.0608 | United Arab Emirates | Dubai | Infrastructure | Al Furjan | Roads & Utilities - Pkg 15 | NAKHEEL | METAC | Award | 2022 |  | Pipework - Fittings And Valves | J422 | Upvc Pipe Fittings Including Couplers, Straight Specials & All Accessories Complete As Per Drawings And Specifications; Tee; 200X150X200Mm Dia | 4 | Nr | AED | 1155.8
FRANK-02 | 4 | 4.0608 | United Arab Emirates | Dubai | Infrastructure | Al Furjan | Roads & Utilities - Pkg 15 | NAKHEEL | METAC | Award | 2022 |  | Pipework - Fittings And Valves | J422.1 | Upvc Pipe Fittings Including Couplers, Straight Specials & All Accessories Complete As Per Drawings And Specifications; Tee; 200X100X200Mm Dia | 1 | Nr | AED | 1174.5
FRANK-02 | 4 | 4.0608 | United Arab Emirates | Dubai | Infrastructure | Al Furjan | Roads & Utilities - Pkg 15 | NAKHEEL | METAC | Award | 2022 |  | Pipework - Fittings And Valves | J431 | Upvc Pipe Fittings Including Couplers, Straight Specials & All Accessories Complete As Per Drawings And Specifications; Reducer; 150X100Mm Dia | 3 | Nr | AED | 60
FRANK-02 | 4 | 4.0608 | United Arab Emirates | Dubai | Infrastructure | Al Furjan | Roads & Utilities - Pkg 15 | NAKHEEL | METAC | Award | 2022 |  | Pipework - Fittings And Valves | J431.1 | Upvc Pipe Fittings Including Couplers, Straight Specials & All Accessories Complete As Per Drawings And Specifications; Reducer; 200X100Mm Dia | 1 | Nr | AED | 81.3
FRANK-02 | 4 | 4.0608 | United Arab Emirates | Dubai | Infrastructure | Al Furjan | Roads & Utilities - Pkg 15 | NAKHEEL | METAC | Award | 2022 |  | Pipework - Fittings And Valves | J431.2 | Upvc Pipe Fittings Including Couplers, Straight Specials & All Accessories Complete As Per Drawings And Specifications; Reducer; 200X150Mm Dia | 1 | Nr | AED | 100.1
FRANK-02 | 4 | 4.0608 | United Arab Emirates | Dubai | Infrastructure | Al Furjan | Roads & Utilities - Pkg 15 | NAKHEEL | METAC | Award | 2022 |  | Pipework - Fittings And Valves | J432 | Upvc Pipe Fittings Including Couplers, Straight Specials & All Accessories Complete As Per Drawings And Specifications; Reducer; 250X200Mm Dia | 2 | Nr | AED | 137.5
FRANK-02 | 4 | 4.0609 | United Arab Emirates | Dubai | Infrastructure | Al Furjan | Roads & Utilities - Pkg 15 | NAKHEEL | METAC | Award | 2022 |  | Pipework - Fittings And Valves | J491 | Upvc Pipe Fittings Including Couplers, Straight Specials & All Accessories Complete As Per Drawings And Specifications; End Cap; 100Mm Dia | 29 | Nr | AED | 437.3
FRANK-02 | 4 | 4.0609 | United Arab Emirates | Dubai | Infrastructure | Al Furjan | Roads & Utilities - Pkg 15 | NAKHEEL | METAC | Award | 2022 |  | Pipework - Fittings And Valves | J491.1 | Upvc Pipe Fittings Including Couplers, Straight Specials & All Accessories Complete As Per Drawings And Specifications; End Cap; 150Mm Dia | 2 | Nr | AED | 518.6
FRANK-02 | 4 | 4.0609 | United Arab Emirates | Dubai | Infrastructure | Al Furjan | Roads & Utilities - Pkg 15 | NAKHEEL | METAC | Award | 2022 |  | Pipework - Fittings And Valves | J492 | Upvc Pipe Fittings Including Couplers, Straight Specials & All Accessories Complete As Per Drawings And Specifications; End Cap; 200Mm Dia | 3 | Nr | AED | 999.5
FRANK-02 | 4 | 4.0609 | United Arab Emirates | Dubai | Infrastructure | Al Furjan | Roads & Utilities - Pkg 15 | NAKHEEL | METAC | Award | 2022 |  | Pipework - Fittings And Valves | J451 | Upvc Pipe Fittings Including Couplers, Straight Specials & All Accessories Complete As Per Drawings And Specifications; Coupler For Riser; 100Mm Dia | 79 | Nr | AED | 1062
FRANK-02 | 4 | 4.0609 | United Arab Emirates | Dubai | Infrastructure | Al Furjan | Roads & Utilities - Pkg 15 | NAKHEEL | METAC | Award | 2022 |  | Pipework - Fittings And Valves | J451.1 | Upvc Pipe Fittings Including Couplers, Straight Specials & All Accessories Complete As Per Drawings And Specifications; Coupler For Riser; 150Mm Dia | 26 | Nr | AED | 412.4
FRANK-02 | 4 | 4.0609 | United Arab Emirates | Dubai | Infrastructure | Al Furjan | Roads & Utilities - Pkg 15 | NAKHEEL | METAC | Award | 2022 |  | Pipework - Fittings And Valves | J481 | Upvc Pipe Fittings Including Couplers, Straight Specials & All Accessories Complete As Per Drawings And Specifications; Straight Special For Riser; 100Mm Dia | 45 | Nr | AED | 456.1
FRANK-02 | 4 | 4.0609 | United Arab Emirates | Dubai | Infrastructure | Al Furjan | Roads & Utilities - Pkg 15 | NAKHEEL | METAC | Award | 2022 |  | Pipework - Fittings And Valves | J481.1 | Upvc Pipe Fittings Including Couplers, Straight Specials & All Accessories Complete As Per Drawings And Specifications; Straight Special For Riser; 150Mm Dia | 18 | Nr | AED | 687.2
FRANK-02 | 4 | 4.0609 | United Arab Emirates | Dubai | Infrastructure | Al Furjan | Roads & Utilities - Pkg 15 | NAKHEEL | METAC | Award | 2022 |  | Pipework - Fittings And Valves | J481.2 | Upvc Pipe Fittings Including Couplers, Straight Specials & All Accessories Complete As Per Drawings And Specifications; Straight Special For Riser; 200Mm Dia | 12 | Nr | AED | 974.6
FRANK-02 | 4 | 4.0609 | United Arab Emirates | Dubai | Infrastructure | Al Furjan | Roads & Utilities - Pkg 15 | NAKHEEL | METAC | Award | 2022 |  | Pipework - Supports And Protection | L511.1 | Imported Granular Bed And Surround Including Warning Tape As Applicable; 100 Mm Dia Pipe | 92 | m | AED | 31.3
FRANK-02 | 4 | 4.0609 | United Arab Emirates | Dubai | Infrastructure | Al Furjan | Roads & Utilities - Pkg 15 | NAKHEEL | METAC | Award | 2022 |  | Pipework - Supports And Protection | L511.2 | Imported Granular Bed And Surround Including Warning Tape As Applicable; 150 Mm Dia Pipe | 1256 | m | AED | 35
FRANK-02 | 4 | 4.061 | United Arab Emirates | Dubai | Infrastructure | Al Furjan | Roads & Utilities - Pkg 15 | NAKHEEL | METAC | Award | 2022 |  | Pipework - Supports And Protection | L511.3 | Imported Granular Bed And Surround Including Warning Tape As Applicable; 200 Mm Dia Pipe | 30 | m | AED | 43.7
FRANK-02 | 4 | 4.061 | United Arab Emirates | Dubai | Infrastructure | Al Furjan | Roads & Utilities - Pkg 15 | NAKHEEL | METAC | Award | 2022 |  | Pipework - Supports And Protection | L541.1 | Concrete Grade C35/20 In Bedding And Surround To Pipe As Shown On Drawings And As Specification For Road Crossing; 100 Mm Dia Pipe | 20 | m | AED | 156.9
FRANK-02 | 4 | 4.061 | United Arab Emirates | Dubai | Infrastructure | Al Furjan | Roads & Utilities - Pkg 15 | NAKHEEL | METAC | Award | 2022 |  | Pipework - Supports And Protection | L541.2 | Concrete Grade C35/20 In Bedding And Surround To Pipe As Shown On Drawings And As Specification For Road Crossing; 150 Mm Dia Pipe | 100 | m | AED | 178.8
FRANK-02 | 4 | 4.061 | United Arab Emirates | Dubai | Infrastructure | Al Furjan | Roads & Utilities - Pkg 15 | NAKHEEL | METAC | Award | 2022 |  | Pipework - Supports And Protection | L541.3 | Concrete Grade C35/20 In Bedding And Surround To Pipe As Shown On Drawings And As Specification For Road Crossing; 200 Mm Dia Pipe | 10 | m | AED | 202.6
FRANK-02 | 4 | 4.061 | United Arab Emirates | Dubai | Infrastructure | Al Furjan | Roads & Utilities - Pkg 15 | NAKHEEL | METAC | Award | 2022 |  | Pipework - Supports And Protection | L541.4 | Concrete Grade C35/20 In Bedding And Surround To Pipe As Shown On Drawings And As Specification For Road Crossing; 2-Way 150Mm Diameter | 155 | m | AED | 220.4
FRANK-02 | 4 | 4.061 | United Arab Emirates | Dubai | Infrastructure | Al Furjan | Roads & Utilities - Pkg 15 | NAKHEEL | METAC | Award | 2022 |  | Pipework - Supports And Protection | L543 | Concrete Grade C35/20 In Bedding And Surround To Pipe As Shown On Drawings And As Specification For Road Crossing; 1-Way 300Mm Diameter | 65 | m | AED | 255.2
FRANK-02 | 4 | 4.061 | United Arab Emirates | Dubai | Infrastructure | Al Furjan | Roads & Utilities - Pkg 15 | NAKHEEL | METAC | Award | 2022 |  | Pipework - Supports And Protection | L722 | Concrete Grade C35/20 In Bedding And Surround To Pipe As Shown On Drawings And As Specification For Road Crossing; Volume 0.1 - 0.2 M3 | 46 | Nr | AED | 412.4
FRANK-02 | 4 | 4.061 | United Arab Emirates | Dubai | Infrastructure | Al Furjan | Roads & Utilities - Pkg 15 | NAKHEEL | METAC | Award | 2022 |  | Pipework - Supports And Protection | L723.1 | Concrete Grade C35/20 In Bedding And Surround To Pipe As Shown On Drawings And As Specification For Road Crossing; Volume 0.2 - 0.5 M3 | 63 | Nr | AED | 474.8
FRANK-02 | 4 | 4.061 | United Arab Emirates | Dubai | Infrastructure | Al Furjan | Roads & Utilities - Pkg 15 | NAKHEEL | METAC | Award | 2022 |  | Pipework - Supports And Protection | L723.2 | Concrete Grade C35/20 In Bedding And Surround To Pipe As Shown On Drawings And As Specification For Road Crossing; Volume 0.5 - 1.0 M3 | 18 | Nr | AED | 687.2
FRANK-02 | 4 | 4.061 | United Arab Emirates | Dubai | Infrastructure | Al Furjan | Roads & Utilities - Pkg 15 | NAKHEEL | METAC | Award | 2022 |  | Pipework - Supports And Protection | L599.1 | Precast Rc Protection Slabs Placed Above Existing Irrigation Pipes As Per Standards & Directed By Engineer.; Precast Rc Protection Slabs (1000 X 500 X 150)Mm | 2 | Nr | AED | 330.3
FRANK-02 | 4 | 4.061 | United Arab Emirates | Dubai | Infrastructure | Al Furjan | Roads & Utilities - Pkg 15 | NAKHEEL | METAC | Award | 2022 |  | Pipework - Supports And Protection | L599.2 | Precast Rc Protection Slabs Placed Above Existing Irrigation Pipes As Per Standards & Directed By Engineer.; Precast Rc Protection Slabs (1200 X 500 X 150)Mm | 2 | Nr | AED | 348
FRANK-02 | 4 | 4.0611 | United Arab Emirates | Dubai | Infrastructure | Al Furjan | Roads & Utilities - Pkg 15 | NAKHEEL | METAC | Award | 2022 |  | Pipework - Supports And Protection | L111 | Extra Over To Excavation Of Rock In Chambers And Backfilling | 50 | m³ | AED | 312.5
FRANK-02 | 4 | 4.0611 | United Arab Emirates | Dubai | Infrastructure | Al Furjan | Roads & Utilities - Pkg 15 | NAKHEEL | METAC | Award | 2022 |  | Pipework - Manholes And Pipework Ancillaries | K522 | Upvc Cable Ducts To Bs 3506 Class C Laid And Jointed In Trench Beneath Carriage Ways Including Excavation, Backfilling, Protection Of Services, End Caps, 8Mm Diameter Draw Cords, Studs & Concrete Duct Marker As Per Drawings And Specifications ( Beds And Surrounds Measured Separately ); 2-Way 100Mm Diameter Depth Not Exceeding 1.5M | 84 | m | AED | 135.7
FRANK-02 | 4 | 4.0611 | United Arab Emirates | Dubai | Infrastructure | Al Furjan | Roads & Utilities - Pkg 15 | NAKHEEL | METAC | Award | 2022 |  | Pipework - Manholes And Pipework Ancillaries | K512 | Upvc Cable Ducts To Bs 3506 Class C Laid And Jointed In Trench Beneath Carriage Ways Including Excavation, Backfilling, Protection Of Services, End Caps, 8Mm Diameter Draw Cords, Studs & Concrete Duct Marker As Per Drawings And Specifications ( Beds And Surrounds Measured Separately ); 50Mm Diameter Duct For Cctv Depth Not Exceeding 1.5M | 1810 | m | AED | 83.2
FRANK-02 | 4 | 4.0611 | United Arab Emirates | Dubai | Infrastructure | Al Furjan | Roads & Utilities - Pkg 15 | NAKHEEL | METAC | Award | 2022 |  | Pipework - Supports And Protection | L999 | Bed And Surrroundings; Imported Sand Beds And Surroundings Including Warning Tapes | 170.5 | m³ | AED | 25.3
FRANK-02 | 4 | 4.0611 | United Arab Emirates | Dubai | Infrastructure | Al Furjan | Roads & Utilities - Pkg 15 | NAKHEEL | METAC | Award | 2022 |  | Pipework - Supports And Protection | L999.1 | Mass Opc Concrete Grade C25/20 Surround To Ducts Including Formwork, Polythene Sheet And Bituminous Paint | 73 | m³ | AED | 554.8
FRANK-02 | 4 | 4.0611 | United Arab Emirates | Dubai | Infrastructure | Al Furjan | Roads & Utilities - Pkg 15 | NAKHEEL | METAC | Award | 2022 |  | Miscellaneous Work | X990.1 | Construct Of Foundations & Chambers Including All Excavation, Backfilling, Compaction, Disposal Of Surplus Material, Shuttering, Concrete, Rebar, Holding Down Bolts And Nuts With Densotape Protection Before Casting The Foundation And After Erection Of The Columns Ducts, Connection Cables And All Necessary Works As Shown On The Drawings And As Per Specifications.; For 6M High Columns | 42 | Nr | AED | 693.4
FRANK-02 | 4 | 4.0611 | United Arab Emirates | Dubai | Infrastructure | Al Furjan | Roads & Utilities - Pkg 15 | NAKHEEL | METAC | Award | 2022 |  | Miscellaneous Work | X990.2 | Construct Of Foundations & Chambers Including All Excavation, Backfilling, Compaction, Disposal Of Surplus Material, Shuttering, Concrete, Rebar, Holding Down Bolts And Nuts With Densotape Protection Before Casting The Foundation And After Erection Of The Columns Ducts, Connection Cables And All Necessary Works As Shown On The Drawings And As Per Specifications.; For 10M High Columns | 4 | Nr | AED | 843.3
FRANK-02 | 4 | 4.0611 | United Arab Emirates | Dubai | Infrastructure | Al Furjan | Roads & Utilities - Pkg 15 | NAKHEEL | METAC | Award | 2022 |  | Miscellaneous Work | X990.3 | Construct Of Foundations & Chambers Including All Excavation, Backfilling, Compaction, Disposal Of Surplus Material, Shuttering, Concrete, Rebar, Holding Down Bolts And Nuts With Densotape Protection Before Casting The Foundation And After Erection Of The Columns Ducts, Connection Cables And All Necessary Works As Shown On The Drawings And As Per Specifications.; For Lighting Feeder Pillars | 3 | Nr | AED | 937.1
FRANK-02 | 4 | 4.0611 | United Arab Emirates | Dubai | Infrastructure | Al Furjan | Roads & Utilities - Pkg 15 | NAKHEEL | METAC | Award | 2022 |  | Miscellaneous Work | X990.4 | Construct Of Foundations & Chambers Including All Excavation, Backfilling, Compaction, Disposal Of Surplus Material, Shuttering, Concrete, Rebar, Holding Down Bolts And Nuts With Densotape Protection Before Casting The Foundation And After Erection Of The Columns Ducts, Connection Cables And All Necessary Works As Shown On The Drawings And As Per Specifications.; For Meter Cabin Feeder Pillars | 3 | Nr | AED | 937.1
FRANK-02 | 4 | 4.0611 | United Arab Emirates | Dubai | Infrastructure | Al Furjan | Roads & Utilities - Pkg 15 | NAKHEEL | METAC | Award | 2022 |  | Miscellaneous Work | X990.5 | Construct Of Foundations & Chambers Including All Excavation, Backfilling, Compaction, Disposal Of Surplus Material, Shuttering, Concrete, Rebar, Holding Down Bolts And Nuts With Densotape Protection Before Casting The Foundation And After Erection Of The Columns Ducts, Connection Cables And All Necessary Works As Shown On The Drawings And As Per Specifications.; Handhole With All Fittings, Cover & Frame Etc. For Cctv Cables As Per Drawings And Specifications | 70 | Nr | AED | 1874.3
FRANK-02 | 4 | 4.0612 | United Arab Emirates | Dubai | Infrastructure | Al Furjan | Roads & Utilities - Pkg 15 | NAKHEEL | METAC | Award | 2022 |  | Miscellaneous Work | X990.5 | Supply Lay In Position Test Cables, All Handling Charges Cabling Through The Ducts Where Ever Shown On The Drawings, Including Excavation And Backfill, Disposal Of Surplus Material, Sand Bed And Surrounds To Cable Trenches And Including Warning Tape, Route Marker And Cable Covering, Connections As Instructed By The Engineer.; 4C,95Mm2 Xlpe/Swa/Mdpe Copper Cable | 37.38 | m | AED | 296.1
FRANK-02 | 4 | 4.0612 | United Arab Emirates | Dubai | Infrastructure | Al Furjan | Roads & Utilities - Pkg 15 | NAKHEEL | METAC | Award | 2022 |  | Miscellaneous Work | X990.6 | Supply Lay In Position Test Cables, All Handling Charges Cabling Through The Ducts Where Ever Shown On The Drawings, Including Excavation And Backfill, Disposal Of Surplus Material, Sand Bed And Surrounds To Cable Trenches And Including Warning Tape, Route Marker And Cable Covering, Connections As Instructed By The Engineer.; 4C,50Mm2 Xlpe/Swa/Mdpe Copper Cable | 167.85 | m | AED | 182.7
FRANK-02 | 4 | 4.0612 | United Arab Emirates | Dubai | Infrastructure | Al Furjan | Roads & Utilities - Pkg 15 | NAKHEEL | METAC | Award | 2022 |  | Miscellaneous Work | X990.7 | Supply Lay In Position Test Cables, All Handling Charges Cabling Through The Ducts Where Ever Shown On The Drawings, Including Excavation And Backfill, Disposal Of Surplus Material, Sand Bed And Surrounds To Cable Trenches And Including Warning Tape, Route Marker And Cable Covering, Connections As Instructed By The Engineer.; 4C,35Mm2 Xlpe/Swa/Mdpe Copper Cable | 206 | m | AED | 148.1
FRANK-02 | 4 | 4.0612 | United Arab Emirates | Dubai | Infrastructure | Al Furjan | Roads & Utilities - Pkg 15 | NAKHEEL | METAC | Award | 2022 |  | Miscellaneous Work | X990.8 | Supply Lay In Position Test Cables, All Handling Charges Cabling Through The Ducts Where Ever Shown On The Drawings, Including Excavation And Backfill, Disposal Of Surplus Material, Sand Bed And Surrounds To Cable Trenches And Including Warning Tape, Route Marker And Cable Covering, Connections As Instructed By The Engineer.; 3C,4Mm2 Xlpe/Swa/Mdpe Copper Cable | 500 | m | AED | 103.1
FRANK-02 | 4 | 4.0612 | United Arab Emirates | Dubai | Infrastructure | Al Furjan | Roads & Utilities - Pkg 15 | NAKHEEL | METAC | Award | 2022 |  | Miscellaneous Work | X990.9 | Supply Lay In Position Test Cables, All Handling Charges Cabling Through The Ducts Where Ever Shown On The Drawings, Including Excavation And Backfill, Disposal Of Surplus Material, Sand Bed And Surrounds To Cable Trenches And Including Warning Tape, Route Marker And Cable Covering, Connections As Instructed By The Engineer.; 4C,16Mm2 Xlpe/Swa/Mdpe Copper Cable | 2600 | m | AED | 103.1
FRANK-02 | 4 | 4.0612 | United Arab Emirates | Dubai | Infrastructure | Al Furjan | Roads & Utilities - Pkg 15 | NAKHEEL | METAC | Award | 2022 |  | Miscellaneous Work | X990.10 | Supply Lay In Position Test Cables, All Handling Charges Cabling Through The Ducts Where Ever Shown On The Drawings, Including Excavation And Backfill, Disposal Of Surplus Material, Sand Bed And Surrounds To Cable Trenches And Including Warning Tape, Route Marker And Cable Covering, Connections As Instructed By The Engineer.; 4C,25Mm2 Xlpe/Swa/Mdpe Copper Cable | 105 | m | AED | 88
FRANK-02 | 4 | 4.0612 | United Arab Emirates | Dubai | Infrastructure | Al Furjan | Roads & Utilities - Pkg 15 | NAKHEEL | METAC | Award | 2022 |  | Miscellaneous Work | X990.11 | Supply Lay In Position Test Cables, All Handling Charges Cabling Through The Ducts Where Ever Shown On The Drawings, Including Excavation And Backfill, Disposal Of Surplus Material, Sand Bed And Surrounds To Cable Trenches And Including Warning Tape, Route Marker And Cable Covering, Connections As Instructed By The Engineer.; 1C,16Mm2 Insulated Copper Conductor ( Green/Yellow) | 2705 | m | AED | 67.2
FRANK-02 | 4 | 4.0612 | United Arab Emirates | Dubai | Infrastructure | Al Furjan | Roads & Utilities - Pkg 15 | NAKHEEL | METAC | Award | 2022 |  | Miscellaneous Work | X990.12 | Supply Lay In Position Test Cables, All Handling Charges Cabling Through The Ducts Where Ever Shown On The Drawings, Including Excavation And Backfill, Disposal Of Surplus Material, Sand Bed And Surrounds To Cable Trenches And Including Warning Tape, Route Marker And Cable Covering, Connections As Instructed By The Engineer.; 1C,10Mm2 Insulated Copper Conductor ( Green/Yellow) | 40 | m | AED | 63.9
FRANK-02 | 4 | 4.0612 | United Arab Emirates | Dubai | Infrastructure | Al Furjan | Roads & Utilities - Pkg 15 | NAKHEEL | METAC | Award | 2022 |  | Miscellaneous Work | X990.13 | Supply Lay In Position Test Cables, All Handling Charges Cabling Through The Ducts Where Ever Shown On The Drawings, Including Excavation And Backfill, Disposal Of Surplus Material, Sand Bed And Surrounds To Cable Trenches And Including Warning Tape, Route Marker And Cable Covering, Connections As Instructed By The Engineer.; 1C,50Mm2 Insulated Copper Conductor ( Green/Yellow) | 47 | m | AED | 83.9
FRANK-02 | 4 | 4.0613 | United Arab Emirates | Dubai | Infrastructure | Al Furjan | Roads & Utilities - Pkg 15 | NAKHEEL | METAC | Award | 2022 |  | Miscellaneous Work | X990.14 | Supply, Lay In Position As Applicable Flexible Cable From Cut Outs To Lanterns ( E.G. One Lantern Wire For Each Sets Of Luminaires Unto 400 Watts, And One Lantern Wire For Each 1000 Watt Luminaires) Include For All Handling Charges Etc. Complete As Per Drawings; 1C,25Mm2 Pvc Insulated Copper Cable | 32 | m | AED | 19.4
FRANK-02 | 4 | 4.0613 | United Arab Emirates | Dubai | Infrastructure | Al Furjan | Roads & Utilities - Pkg 15 | NAKHEEL | METAC | Award | 2022 |  | Miscellaneous Work | X990.15 | Supply, Lay In Position As Applicable Flexible Cable From Cut Outs To Lanterns ( E.G. One Lantern Wire For Each Sets Of Luminaires Unto 400 Watts, And One Lantern Wire For Each 1000 Watt Luminaires) Include For All Handling Charges Etc. Complete As Per Drawings; 1C,70Mm2 Pvc Insulated Copper Cable | 200 | m | AED | 41.3
FRANK-02 | 4 | 4.0613 | United Arab Emirates | Dubai | Infrastructure | Al Furjan | Roads & Utilities - Pkg 15 | NAKHEEL | METAC | Award | 2022 |  | Miscellaneous Work | X999.1 | Supply And Install Street Lighting Columns With Brackets, Led Road Lighting Lantern (Small) With 24 Leds Driven At 500Ma With Wide Road Optic, Class Ii Electrical, Ip66, Ik09. Housing: Die-Cast Aluminium Powder Coated Textured Anthracite. Enclosure: 5Mm Thick Glass. Fixings: Stainless Steel. Supplied With Ø60Mm Spigot Adaptor And Cutouts Complete Electrical Connections And Commission. Include For All Handling Charges, Cable For Luminaire Connections Etc., Complete As Shown On Drawings & Specifications; 6M High Column With 1 X 50W Led Luminaire | 42 | Nr | AED | 7459.5
FRANK-02 | 4 | 4.0613 | United Arab Emirates | Dubai | Infrastructure | Al Furjan | Roads & Utilities - Pkg 15 | NAKHEEL | METAC | Award | 2022 |  | Miscellaneous Work | X999.2 | Supply And Install Street Lighting Columns With Brackets, Led Road Lighting Lantern (Medium) With 48 Leds Driven At 700Ma With Wide Street Optic, Class Ii Electrical, Ip66, Ik09. Housing: Die-Cast Aluminium Powder Coated Textured Anthracite. Enclosure: 5Mm Thick Glass. Fixings: Stainless Steel. Supplied With Ø60Mm Spigot Adaptor Which Can Be Fitted For Post-Top And Cutouts Complete Electrical Connections And Commission. Include For All Handling Charges, Cable For Luminaire Connections Etc., Complete As Shown On Drawings & Specifications; 10M High Column With 1 X 100W Led Luminaire | 1 | Nr | AED | 11457.9
FRANK-02 | 4 | 4.0613 | United Arab Emirates | Dubai | Infrastructure | Al Furjan | Roads & Utilities - Pkg 15 | NAKHEEL | METAC | Award | 2022 |  | Miscellaneous Work | X999.3 | Supply And Install Street Lighting Columns With Brackets, Led Road Lighting Lantern (Medium) With 48 Leds Driven At 700Ma With Wide Street Optic, Class Ii Electrical, Ip66, Ik09. Housing: Die-Cast Aluminium Powder Coated Textured Anthracite. Enclosure: 5Mm Thick Glass. Fixings: Stainless Steel. Supplied With Ø60Mm Spigot Adaptor Which Can Be Fitted For Post-Top And Cutouts Complete Electrical Connections And Commission. Include For All Handling Charges, Cable For Luminaire Connections Etc., Complete As Shown On Drawings & Specifications; 10M High Column With 2 X 100W Led Luminaire | 3 | Nr | AED | 14031.2
FRANK-02 | 4 | 4.0613 | United Arab Emirates | Dubai | Infrastructure | Al Furjan | Roads & Utilities - Pkg 15 | NAKHEEL | METAC | Award | 2022 |  | Miscellaneous Work | X999.4 | Supply And Installation Of Street Lighting Feeder Pillar As Per Specification And Schematic Drawings | 3 | Nr | AED | 15493.5
FRANK-02 | 4 | 4.0613 | United Arab Emirates | Dubai | Infrastructure | Al Furjan | Roads & Utilities - Pkg 15 | NAKHEEL | METAC | Award | 2022 |  | Miscellaneous Work | X999.5 | Supply And Installation Of Earthing System Including Excavation, Backfilling, Compaction, Handling Etc. As Per Drawings And Specifications. | 17 | Nr | AED | 5310
FRANK-02 | 4 | 4.0613 | United Arab Emirates | Dubai | Infrastructure | Al Furjan | Roads & Utilities - Pkg 15 | NAKHEEL | METAC | Award | 2022 |  | Miscellaneous Work | X999.6 | Supply And Installation Of Service Cabinet With Meter As Per Drawings And Specifications. | 3 | Nr | AED | 19991.1
FRANK-02 | 4 | 4.0613 | United Arab Emirates | Dubai | Infrastructure | Al Furjan | Roads & Utilities - Pkg 15 | NAKHEEL | METAC | Award | 2022 |  | Miscellaneous Work | X999.7 | Supply And Installation Of 13A Double Socket With All Necessary Cables, Fittings & Connections For Outdoor Idf As Per Drawings And Specifications. | 15 | Nr | AED | 687.2
FRANK-02 | 4 | 4.0613 | United Arab Emirates | Dubai | Infrastructure | Al Furjan | Roads & Utilities - Pkg 15 | NAKHEEL | METAC | Award | 2022 |  | Pipework - Pipes | I913.1 | Supply, Lay Joint, Test And Commission Of Gre Pipes In Accordance With Astm 3517 Including Couplers, Straight Specials And Short Pipes, Excavation, Backfilling, Compaction, Disposal Of Spoil, Protection Of Services, Supports, Warning Tape Etc. All Complete As Per Drawings And Specification (Beds And Surrounds Measured Separately).; 100Mm Dia Pipe | 150 | m | AED | 454.5
FRANK-02 | 4 | 4.0614 | United Arab Emirates | Dubai | Infrastructure | Al Furjan | Roads & Utilities - Pkg 15 | NAKHEEL | METAC | Award | 2022 |  | Pipework - Pipes | I913.2 | Supply, Lay Joint, Test And Commission Of Gre Pipes In Accordance With Astm 3517 Including Couplers, Straight Specials And Short Pipes, Excavation, Backfilling, Compaction, Disposal Of Spoil, Protection Of Services, Supports, Warning Tape Etc. All Complete As Per Drawings And Specification (Beds And Surrounds Measured Separately).; 150Mm Dia Pipe | 50 | m | AED | 549.1
FRANK-02 | 4 | 4.0614 | United Arab Emirates | Dubai | Infrastructure | Al Furjan | Roads & Utilities - Pkg 15 | NAKHEEL | METAC | Award | 2022 |  | Pipework - Pipes | I923.3 | Supply, Lay Joint, Test And Commission Of Gre Pipes In Accordance With Astm 3517 Including Couplers, Straight Specials And Short Pipes, Excavation, Backfilling, Compaction, Disposal Of Spoil, Protection Of Services, Supports, Warning Tape Etc. All Complete As Per Drawings And Specification (Beds And Surrounds Measured Separately).; 300Mm Dia Pipe | 50 | m | AED | 1069.5
FRANK-02 | 4 | 4.0614 | United Arab Emirates | Dubai | Infrastructure | Al Furjan | Roads & Utilities - Pkg 15 | NAKHEEL | METAC | Award | 2022 |  | Pipework - Fittings And Valves | J811.1 | Gre Pipe Fittings Including All Accessories Couplers, Straight Specials And Short Pipes Complete As Per Drawings And Specifications; Bend 11.25 Degree; 100Mm Dia | 4 | Nr | AED | 2249.3
FRANK-02 | 4 | 4.0614 | United Arab Emirates | Dubai | Infrastructure | Al Furjan | Roads & Utilities - Pkg 15 | NAKHEEL | METAC | Award | 2022 |  | Pipework - Fittings And Valves | J811.2 | Gre Pipe Fittings Including All Accessories Couplers, Straight Specials And Short Pipes Complete As Per Drawings And Specifications; Bend 22.5 Degree; 100Mm Dia | 1 | Nr | AED | 2249.3
FRANK-02 | 4 | 4.0614 | United Arab Emirates | Dubai | Infrastructure | Al Furjan | Roads & Utilities - Pkg 15 | NAKHEEL | METAC | Award | 2022 |  | Pipework - Fittings And Valves | J811.3 | Gre Pipe Fittings Including All Accessories Couplers, Straight Specials And Short Pipes Complete As Per Drawings And Specifications; Bend 45 Degree; 100Mm Dia | 18 | Nr | AED | 2249.3
FRANK-02 | 4 | 4.0614 | United Arab Emirates | Dubai | Infrastructure | Al Furjan | Roads & Utilities - Pkg 15 | NAKHEEL | METAC | Award | 2022 |  | Pipework - Fittings And Valves | J811.4 | Gre Pipe Fittings Including All Accessories Couplers, Straight Specials And Short Pipes Complete As Per Drawings And Specifications; Bend 90 Degree; 100Mm Dia | 6 | Nr | AED | 2249.3
FRANK-02 | 4 | 4.0614 | United Arab Emirates | Dubai | Infrastructure | Al Furjan | Roads & Utilities - Pkg 15 | NAKHEEL | METAC | Award | 2022 |  | Pipework - Fittings And Valves | J812.1 | Gre Pipe Fittings Including All Accessories Couplers, Straight Specials And Short Pipes Complete As Per Drawings And Specifications; Bend 22.5 Degree; 150Mm Dia | 1 | Nr | AED | 2624.2
FRANK-02 | 4 | 4.0614 | United Arab Emirates | Dubai | Infrastructure | Al Furjan | Roads & Utilities - Pkg 15 | NAKHEEL | METAC | Award | 2022 |  | Pipework - Fittings And Valves | J812.2 | Gre Pipe Fittings Including All Accessories Couplers, Straight Specials And Short Pipes Complete As Per Drawings And Specifications; Bend 45 Degree; 150Mm Dia | 1 | Nr | AED | 2624.2
FRANK-02 | 4 | 4.0614 | United Arab Emirates | Dubai | Infrastructure | Al Furjan | Roads & Utilities - Pkg 15 | NAKHEEL | METAC | Award | 2022 |  | Pipework - Fittings And Valves | J812.3 | Gre Pipe Fittings Including All Accessories Couplers, Straight Specials And Short Pipes Complete As Per Drawings And Specifications; Bend 90 Degree; 150Mm Dia | 2 | Nr | AED | 2624.2
FRANK-02 | 4 | 4.0614 | United Arab Emirates | Dubai | Infrastructure | Al Furjan | Roads & Utilities - Pkg 15 | NAKHEEL | METAC | Award | 2022 |  | Pipework - Fittings And Valves | J812.4 | Gre Pipe Fittings Including All Accessories Couplers, Straight Specials And Short Pipes Complete As Per Drawings And Specifications; Bend 90 Degree; 300Mm Dia | 2 | Nr | AED | 3748.9
FRANK-02 | 4 | 4.0614 | United Arab Emirates | Dubai | Infrastructure | Al Furjan | Roads & Utilities - Pkg 15 | NAKHEEL | METAC | Award | 2022 |  | Pipework - Fittings And Valves | J822.1 | Gre Pipe Fittings Including All Accessories Couplers, Straight Specials And Short Pipes Complete As Per Drawings And Specifications; Tee; 100X100X100Mm Dia | 6 | Nr | AED | 2624.2
FRANK-02 | 4 | 4.0615 | United Arab Emirates | Dubai | Infrastructure | Al Furjan | Roads & Utilities - Pkg 15 | NAKHEEL | METAC | Award | 2022 |  | Pipework - Fittings And Valves | J822.2 | Gre Pipe Fittings Including All Accessories Couplers, Straight Specials And Short Pipes Complete As Per Drawings And Specifications; Tee; 150X150X150Mm Dia | 3 | Nr | AED | 2624.2
FRANK-02 | 4 | 4.0615 | United Arab Emirates | Dubai | Infrastructure | Al Furjan | Roads & Utilities - Pkg 15 | NAKHEEL | METAC | Award | 2022 |  | Pipework - Fittings And Valves | J822.3 | Gre Pipe Fittings Including All Accessories Couplers, Straight Specials And Short Pipes Complete As Per Drawings And Specifications; Tee; 150X100X150Mm Dia | 3 | Nr | AED | 2624.2
FRANK-02 | 4 | 4.0615 | United Arab Emirates | Dubai | Infrastructure | Al Furjan | Roads & Utilities - Pkg 15 | NAKHEEL | METAC | Award | 2022 |  | Pipework - Fittings And Valves | J822.4 | Gre Pipe Fittings Including All Accessories Couplers, Straight Specials And Short Pipes Complete As Per Drawings And Specifications; Tee; 300X150X300Mm Dia | 1 | Nr | AED | 4373.3
FRANK-02 | 4 | 4.0615 | United Arab Emirates | Dubai | Infrastructure | Al Furjan | Roads & Utilities - Pkg 15 | NAKHEEL | METAC | Award | 2022 |  | Pipework - Fittings And Valves | J832.1 | Gre Pipe Fittings Including All Accessories Couplers, Straight Specials And Short Pipes Complete As Per Drawings And Specifications; Reducer; 150X100Mm Dia | 3 | Nr | AED | 2249.3
FRANK-02 | 4 | 4.0615 | United Arab Emirates | Dubai | Infrastructure | Al Furjan | Roads & Utilities - Pkg 15 | NAKHEEL | METAC | Award | 2022 |  | Pipework - Fittings And Valves | J891.1 | Gre Pipe Fittings Including All Accessories Couplers, Straight Specials And Short Pipes Complete As Per Drawings And Specifications; End Cap; 100Mm Dia | 2 | Nr | AED | 2249.3
FRANK-02 | 4 | 4.0615 | United Arab Emirates | Dubai | Infrastructure | Al Furjan | Roads & Utilities - Pkg 15 | NAKHEEL | METAC | Award | 2022 |  | Pipework - Fittings And Valves | J891.2 | Gre Pipe Fittings Including All Accessories Couplers, Straight Specials And Short Pipes Complete As Per Drawings And Specifications; End Cap; 150Mm Dia | 2 | Nr | AED | 2312
FRANK-02 | 4 | 4.0615 | United Arab Emirates | Dubai | Infrastructure | Al Furjan | Roads & Utilities - Pkg 15 | NAKHEEL | METAC | Award | 2022 |  | Pipework - Fittings And Valves | J951 | Gre Pipe Fittings For Set A Side Materials Including Handling Charges; 100 Mm Dia Straight Special Pipes | 16 | Nr | AED | 1000.4
FRANK-02 | 4 | 4.0615 | United Arab Emirates | Dubai | Infrastructure | Al Furjan | Roads & Utilities - Pkg 15 | NAKHEEL | METAC | Award | 2022 |  | Pipework - Fittings And Valves | J951.1 | Gre Pipe Fittings For Set A Side Materials Including Handling Charges; 150 Mm Dia Straight Special Pipes | 10 | Nr | AED | 1375.3
FRANK-02 | 4 | 4.0615 | United Arab Emirates | Dubai | Infrastructure | Al Furjan | Roads & Utilities - Pkg 15 | NAKHEEL | METAC | Award | 2022 |  | Pipework - Fittings And Valves | J952 | Gre Pipe Fittings For Set A Side Materials Including Handling Charges; 300 Mm Dia Straight Special Pipes | 10 | Nr | AED | 1874.4
FRANK-02 | 4 | 4.0616 | United Arab Emirates | Dubai | Infrastructure | Al Furjan | Roads & Utilities - Pkg 15 | NAKHEEL | METAC | Award | 2022 |  | Pipework - Fittings And Valves | J862.1 | Supply And Fixing Of Valves Including Coupling, Nuts & Bolts, Pipe Work Inside The Chamber And All Other Accessories All As Per Drawings And Specifications; Air Valves On150 Mm Dia Line | 1 | Nr | AED | 14993.3
FRANK-02 | 4 | 4.0616 | United Arab Emirates | Dubai | Infrastructure | Al Furjan | Roads & Utilities - Pkg 15 | NAKHEEL | METAC | Award | 2022 |  | Pipework - Fittings And Valves | J841 | Supply And Fixing Of Valves Including Coupling, Nuts & Bolts, Pipe Work Inside The Chamber And All Other Accessories All As Per Drawings And Specifications; Wash Out Valves On150 Mm Dia Line | 1 | Nr | AED | 14993.3
FRANK-02 | 4 | 4.0616 | United Arab Emirates | Dubai | Infrastructure | Al Furjan | Roads & Utilities - Pkg 15 | NAKHEEL | METAC | Award | 2022 |  | Pipework - Fittings And Valves | J811 | Supply And Fixing Of Valves Including Coupling, Nuts & Bolts, Pipe Work Inside The Chamber And All Other Accessories All As Per Drawings And Specifications; Gate Valve On100 Mm Dia Line | 1 | Nr | AED | 6872.2
FRANK-02 | 4 | 4.0616 | United Arab Emirates | Dubai | Infrastructure | Al Furjan | Roads & Utilities - Pkg 15 | NAKHEEL | METAC | Award | 2022 |  | Pipework - Fittings And Valves | J812 | Supply And Fixing Of Valves Including Coupling, Nuts & Bolts, Pipe Work Inside The Chamber And All Other Accessories All As Per Drawings And Specifications; Gate Valve On 150Mm Dia Line | 1 | Nr | AED | 9184.1
FRANK-02 | 4 | 4.0616 | United Arab Emirates | Dubai | Infrastructure | Al Furjan | Roads & Utilities - Pkg 15 | NAKHEEL | METAC | Award | 2022 |  | Pipework - Fittings And Valves | J812.1 | Supply And Fixing Of Valves Including Coupling, Nuts & Bolts, Pipe Work Inside The Chamber And All Other Accessories All As Per Drawings And Specifications; Gate Valve On 300Mm Dia Line | 1 | Nr | AED | 13493.8
FRANK-02 | 4 | 4.0616 | United Arab Emirates | Dubai | Infrastructure | Al Furjan | Roads & Utilities - Pkg 15 | NAKHEEL | METAC | Award | 2022 |  | Pipework - Fittings And Valves | J811 | Re Installation Of Set A Side Valve With Existing Accessories Including Handling Charges; Gate Valve On100 Mm Dia Line | 3 | Nr | AED | 3124.4
FRANK-02 | 4 | 4.0616 | United Arab Emirates | Dubai | Infrastructure | Al Furjan | Roads & Utilities - Pkg 15 | NAKHEEL | METAC | Award | 2022 |  | Pipework - Fittings And Valves | J812 | Re Installation Of Set A Side Valve With Existing Accessories Including Handling Charges; Gate Valve On 150Mm Dia Line | 1 | Nr | AED | 4373.3
FRANK-02 | 4 | 4.0616 | United Arab Emirates | Dubai | Infrastructure | Al Furjan | Roads & Utilities - Pkg 15 | NAKHEEL | METAC | Award | 2022 |  | Pipework - Manholes And Pipework Ancillaries | K232.1 | Construction Of All Valves Inside Chambers (Depth Range 2M ) Including Excavation In Any Material Other Than Rock, Backfilling, Disposal Of Unsuitable Material To An Approved Dump Site, Dewatering, Blinding, Concreting, Reinforcement, Formwork, Di Circular Cover With Square Frame, Spindle Tubes, Ss Spindles, Thrust Block, Indicator Post With Marker Plate Etc. All Complete As Detail Drawings And Specification; Air Valve Chambers Below 500Mm Dia | 1 | Nr | AED | 26363.1
FRANK-02 | 4 | 4.0616 | United Arab Emirates | Dubai | Infrastructure | Al Furjan | Roads & Utilities - Pkg 15 | NAKHEEL | METAC | Award | 2022 |  | Pipework - Manholes And Pipework Ancillaries | K232.1 | Construction Of All Valves Inside Chambers (Depth Range 2M ) Including Excavation In Any Material Other Than Rock, Backfilling, Disposal Of Unsuitable Material To An Approved Dump Site, Dewatering, Blinding, Concreting, Reinforcement, Formwork, Di Circular Cover With Square Frame, Spindle Tubes, Ss Spindles, Thrust Block, Indicator Post With Marker Plate Etc. All Complete As Detail Drawings And Specification; Washout Valve Chambers Below 500Mm Dia | 1 | Nr | AED | 39766.6
FRANK-02 | 4 | 4.0616 | United Arab Emirates | Dubai | Infrastructure | Al Furjan | Roads & Utilities - Pkg 15 | NAKHEEL | METAC | Award | 2022 |  | Pipework - Manholes And Pipework Ancillaries | K232.2 | Construction Of All Buried Valve Chambers (Depth Range 2M ) Including Excavation In Any Material Other Than Rock, Backfilling, Disposal Of Unsuitable Material To An Approved Dump Site, Dewatering, Blinding, Concreting, Reinforcement, Formwork, I Surface Box Covers, Spindle Tubes, Ss Spindles, Thrust Block, Grp Sealing Plates For Covers, Indicator Post With Marker Plate Etc. All Complete As Detail Drawings And Specification; Gate Valve Chamber Below 450Mm Dia | 7 | Nr | AED | 1062
FRANK-02 | 4 | 4.0617 | United Arab Emirates | Dubai | Infrastructure | Al Furjan | Roads & Utilities - Pkg 15 | NAKHEEL | METAC | Award | 2022 |  | Pipework - Supports And Protection | L521 | Construction Of All Buried Valve Chambers (Depth Range 2M ) Including Excavation In Any Material Other Than Rock, Backfilling, Disposal Of Unsuitable Material To An Approved Dump Site, Dewatering, Blinding, Concreting, Reinforcement, Formwork, I Surface Box Covers, Spindle Tubes, Ss Spindles, Thrust Block, Grp Sealing Plates For Covers, Indicator Post With Marker Plate Etc. All Complete As Detail Drawings And Specification; 100 Mm Dia Pipe | 450 | m | AED | 19.1
FRANK-02 | 4 | 4.0617 | United Arab Emirates | Dubai | Infrastructure | Al Furjan | Roads & Utilities - Pkg 15 | NAKHEEL | METAC | Award | 2022 |  | Pipework - Supports And Protection | L522 | Construction Of All Buried Valve Chambers (Depth Range 2M ) Including Excavation In Any Material Other Than Rock, Backfilling, Disposal Of Unsuitable Material To An Approved Dump Site, Dewatering, Blinding, Concreting, Reinforcement, Formwork, I Surface Box Covers, Spindle Tubes, Ss Spindles, Thrust Block, Grp Sealing Plates For Covers, Indicator Post With Marker Plate Etc. All Complete As Detail Drawings And Specification; 150 Mm Dia Pipe | 25 | m | AED | 25.5
FRANK-02 | 4 | 4.0617 | United Arab Emirates | Dubai | Infrastructure | Al Furjan | Roads & Utilities - Pkg 15 | NAKHEEL | METAC | Award | 2022 |  | Pipework - Supports And Protection | L523 | Construction Of All Buried Valve Chambers (Depth Range 2M ) Including Excavation In Any Material Other Than Rock, Backfilling, Disposal Of Unsuitable Material To An Approved Dump Site, Dewatering, Blinding, Concreting, Reinforcement, Formwork, I Surface Box Covers, Spindle Tubes, Ss Spindles, Thrust Block, Grp Sealing Plates For Covers, Indicator Post With Marker Plate Etc. All Complete As Detail Drawings And Specification; 300Mm Dia Pipe | 25 | m | AED | 38.3
FRANK-02 | 4 | 4.0617 | United Arab Emirates | Dubai | Infrastructure | Al Furjan | Roads & Utilities - Pkg 15 | NAKHEEL | METAC | Award | 2022 |  | Pipework - Pipes | I912.2 | Supply, Lay Joint, Test And Commission Of Self-Restraint Gre Pipes At Road Crossings In Accordance With Astm 3517 Including Couplers, Straight Specials And Short Pipes, Excavation, Backfilling, Compaction, Disposal Of Soil, Protection Of Services, Supports, Warning Tape Etc. All Complete As Per Drawings And Specification (Beds And Surrounds Measured Separately).; 100 Mm Dia Gre Pipes | 30 | m | AED | 581.9
FRANK-02 | 4 | 4.0617 | United Arab Emirates | Dubai | Infrastructure | Al Furjan | Roads & Utilities - Pkg 15 | NAKHEEL | METAC | Award | 2022 |  | Pipework - Pipes | I922.2 | Supply, Lay Joint, Test And Commission Of Self-Restraint Gre Pipes At Road Crossings In Accordance With Astm 3517 Including Couplers, Straight Specials And Short Pipes, Excavation, Backfilling, Compaction, Disposal Of Soil, Protection Of Services, Supports, Warning Tape Etc. All Complete As Per Drawings And Specification (Beds And Surrounds Measured Separately).; 150 Mm Dia Gre Pipes | 10 | m | AED | 781.7
FRANK-02 | 4 | 4.0617 | United Arab Emirates | Dubai | Infrastructure | Al Furjan | Roads & Utilities - Pkg 15 | NAKHEEL | METAC | Award | 2022 |  | Pipework - Supports And Protection | L741 | Concrete Thrust Blocks As Per Drawing And Specifications; Volume Not Exceeding 0.5M3 | 5 | Nr | AED | 437.6
FRANK-02 | 4 | 4.0617 | United Arab Emirates | Dubai | Infrastructure | Al Furjan | Roads & Utilities - Pkg 15 | NAKHEEL | METAC | Award | 2022 |  | Pipework - Supports And Protection | L741 | Concrete Thrust Blocks As Per Drawing And Specifications; Volume 0.5 - 1 M3 | 24 | Nr | AED | 688.1
FRANK-02 | 4 | 4.0617 | United Arab Emirates | Dubai | Infrastructure | Al Furjan | Roads & Utilities - Pkg 15 | NAKHEEL | METAC | Award | 2022 |  | Pipework - Supports And Protection | L752 | Concrete Thrust Blocks As Per Drawing And Specifications; Volume 1 - 2 M3 | 2 | Nr | AED | 875.1
FRANK-02 | 4 | 4.0617 | United Arab Emirates | Dubai | Infrastructure | Al Furjan | Roads & Utilities - Pkg 15 | NAKHEEL | METAC | Award | 2022 |  | Pipework - Supports And Protection | L111 | Connection To Mains Or Existing Line Includes Locating Of Existing Tie-In Points, Liasoning Works, Water Losses Fee, Shut Downs, Testing, Flushing Of Pipes And Commissioning In Compliance With Authority Requirements; Extra Over To Excavation Of Rock In Chambers And Pipes | 50 | m³ | AED | 54.2
FRANK-02 | 4 | 4.0617 | United Arab Emirates | Dubai | Infrastructure | Al Furjan | Roads & Utilities - Pkg 15 | NAKHEEL | METAC | Award | 2022 |  | Pipework - Supports And Protection | L541 | Concrete Surround In Bedding And Surround To Pipes As Per Drawings And Specifications,; 100 Mm Dia Pipe | 100 | m | AED | 159.3
FRANK-02 | 4 | 4.0617 | United Arab Emirates | Dubai | Infrastructure | Al Furjan | Roads & Utilities - Pkg 15 | NAKHEEL | METAC | Award | 2022 |  | Pipework - Supports And Protection | L542 | Concrete Surround In Bedding And Surround To Pipes As Per Drawings And Specifications,; 150 Mm Dia Pipe | 25 | m | AED | 179.5
FRANK-02 | 4 | 4.0618 | United Arab Emirates | Dubai | Infrastructure | Al Furjan | Roads & Utilities - Pkg 15 | NAKHEEL | METAC | Award | 2022 |  | Pipework - Supports And Protection | L543 | Concrete Surround In Bedding And Surround To Pipes As Per Drawings And Specifications,; 300Mm Dia Pipe | 25 | m | AED | 256
FRANK-02 | 4 | 4.0618 | United Arab Emirates | Dubai | Infrastructure | Al Furjan | Roads & Utilities - Pkg 15 | NAKHEEL | METAC | Award | 2022 |  | Pipework - Supports And Protection | L999.1 | Concrete Surround In Bedding And Surround To Pipes As Per Drawings And Specifications,; Supply And Installation Of Marker Post As Per Drawings And Specification | 3 | Nr | AED | 543.8
FRANK-02 | 4 | 4.0618 | United Arab Emirates | Dubai | Infrastructure | Al Furjan | Roads & Utilities - Pkg 15 | NAKHEEL | METAC | Award | 2022 |  | Pipework - Supports And Protection | L999.2 | Concrete Surround In Bedding And Surround To Pipes As Per Drawings And Specifications,; Supply And Installation Of Marker Plate As Per Drawings And Specification | 4 | Nr | AED | 306.9
FRANK-02 | 4 | 4.0618 | United Arab Emirates | Dubai | Infrastructure | Al Furjan | Roads & Utilities - Pkg 15 | NAKHEEL | METAC | Award | 2022 |  | Pipework - Supports And Protection | L999.3 | Concrete Surround In Bedding And Surround To Pipes As Per Drawings And Specifications,; Supply And Installation Of Missing Surface Box As Per Drawings And Specification | 2 | Nr | AED | 1250
FRANK-02 | 4 | 4.0618 | United Arab Emirates | Dubai | Infrastructure | Al Furjan | Roads & Utilities - Pkg 15 | NAKHEEL | METAC | Award | 2022 |  | Pipework - Supports And Protection | L599.1 | Protection Slab; Precast Rc Protection Slabs (1000 X 500 X 150)Mm | 68 | Nr | AED | 330.3
FRANK-02 | 4 | 4.0618 | United Arab Emirates | Dubai | Infrastructure | Al Furjan | Roads & Utilities - Pkg 15 | NAKHEEL | METAC | Award | 2022 |  | Pipework - Supports And Protection | L599.2 | Protection Slab; Precast Rc Protection Slabs (1200 X 500 X 150)Mm | 2 | Nr | AED | 348
FRANK-02 | 4 | 4.0618 | United Arab Emirates | Dubai | Infrastructure | Al Furjan | Roads & Utilities - Pkg 15 | NAKHEEL | METAC | Award | 2022 |  | Pipework - Pipes | I912 | Laying Of Steel Sleeves Sizes As Per Authority Requirements Including Steel Concrete Filling Inside The Pipes; 100Mm Dia Pipe | 60 | m | AED | 2186.6
FRANK-02 | 4 | 4.0618 | United Arab Emirates | Dubai | Infrastructure | Al Furjan | Roads & Utilities - Pkg 15 | NAKHEEL | METAC | Award | 2022 |  | Pipework - Pipes | I912.1 | Laying Of Steel Sleeves Sizes As Per Authority Requirements Including Steel Concrete Filling Inside The Pipes; 150Mm Dia Pipe | 20 | m | AED | 2873.7
FRANK-02 | 4 | 4.0618 | United Arab Emirates | Dubai | Infrastructure | Al Furjan | Roads & Utilities - Pkg 15 | NAKHEEL | METAC | Award | 2022 |  | Pipework - Pipes | I513 | Supply And Install Upvc Ducts Complete Including All Civil Works: Excavation, Backfilling, Disposal Of Surplus Material To An Approved Dump Site. Granular Bed And Surround(Suitable Excavated Material), Warning Tape, End Caps, Testing Etc. And Draw Wires As Per Specifications And Drawings And Authority Requirements; 2 Way 2Nos Of D-56 Duct For House Connection - Not Exceeding 2.0M Deep | 520 | m | AED | 177.4
FRANK-02 | 4 | 4.0618 | United Arab Emirates | Dubai | Infrastructure | Al Furjan | Roads & Utilities - Pkg 15 | NAKHEEL | METAC | Award | 2022 |  | Pipework - Pipes | I513.1 | Supply And Install Upvc Ducts Complete Including All Civil Works: Excavation, Backfilling, Disposal Of Surplus Material To An Approved Dump Site. Granular Bed And Surround(Suitable Excavated Material), Warning Tape, End Caps, Testing Etc. And Draw Wires As Per Specifications And Drawings And Authority Requirements; 4 Way D54 Duct - Not Exceeding 2.0M Deep | 1670 | m | AED | 229.4
FRANK-02 | 4 | 4.0619 | United Arab Emirates | Dubai | Infrastructure | Al Furjan | Roads & Utilities - Pkg 15 | NAKHEEL | METAC | Award | 2022 |  | Pipework - Pipes | I513.2 | Supply And Install Upvc Ducts Complete Including All Civil Works: Excavation, Backfilling, Disposal Of Surplus Material To An Approved Dump Site. Granular Bed And Surround(Suitable Excavated Material), Warning Tape, End Caps, Testing Etc. And Draw Wires As Per Specifications And Drawings And Authority Requirements; 6 Way D54 Duct - Not Exceeding 2.0M Deep | 50 | m | AED | 266.6
FRANK-02 | 4 | 4.0619 | United Arab Emirates | Dubai | Infrastructure | Al Furjan | Roads & Utilities - Pkg 15 | NAKHEEL | METAC | Award | 2022 |  | Pipework - Pipes | I513.4 | Supply And Install Upvc Ducts Complete Including All Civil Works: Excavation, Backfilling, Disposal Of Surplus Material To An Approved Dump Site. Granular Bed And Surround(Suitable Excavated Material), Warning Tape, End Caps, Testing Etc. And Draw Wires As Per Specifications And Drawings And Authority Requirements; 9 Way D54 Duct - Not Exceeding 2.0M Deep | 200 | m | AED | 319.7
FRANK-02 | 4 | 4.0619 | United Arab Emirates | Dubai | Infrastructure | Al Furjan | Roads & Utilities - Pkg 15 | NAKHEEL | METAC | Award | 2022 |  | Pipework - Pipes | I513.5 | Re Install Set A Side Upvc Duct Complete Complete Including All Civil Works: Excavation, Backfilling, Disposal Of Surplus Material To An Approved Dump Site. Granular Bed And Surround(Suitable Excavated Material), Warning Tape, End Caps, Handling Charges, Testing Etc. And Draw Wires As Per Specifications And Drawings And Authority Requirements; 2 Way 2Nos Of D-56 Duct For House Connection - Not Exceeding 2.0M Deep | 2380 | m | AED | 162.7
FRANK-02 | 4 | 4.0619 | United Arab Emirates | Dubai | Infrastructure | Al Furjan | Roads & Utilities - Pkg 15 | NAKHEEL | METAC | Award | 2022 |  | Pipework - Pipes | I513.6 | Re Install Set A Side Upvc Duct Complete Complete Including All Civil Works: Excavation, Backfilling, Disposal Of Surplus Material To An Approved Dump Site. Granular Bed And Surround(Suitable Excavated Material), Warning Tape, End Caps, Handling Charges, Testing Etc. And Draw Wires As Per Specifications And Drawings And Authority Requirements; 4 Way D54 Duct - Not Exceeding 2.0M Deep | 470 | m | AED | 172.8
FRANK-02 | 4 | 4.0619 | United Arab Emirates | Dubai | Infrastructure | Al Furjan | Roads & Utilities - Pkg 15 | NAKHEEL | METAC | Award | 2022 |  | Pipework - Manholes And Pipework Ancillaries | K239 | Supply And Install Of Manholes Complete With All Required Civil Works As Per Specifications, Drawings & Authority Requirements.; Type Jrc 12 | 15 | Nr | AED | 5332.3
FRANK-02 | 4 | 4.0619 | United Arab Emirates | Dubai | Infrastructure | Al Furjan | Roads & Utilities - Pkg 15 | NAKHEEL | METAC | Award | 2022 |  | Pipework - Manholes And Pipework Ancillaries | K239.1 | Supply And Install Of Manholes Complete With All Required Civil Works As Per Specifications, Drawings & Authority Requirements.; Type Jrc 14 | 10 | Nr | AED | 6132
FRANK-02 | 4 | 4.0619 | United Arab Emirates | Dubai | Infrastructure | Al Furjan | Roads & Utilities - Pkg 15 | NAKHEEL | METAC | Award | 2022 |  | Pipework - Supports And Protection | L999.1 | Concrete Grade C35/20 In Bedding And Surround To Pipe As Shown On Drawings And As Specification | 100 | m³ | AED | 548
FRANK-02 | 4 | 4.0619 | United Arab Emirates | Dubai | Infrastructure | Al Furjan | Roads & Utilities - Pkg 15 | NAKHEEL | METAC | Award | 2022 |  | Pipework - Supports And Protection | L111 | Extra Over To Excavation Of Rock In Chambers And Backfilling | 50 | m³ | AED | 62.6
FRANK-02 | 4 | 4.0619 | United Arab Emirates | Dubai | Infrastructure | Al Furjan | Roads & Utilities - Pkg 15 | NAKHEEL | METAC | Award | 2022 |  | Pipework - Manholes And Pipework Ancillaries | K522 | Upvc Cable Ducts To Bs 3506 Class C Laid And Jointed In Trench Beneath Carriage Ways Including Excavation, Backfilling, Protection Of Services, End Caps, 8 Mm Diameter Draw Cords, Studs And Concrete Duct Markers As Per Drawings And Specifications (Beds And Surrounds Measured Separately); 2 Way, 150Mm Dia., Depth Not Exceeding 1.5 M | 20 | m | AED | 199.6
FRANK-02 | 4 | 4.062 | United Arab Emirates | Dubai | Infrastructure | Al Furjan | Roads & Utilities - Pkg 15 | NAKHEEL | METAC | Award | 2022 |  | Pipework - Manholes And Pipework Ancillaries | K542.2 | Upvc Cable Ducts To Bs 3506 Class C Laid And Jointed In Trench Beneath Carriage Ways Including Excavation, Backfilling, Protection Of Services, End Caps, 8 Mm Diameter Draw Cords, Studs And Concrete Duct Markers As Per Drawings And Specifications (Beds And Surrounds Measured Separately); 4 Way, 150Mm Dia., Depth Not Exceeding 1.5 M | 10 | m | AED | 372.8
FRANK-02 | 4 | 4.062 | United Arab Emirates | Dubai | Infrastructure | Al Furjan | Roads & Utilities - Pkg 15 | NAKHEEL | METAC | Award | 2022 |  | Pipework - Manholes And Pipework Ancillaries | K542.4 | Upvc Cable Ducts To Bs 3506 Class C Laid And Jointed In Trench Beneath Carriage Ways Including Excavation, Backfilling, Protection Of Services, End Caps, 8 Mm Diameter Draw Cords, Studs And Concrete Duct Markers As Per Drawings And Specifications (Beds And Surrounds Measured Separately); 6 Way, 150Mm Dia., Depth Not Exceeding 1.5 M | 63 | m | AED | 544.8
FRANK-02 | 4 | 4.062 | United Arab Emirates | Dubai | Infrastructure | Al Furjan | Roads & Utilities - Pkg 15 | NAKHEEL | METAC | Award | 2022 |  | Pipework - Supports And Protection | L999 | Imported Sand Beds & Surrounds | 45.71 | m³ | AED | 77.5
FRANK-02 | 4 | 4.062 | United Arab Emirates | Dubai | Infrastructure | Al Furjan | Roads & Utilities - Pkg 15 | NAKHEEL | METAC | Award | 2022 |  | Pipework - Supports And Protection | L999.1 | Mass Opc Concrete Grade C25/20 Surround To Ducts Including Formwork, Polythene Sheet And Bituminous Paint | 36.79 | m³ | AED | 554.4
FRANK-02 | 4 | 4.062 | United Arab Emirates | Dubai | Infrastructure | Al Furjan | Roads & Utilities - Pkg 15 | NAKHEEL | METAC | Award | 2022 |  | Pipework - Manholes And Pipework Ancillaries | K593.1 | Supply And Install 'Upvc' Duct Complete In Already Excavated Trench, Including Concrete Encasement, Warning Tape, Testing, Etc. And Draw Wires As Per Drawings And Specifications. ; 150Mm Dia. 2X2 Way Ducts For Vehicle Access Driveways | 541 | m | AED | 380
FRANK-02 | 4 | 4.062 | United Arab Emirates | Dubai | Infrastructure | Al Furjan | Roads & Utilities - Pkg 15 | NAKHEEL | METAC | Award | 2022 |  | Pipework - Manholes And Pipework Ancillaries | K593.2 | Supply And Install 'Upvc' Duct Complete In Already Excavated Trench, Including Concrete Encasement, Warning Tape, Testing, Etc. And Draw Wires As Per Drawings And Specifications. ; 150Mm Dia. 2X3 Way Ducts | 37 | m | AED | 382.5
FRANK-02 | 4 | 4.062 | United Arab Emirates | Dubai | Infrastructure | Al Furjan | Roads & Utilities - Pkg 15 | NAKHEEL | METAC | Award | 2022 |  | Pipework - Manholes And Pipework Ancillaries | K593.3 | Supply And Install 'Upvc' Duct Complete In Already Excavated Trench, Including Concrete Encasement, Warning Tape, Testing, Etc. And Draw Wires As Per Drawings And Specifications. ; 150Mm Dia. 2X5 Way Ducts | 10 | m | AED | 621.9
FRANK-02 | 4 | 4.062 | United Arab Emirates | Dubai | Infrastructure | Al Furjan | Roads & Utilities - Pkg 15 | NAKHEEL | METAC | Award | 2022 |  | Pipework - Manholes And Pipework Ancillaries | K593.4 | Supply And Install 'Upvc' Duct Complete In Already Excavated Trench, Including Concrete Encasement, Warning Tape, Testing, Etc. And Draw Wires As Per Drawings And Specifications. ; 150Mm Dia. 2X6 Way Ducts | 117 | m | AED | 741.6
FRANK-02 | 4 | 4.062 | United Arab Emirates | Dubai | Infrastructure | Al Furjan | Roads & Utilities - Pkg 15 | NAKHEEL | METAC | Award | 2022 |  | Pipework - Manholes And Pipework Ancillaries | K593.5 | Supply And Install 'Upvc' Duct Complete In Already Excavated Trench, Including Concrete Encasement, Warning Tape, Testing, Etc. And Draw Wires As Per Drawings And Specifications. ; 150Mm Dia. 2X8 Way Ducts | 26 | m | AED | 981
FRANK-02 | 4 | 4.062 | United Arab Emirates | Dubai | Infrastructure | Al Furjan | Roads & Utilities - Pkg 15 | NAKHEEL | METAC | Award | 2022 |  | Pipework - Manholes And Pipework Ancillaries | K593.6 | Supply And Install 'Upvc' Duct Complete In Already Excavated Trench, Including Concrete Encasement, Warning Tape, Testing, Etc. And Draw Wires As Per Drawings And Specifications. ; 150Mm Dia. 2X12 Way Ducts | 18 | m | AED | 1459.8
FRANK-02 | 4 | 4.0621 | United Arab Emirates | Dubai | Infrastructure | Al Furjan | Roads & Utilities - Pkg 15 | NAKHEEL | METAC | Award | 2022 |  | Pipework - Supports And Protection | L999 | Imported Sand Beds & Surrounds; Imported Sand Beds & Surrounds | 205.58 | m³ | AED | 66.6
FRANK-02 | 4 | 4.0621 | United Arab Emirates | Dubai | Infrastructure | Al Furjan | Roads & Utilities - Pkg 15 | NAKHEEL | METAC | Award | 2022 |  | Pipework - Supports And Protection | L999.1 | Mass Opc Concrete Grade C25/20 Surround To Ducts Including Formwork, Polythene Sheet And Bituminous Paint | 117.06 | m³ | AED | 478.8
FRANK-02 | 4 | 4.0621 | United Arab Emirates | Dubai | Infrastructure | Al Furjan | Roads & Utilities - Pkg 15 | NAKHEEL | METAC | Award | 2022 |  | Earthworks | E533 | Execute The Base Of The Pocket Substation As Per Dewa Requirements And As Per Dewa Approved Layouts. | 4 | Nr | AED | 52275.6
FRANK-02 | 4 | 4.0621 | United Arab Emirates | Dubai | Infrastructure | Al Furjan | Roads & Utilities - Pkg 15 | NAKHEEL | METAC | Award | 2022 |  | Miscellaneous Work | X999.1 | Relocation Of Existing Dewa Cables (By Approved M/S. Dewa Contractor) Including Excavation, Backfilling The Trench With Suitable Materials, Warning Tapes, Protections, Reinstatement, Termination Etc. As Per The Authority Approvals/ Requirements And Specifications; 3C,300Mm2 Copper Cable | 500 | m | AED | 270
FRANK-02 | 4 | 4.0621 | United Arab Emirates | Dubai | Infrastructure | Al Furjan | Roads & Utilities - Pkg 15 | NAKHEEL | METAC | Award | 2022 |  | Miscellaneous Work | X999.2 | Relocation Of Existing Dewa Cables (By Approved M/S. Dewa Contractor) Including Excavation, Backfilling The Trench With Suitable Materials, Warning Tapes, Protections, Reinstatement, Termination Etc. As Per The Authority Approvals/ Requirements And Specifications; 4C,300Mm2 Copper Cable | 300 | m | AED | 360
FRANK-02 | 4 | 4.0621 | United Arab Emirates | Dubai | Infrastructure | Al Furjan | Roads & Utilities - Pkg 15 | NAKHEEL | METAC | Award | 2022 |  | Pipework - Manholes And Pipework Ancillaries | K522 | Supply And Install Upvc Cable Ducts To Bs 3506 Class C Laid And Jointed In Trench Beneath Carriage Ways Including End Caps, 8 Mm Dia Draw Cords, Studs And Concrete Duct Markers As Specified For Using As Spare Ducts; 2-Way, 200Mm Dia Depth Not Exceeding 1.5M | 332.5 | m | AED | 269.7
FRANK-02 | 4 | 4.0621 | United Arab Emirates | Dubai | Infrastructure | Al Furjan | Roads & Utilities - Pkg 15 | NAKHEEL | METAC | Award | 2022 |  | Pipework - Manholes And Pipework Ancillaries | K542 | Supply And Install Upvc Cable Ducts To Bs 3506 Class C Laid And Jointed In Trench Beneath Carriage Ways Including End Caps, 8 Mm Dia Draw Cords, Studs And Concrete Duct Markers As Specified For Using As Spare Ducts; 4-Way, 200Mm Dia Depth Not Exceeding 1.5M | 20 | m | AED | 424.8
FRANK-02 | 4 | 4.0621 | United Arab Emirates | Dubai | Infrastructure | Al Furjan | Roads & Utilities - Pkg 15 | NAKHEEL | METAC | Award | 2022 |  | Pipework - Manholes And Pipework Ancillaries | K522 | Extension Of Existing 2-Way, 200Mm Dia Depth Not Exceeding 1.5M | 10 | m | AED | 306.9
FRANK-02 | 4 | 4.0621 | United Arab Emirates | Dubai | Infrastructure | Al Furjan | Roads & Utilities - Pkg 15 | NAKHEEL | METAC | Award | 2022 |  | Pipework - Supports And Protection | L911.1 | Imported Sand Beds & Surrounds; Surround To 200Mm Dia. 2 Way Duct | 250 | m | AED | 32.9
FRANK-02 | 4 | 4.0621 | United Arab Emirates | Dubai | Infrastructure | Al Furjan | Roads & Utilities - Pkg 15 | NAKHEEL | METAC | Award | 2022 |  | Pipework - Supports And Protection | L911.2 | Imported Sand Beds & Surrounds; Surround To 200Mm Dia. 4 Way Duct | 10 | m | AED | 44.6
FRANK-02 | 4 | 4.0621 | United Arab Emirates | Dubai | Infrastructure | Al Furjan | Roads & Utilities - Pkg 15 | NAKHEEL | METAC | Award | 2022 |  | Pipework - Supports And Protection | L999 | Imported Sand Beds & Surrounds; Mass Opc Concrete Grade C25/20 Surround To Ducts Including Formwork, Polythene Sheet And Bituminous Paint | 70 | m³ | AED | 550.1
FRANK-02 | 4 | 4.0622 | United Arab Emirates | Dubai | Infrastructure | Al Furjan | Roads & Utilities - Pkg 15 | NAKHEEL | METAC | Award | 2022 |  | Pipework - Manholes And Pipework Ancillaries | K512 | Supply, Lay And Joint Upvc Duct In Trench Including Excavation, Warning Tap, Draw Code, Backfilling, Beds & Surrounds, Endcap, Disposal And All Related Work Complete; 150Mm Dia. 1 Way Upvc Contingency Duct; | 780 | m | AED | 160.4
FRANK-02 | 4 | 4.0622 | United Arab Emirates | Dubai | Infrastructure | Al Furjan | Roads & Utilities - Pkg 15 | NAKHEEL | METAC | Award | 2022 |  | Pipework - Manholes And Pipework Ancillaries | K512.1 | Supply, Lay And Joint Upvc Duct In Trench Including Excavation, Warning Tap, Draw Code, Backfilling, Beds & Surrounds, Endcap, Disposal And All Related Work Complete; 200Mm Dia. 1 Way Upvc Contingency Duct | 30 | m | AED | 194.3
FRANK-02 | 4 | 4.0622 | United Arab Emirates | Dubai | Infrastructure | Al Furjan | Roads & Utilities - Pkg 15 | NAKHEEL | METAC | Award | 2022 |  | Pipework - Supports And Protection | L931 | Mass Opc Concrete Grade C25/20 Surround To Ducts Including Formwork, Polythene Sheet And Bituminous Paint | 150 | m³ | AED | 563.9
FRANK-02 | 4 | 4.0622 | United Arab Emirates | Dubai | Infrastructure | Al Furjan | Roads & Utilities - Pkg 15 | NAKHEEL | METAC | Award | 2022 |  | Pipework - Pipes | I912 | Laying Of Steel Sleeves Sizes As Per Authority Requirements Including Steel Concrete Filling Inside The Pipes; 150Mm Dia Pipe | 30 | m | AED | 1499.6
GEVIN | 4 | 4.0622 | United Arab Emirates | Dubai | Infrastructure | Palm Jebel Ali | Ducab Road | NAKHEEL | Khansaheb | Award | 2024 | Remeasure | Ground Investigation | B11*.1 | Allowance For Excavate Trial Pit And Trenches To Ascertain/ Verify/ Locate Existing Services; Maximum Length 3M, Excavation By Hand In Material Other Than Rock Including Preparation, Submission Of Records, Results, And Disposal Of Excavated Material. | 10 | Nr | AED | 3673.59
GEVIN | 4 | 4.0622 | United Arab Emirates | Dubai | Infrastructure | Palm Jebel Ali | Ducab Road | NAKHEEL | Khansaheb | Award | 2024 | Remeasure | Ground Investigation | B11*.2 | Allowance For Trial Pit And Trenches To Ascertain/ Verify/ Locate Existing Services; Maximum Length 3-6M, Excavation By Hand In Material Other Than Rock Including Preparation, Submission Of Records, Results, And Disposal Of Excavated Material. | 10 | Nr | AED | 5849.9
GEVIN | 4 | 4.0622 | United Arab Emirates | Dubai | Infrastructure | Palm Jebel Ali | Ducab Road | NAKHEEL | Khansaheb | Award | 2024 | Remeasure | Ground Investigation | B11*.3 | Allowance For Trial Pit And Trenches To Ascertain/ Verify/ Locate Existing Services; Maximum Length 12-18M, Excavation By Hand In Material Other Than Rock Including Preparation, Submission Of Records, Results, And Disposal Of Excavated Material. | 5 | Nr | AED | 9772.41
GEVIN | 4 | 4.0622 | United Arab Emirates | Dubai | Infrastructure | Palm Jebel Ali | Ducab Road | NAKHEEL | Khansaheb | Award | 2024 | Remeasure | Demolition And Site Clearance | D100 | General Clearance | 39100 | m² | AED | 0.89124
GEVIN | 4 | 4.0622 | United Arab Emirates | Dubai | Infrastructure | Palm Jebel Ali | Ducab Road | NAKHEEL | Khansaheb | Award | 2024 | Remeasure | Demolition And Site Clearance | D500.1 | Allow For Demolition/Removal And Disposal Of All Obstructions Including Any Reinstatement As Expressly Required, Except Those For Which Separate Items Are Given And As Set Out In This Class As Per Engineer'S Drawings.; Existing Asphalt Area | 7730 | m² | AED | 22.44
GEVIN | 4 | 4.0622 | United Arab Emirates | Dubai | Infrastructure | Palm Jebel Ali | Ducab Road | NAKHEEL | Khansaheb | Award | 2024 | Remeasure | Demolition And Site Clearance | D500.2 | Allow For Demolition/Removal And Disposal Of All Obstructions Including Any Reinstatement As Expressly Required, Except Those For Which Separate Items Are Given And As Set Out In This Class As Per Engineer'S Drawings.; Paving Areas | 594 | m² | AED | 50.24
GEVIN | 4 | 4.0623 | United Arab Emirates | Dubai | Infrastructure | Palm Jebel Ali | Ducab Road | NAKHEEL | Khansaheb | Award | 2024 | Remeasure | Demolition And Site Clearance | D500.3 | Allow For Demolition/Removal And Disposal Of All Obstructions Including Any Reinstatement As Expressly Required, Except Those For Which Separate Items Are Given And As Set Out In This Class As Per Engineer'S Drawings.; Existing Upstand Kerb | 1386 | m | AED | 32.95
GEVIN | 4 | 4.0623 | United Arab Emirates | Dubai | Infrastructure | Palm Jebel Ali | Ducab Road | NAKHEEL | Khansaheb | Award | 2024 | Remeasure | Demolition And Site Clearance | D500.4 | Allow For Demolition/Removal And Disposal Of All Obstructions Including Any Reinstatement As Expressly Required, Except Those For Which Separate Items Are Given And As Set Out In This Class As Per Engineer'S Drawings.; Existing Heel Kerb | 273 | m | AED | 32.95
GEVIN | 4 | 4.0623 | United Arab Emirates | Dubai | Infrastructure | Palm Jebel Ali | Ducab Road | NAKHEEL | Khansaheb | Award | 2024 | Remeasure | Demolition And Site Clearance | D500.5 | Allow For Demolition/Removal And Disposal Of All Obstructions Including Any Reinstatement As Expressly Required, Except Those For Which Separate Items Are Given And As Set Out In This Class As Per Engineer'S Drawings.; Existing Signage | 27 | Nr | AED | 229.31
GEVIN | 4 | 4.0623 | United Arab Emirates | Dubai | Infrastructure | Palm Jebel Ali | Ducab Road | NAKHEEL | Khansaheb | Award | 2024 | Remeasure | Demolition And Site Clearance | D500.6 | Allow For Demolition/Removal And Disposal Of All Obstructions Including Any Reinstatement As Expressly Required, Except Those For Which Separate Items Are Given And As Set Out In This Class As Per Engineer'S Drawings.; Existing Edge Of Road | 10183 | m | AED | 28.7
GEVIN | 4 | 4.0623 | United Arab Emirates | Dubai | Infrastructure | Palm Jebel Ali | Ducab Road | NAKHEEL | Khansaheb | Award | 2024 | Remeasure | Demolition And Site Clearance | D500.7 | Allow For Demolition/Removal And Disposal Of All Obstructions Including Any Reinstatement As Expressly Required, Except Those For Which Separate Items Are Given And As Set Out In This Class As Per Engineer'S Drawings.; Existing 1-Way Telecom Duct | 247 | m | AED | 128.24
GEVIN | 4 | 4.0623 | United Arab Emirates | Dubai | Infrastructure | Palm Jebel Ali | Ducab Road | NAKHEEL | Khansaheb | Award | 2024 | Remeasure | Demolition And Site Clearance | D500.8 | Allow For Demolition/Removal And Disposal Of All Obstructions Including Any Reinstatement As Expressly Required, Except Those For Which Separate Items Are Given And As Set Out In This Class As Per Engineer'S Drawings.; Existing Telecom Chamber/Manhole | 2 | Nr | AED | 3174.69
GEVIN | 4 | 4.0623 | United Arab Emirates | Dubai | Infrastructure | Palm Jebel Ali | Ducab Road | NAKHEEL | Khansaheb | Award | 2024 | Remeasure | Demolition And Site Clearance | D500.9 | Allow For Demolition/Removal And Disposal Of All Obstructions Including Any Reinstatement As Expressly Required, Except Those For Which Separate Items Are Given And As Set Out In This Class As Per Engineer'S Drawings.; Existing Potable Water Pipes | 402 | m | AED | 352.69
GEVIN | 4 | 4.0623 | United Arab Emirates | Dubai | Infrastructure | Palm Jebel Ali | Ducab Road | NAKHEEL | Khansaheb | Award | 2024 | Remeasure | Earthworks | E323 | Excavation ; Excavation For Foundation; Materials Other Than Topsoil, Rock Or Artificial Hard Materials; Including Upholding Sides Of Excavation, Complete To Engineer'S Drawings.; Maximum Depth Exceeding 0.5 M But Not Exceeding 1.0 M | 241 | m³ | AED | 22.71
GEVIN | 4 | 4.0623 | United Arab Emirates | Dubai | Infrastructure | Palm Jebel Ali | Ducab Road | NAKHEEL | Khansaheb | Award | 2024 | Remeasure | Earthworks | E422 | Excavation ; General Excavation; Topsoil Including Upholding Sides Of Excavation, Complete To Engineer'S Drawings.; Maximum Depth Exceeding 0.25 M But Not Exceeding 0.5 M | 8755 | m³ | AED | 15.37
GEVIN | 4 | 4.0624 | United Arab Emirates | Dubai | Infrastructure | Palm Jebel Ali | Ducab Road | NAKHEEL | Khansaheb | Award | 2024 | Remeasure | Earthworks | E524 | Excavation Ancillaries ; Preparation Of Excavated Surfaces, Materials Other Than Topsoil, Rock Or Artificial Hard Material; As Per Engineer'S Drawings.; To Road Pavings And Kerb Areas | 33374 | m² | AED | 3.39
GEVIN | 4 | 4.0624 | United Arab Emirates | Dubai | Infrastructure | Palm Jebel Ali | Ducab Road | NAKHEEL | Khansaheb | Award | 2024 | Remeasure | Earthworks | E632 | Filling ; Compacted Earth Fill; Commencing From Existing Grade Up To The Soffit Of Paving Build-Up, Complete To Engineer'S Drawings.; General Compacted Earth Fill | 8996 | m³ | AED | 26.22
GEVIN | 4 | 4.0624 | United Arab Emirates | Dubai | Infrastructure | Palm Jebel Ali | Ducab Road | NAKHEEL | Khansaheb | Award | 2024 | Remeasure | Earthworks | E625 | Filling ; Compacted Earth Fill; Commencing From Existing Grade Up To The Soffit Of Paving Build-Up, Complete To Engineer'S Drawings.; Imported Filling; Imported Natural Material Other Than Top Soil Or Rock | 893 | m³ | AED | 55.36
GEVIN | 4 | 4.0624 | United Arab Emirates | Dubai | Infrastructure | Palm Jebel Ali | Ducab Road | NAKHEEL | Khansaheb | Award | 2024 | Remeasure | Earthworks | E720 | Filling Ancillaries ; Preparation Of Filled Surfaces, Lightweight Structural Fill; Complete To Engineer'S Drawings.; To Verge Area | 28946 | m² | AED | 14.14
GEVIN | 4 | 4.0624 | United Arab Emirates | Dubai | Infrastructure | Palm Jebel Ali | Ducab Road | NAKHEEL | Khansaheb | Award | 2024 | Remeasure | Roads And Pavings | R186 | Light Duty Pavement ; Aggregate Road Base; Depth 250 Mm; To Pavement Type-01 | 19727 | m² | AED | 57.31
GEVIN | 4 | 4.0624 | United Arab Emirates | Dubai | Infrastructure | Palm Jebel Ali | Ducab Road | NAKHEEL | Khansaheb | Award | 2024 | Remeasure | Roads And Pavings | R182 | Light Duty Pavement ; Base Course; Depth 60 Mm; To Pavement Type-01 | 19727 | m² | AED | 43.5
GEVIN | 4 | 4.0624 | United Arab Emirates | Dubai | Infrastructure | Palm Jebel Ali | Ducab Road | NAKHEEL | Khansaheb | Award | 2024 | Remeasure | Roads And Pavings | R452 | Light Duty Pavement ; Wearing Course; Depth 40 Mm; To Pavement Type-01 | 19727 | m² | AED | 34.41
GEVIN | 4 | 4.0624 | United Arab Emirates | Dubai | Infrastructure | Palm Jebel Ali | Ducab Road | NAKHEEL | Khansaheb | Award | 2024 | Remeasure | Waterproofing | W149 | Light Duty Pavement ; Prime Coat ; To Pavement Type-01 | 19727 | m² | AED | 4.31
GEVIN | 4 | 4.0624 | United Arab Emirates | Dubai | Infrastructure | Palm Jebel Ali | Ducab Road | NAKHEEL | Khansaheb | Award | 2024 | Remeasure | Waterproofing | W149.1 | Light Duty Pavement ; Tack Coat ; To Pavement Type-01 | 19727 | m² | AED | 2.82
GEVIN | 4 | 4.0624 | United Arab Emirates | Dubai | Infrastructure | Palm Jebel Ali | Ducab Road | NAKHEEL | Khansaheb | Award | 2024 | Remeasure | Roads And Pavings | R184 | Light Duty Pavement ; Sub- Base; 1 Lift Granualar; Depth 150 Mm; (Cbr >30%); To Pavement Type-02 | 1335 | m² | AED | 45.88
GEVIN | 4 | 4.0625 | United Arab Emirates | Dubai | Infrastructure | Palm Jebel Ali | Ducab Road | NAKHEEL | Khansaheb | Award | 2024 | Remeasure | Roads And Pavings | R154 | Light Duty Pavement ; Wet Mix Macadam Road Base; Depth 200 Mm; (Cbr >80%); To Pavement Type-02 | 1335 | m² | AED | 84.45
GEVIN | 4 | 4.0625 | United Arab Emirates | Dubai | Infrastructure | Palm Jebel Ali | Ducab Road | NAKHEEL | Khansaheb | Award | 2024 | Remeasure | Roads And Pavings | R182.1 | Light Duty Pavement ; Crushed Sand Bed; Depth 40 Mm; To Pavement Type-02 | 1335 | m² | AED | 2.92
GEVIN | 4 | 4.0625 | United Arab Emirates | Dubai | Infrastructure | Palm Jebel Ali | Ducab Road | NAKHEEL | Khansaheb | Award | 2024 | Remeasure | Roads And Pavings | R751 | Light Duty Pavement ; Concrete Block Paving Tile; Size 200Mm X 100Mm X 80Mm; To Pavement Type-02 | 1335 | m² | AED | 91.53
GEVIN | 4 | 4.0625 | United Arab Emirates | Dubai | Infrastructure | Palm Jebel Ali | Ducab Road | NAKHEEL | Khansaheb | Award | 2024 | Remeasure | Roads And Pavings | R184.1 | Light Duty Pavement ; Aggregate Sub- Base; Depth 150 Mm; (Cbr >30%); To Pavement Type-03 | 3201 | m² | AED | 44.89
GEVIN | 4 | 4.0625 | United Arab Emirates | Dubai | Infrastructure | Palm Jebel Ali | Ducab Road | NAKHEEL | Khansaheb | Award | 2024 | Remeasure | Roads And Pavings | R182.2 | Light Duty Pavement ; Crushed Sand Bed; Depth 40 Mm; To Pavement Type-03 | 3201 | m² | AED | 2.92
GEVIN | 4 | 4.0625 | United Arab Emirates | Dubai | Infrastructure | Palm Jebel Ali | Ducab Road | NAKHEEL | Khansaheb | Award | 2024 | Remeasure | Roads And Pavings | R751.1 | Light Duty Pavement ; Interlocking Block Paving; Depth 60 Mm; To Pavement Type-03 | 3201 | m² | AED | 86.02
GEVIN | 4 | 4.0625 | United Arab Emirates | Dubai | Infrastructure | Palm Jebel Ali | Ducab Road | NAKHEEL | Khansaheb | Award | 2024 | Remeasure | Roads And Pavings | R662 | Joints In Concrete Pavement ; Mill Out A Wedge From Existing Pavement 45Mm Depth To In Overlay Wearing Course And Ensure Minimum 40Mm Layer Depth Achieved As Per Engineer'S Drawings.; Depth Of Joint Exceeding 30Mm But Not Exceeding 60Mm; To Tie In Works | 8249 | m | AED | 84.26
GEVIN | 4 | 4.0625 | United Arab Emirates | Dubai | Infrastructure | Palm Jebel Ali | Ducab Road | NAKHEEL | Khansaheb | Award | 2024 | Remeasure | Roads And Pavings | R711.1 | Kerbs ; Hydraulically Pressed Precast Upstand Kerbs, 305 X 150 Mm, Straight Or Curved To Radius Exceeding 12 M; Including All Necessary 20 Mm Thick And Jointed In Dry Mix Mortar; As Per Engineer'S Drawing.; To Upstand Kerb | 2556 | m | AED | 124.11
GEVIN | 4 | 4.0625 | United Arab Emirates | Dubai | Infrastructure | Palm Jebel Ali | Ducab Road | NAKHEEL | Khansaheb | Award | 2024 | Remeasure | Roads And Pavings | R711.2 | Kerbs ; Hydraulically Pressed Precast Heel Kerbs, 75 X 150 Mm, Straight Or Curved To Radius Exceeding 12 M; Including All Necessary 20 Mm Thick And Jointed In Dry Mix Mortar; As Per Engineer'S Drawing; To Heel Kerb | 606 | m | AED | 104.66
GEVIN | 4 | 4.0625 | United Arab Emirates | Dubai | Infrastructure | Palm Jebel Ali | Ducab Road | NAKHEEL | Khansaheb | Award | 2024 | Remeasure | Roads And Pavings | R642 | Kerbs ; Tack Coat; 50Mm Deep Filling, Provided At Face Of Curb And Existing Pavement Fill With Compacted A.C Wearing Course; Complete As Per Drawing.; To Face Of Kerb And Existing Pavement | 400 | m | AED | 79.61
GEVIN | 4 | 4.0625 | United Arab Emirates | Dubai | Infrastructure | Palm Jebel Ali | Ducab Road | NAKHEEL | Khansaheb | Award | 2024 | Remeasure | Roads And Pavings | R812.1 | Traffic Signs; Illuminated Regulation Sign Panel Including Foundations, Supporting Post, Excavation, Preparation Of Surfaces, Removal Of Excavated Material, And Unwanted Existing Services, Disposal, Upholding Sides Of The Excavation, Backfilling, Concrete, Reinforcement, Joints, And All Ancillary Works As Necessary In Accordance With The Drawings. ; Regulation Sign Panel; Type 302 | 12 | Nr | AED | 797.83
GEVIN | 4 | 4.0626 | United Arab Emirates | Dubai | Infrastructure | Palm Jebel Ali | Ducab Road | NAKHEEL | Khansaheb | Award | 2024 | Remeasure | Roads And Pavings | R812.2 | Traffic Signs; Illuminated Regulation Sign Panel Including Foundations, Supporting Post, Excavation, Preparation Of Surfaces, Removal Of Excavated Material, And Unwanted Existing Services, Disposal, Upholding Sides Of The Excavation, Backfilling, Concrete, Reinforcement, Joints, And All Ancillary Works As Necessary In Accordance With The Drawings. ; Regulation Sign Panel; Type 303 | 12 | Nr | AED | 797.83
GEVIN | 4 | 4.0626 | United Arab Emirates | Dubai | Infrastructure | Palm Jebel Ali | Ducab Road | NAKHEEL | Khansaheb | Award | 2024 | Remeasure | Roads And Pavings | R812.3 | Traffic Signs; Illuminated Regulation Sign Panel Including Foundations, Supporting Post, Excavation, Preparation Of Surfaces, Removal Of Excavated Material, And Unwanted Existing Services, Disposal, Upholding Sides Of The Excavation, Backfilling, Concrete, Reinforcement, Joints, And All Ancillary Works As Necessary In Accordance With The Drawings. ; Regulation Sign Panel; Type 327 | 5 | Nr | AED | 904.71
GEVIN | 4 | 4.0626 | United Arab Emirates | Dubai | Infrastructure | Palm Jebel Ali | Ducab Road | NAKHEEL | Khansaheb | Award | 2024 | Remeasure | Roads And Pavings | R812.4 | Traffic Signs; Illuminated Regulation Sign Panel Including Foundations, Supporting Post, Excavation, Preparation Of Surfaces, Removal Of Excavated Material, And Unwanted Existing Services, Disposal, Upholding Sides Of The Excavation, Backfilling, Concrete, Reinforcement, Joints, And All Ancillary Works As Necessary In Accordance With The Drawings. ; Regulation Sign Panel; Type 329 | 6 | Nr | AED | 931.42
GEVIN | 4 | 4.0626 | United Arab Emirates | Dubai | Infrastructure | Palm Jebel Ali | Ducab Road | NAKHEEL | Khansaheb | Award | 2024 | Remeasure | Roads And Pavings | R812.5 | Traffic Signs; Illuminated Regulation Sign Panel Including Foundations, Supporting Post, Excavation, Preparation Of Surfaces, Removal Of Excavated Material, And Unwanted Existing Services, Disposal, Upholding Sides Of The Excavation, Backfilling, Concrete, Reinforcement, Joints, And All Ancillary Works As Necessary In Accordance With The Drawings. ; Regulation Sign Panel; Type 344-60 | 4 | Nr | AED | 958.14
GEVIN | 4 | 4.0626 | United Arab Emirates | Dubai | Infrastructure | Palm Jebel Ali | Ducab Road | NAKHEEL | Khansaheb | Award | 2024 | Remeasure | Roads And Pavings | R812.6 | Traffic Signs; Illuminated Regulation Sign Panel Including Foundations, Supporting Post, Excavation, Preparation Of Surfaces, Removal Of Excavated Material, And Unwanted Existing Services, Disposal, Upholding Sides Of The Excavation, Backfilling, Concrete, Reinforcement, Joints, And All Ancillary Works As Necessary In Accordance With The Drawings. ; Regulation Sign Panel; Type 417 | 4 | Nr | AED | 958.14
GEVIN | 4 | 4.0626 | United Arab Emirates | Dubai | Infrastructure | Palm Jebel Ali | Ducab Road | NAKHEEL | Khansaheb | Award | 2024 | Remeasure | Roads And Pavings | R812.7 | Traffic Signs; Illuminated Regulation Sign Panel Including Foundations, Supporting Post, Excavation, Preparation Of Surfaces, Removal Of Excavated Material, And Unwanted Existing Services, Disposal, Upholding Sides Of The Excavation, Backfilling, Concrete, Reinforcement, Joints, And All Ancillary Works As Necessary In Accordance With The Drawings. ; Regulation Sign Panel; Type 420 | 4 | Nr | AED | 984.86
GEVIN | 4 | 4.0626 | United Arab Emirates | Dubai | Infrastructure | Palm Jebel Ali | Ducab Road | NAKHEEL | Khansaheb | Award | 2024 | Remeasure | Roads And Pavings | R812.8 | Traffic Signs; Illuminated Regulation Sign Panel Including Foundations, Supporting Post, Excavation, Preparation Of Surfaces, Removal Of Excavated Material, And Unwanted Existing Services, Disposal, Upholding Sides Of The Excavation, Backfilling, Concrete, Reinforcement, Joints, And All Ancillary Works As Necessary In Accordance With The Drawings. ; Regulation Sign Panel; Type 427 | 6 | Nr | AED | 1011.58
GEVIN | 4 | 4.0626 | United Arab Emirates | Dubai | Infrastructure | Palm Jebel Ali | Ducab Road | NAKHEEL | Khansaheb | Award | 2024 | Remeasure | Roads And Pavings | R812.9 | Traffic Signs; Illuminated Regulation Sign Panel Including Foundations, Supporting Post, Excavation, Preparation Of Surfaces, Removal Of Excavated Material, And Unwanted Existing Services, Disposal, Upholding Sides Of The Excavation, Backfilling, Concrete, Reinforcement, Joints, And All Ancillary Works As Necessary In Accordance With The Drawings. ; Regulation Sign Panel; Type 435 | 8 | Nr | AED | 1011.58
GEVIN | 4 | 4.0626 | United Arab Emirates | Dubai | Infrastructure | Palm Jebel Ali | Ducab Road | NAKHEEL | Khansaheb | Award | 2024 | Remeasure | Roads And Pavings | R812.10 | Traffic Signs; Illuminated Regulation Sign Panel Including Foundations, Supporting Post, Excavation, Preparation Of Surfaces, Removal Of Excavated Material, And Unwanted Existing Services, Disposal, Upholding Sides Of The Excavation, Backfilling, Concrete, Reinforcement, Joints, And All Ancillary Works As Necessary In Accordance With The Drawings. ; Regulation Sign Panel; Type 453.1 | 11 | Nr | AED | 1011.58
GEVIN | 4 | 4.0626 | United Arab Emirates | Dubai | Infrastructure | Palm Jebel Ali | Ducab Road | NAKHEEL | Khansaheb | Award | 2024 | Remeasure | Roads And Pavings | R823.1 | Surface Markings As Per Engineer'S Drawings. ; Letters And Shapes; Type 614.1 | 8 | Nr | AED | 96.19
GEVIN | 4 | 4.0627 | United Arab Emirates | Dubai | Infrastructure | Palm Jebel Ali | Ducab Road | NAKHEEL | Khansaheb | Award | 2024 | Remeasure | Roads And Pavings | R823.2 | Surface Markings As Per Engineer'S Drawings. ; Letters And Shapes; Type 614.2 | 7 | Nr | AED | 106.88
GEVIN | 4 | 4.0627 | United Arab Emirates | Dubai | Infrastructure | Palm Jebel Ali | Ducab Road | NAKHEEL | Khansaheb | Award | 2024 | Remeasure | Roads And Pavings | R823.3 | Surface Markings As Per Engineer'S Drawings. ; Letters And Shapes; Type 614.3 | 2 | Nr | AED | 106.88
GEVIN | 4 | 4.0627 | United Arab Emirates | Dubai | Infrastructure | Palm Jebel Ali | Ducab Road | NAKHEEL | Khansaheb | Award | 2024 | Remeasure | Roads And Pavings | R823.4 | Surface Markings As Per Engineer'S Drawings. ; Letters And Shapes; Type 614.4 | 2 | Nr | AED | 133.59
GEVIN | 4 | 4.0627 | United Arab Emirates | Dubai | Infrastructure | Palm Jebel Ali | Ducab Road | NAKHEEL | Khansaheb | Award | 2024 | Remeasure | Roads And Pavings | R823.5 | Surface Markings As Per Engineer'S Drawings. ; Letters And Shapes; Type 614.5 | 2 | Nr | AED | 133.59
GEVIN | 4 | 4.0627 | United Arab Emirates | Dubai | Infrastructure | Palm Jebel Ali | Ducab Road | NAKHEEL | Khansaheb | Award | 2024 | Remeasure | Roads And Pavings | R823.6 | Surface Markings As Per Engineer'S Drawings. ; Letters And Shapes; Type 653 | 3 | Nr | AED | 160.31
GEVIN | 4 | 4.0627 | United Arab Emirates | Dubai | Infrastructure | Palm Jebel Ali | Ducab Road | NAKHEEL | Khansaheb | Award | 2024 | Remeasure | Roads And Pavings | R823.7 | Surface Markings As Per Engineer'S Drawings. ; Letters And Shapes; Type 656 | 9 | Nr | AED | 160.31
GEVIN | 4 | 4.0627 | United Arab Emirates | Dubai | Infrastructure | Palm Jebel Ali | Ducab Road | NAKHEEL | Khansaheb | Award | 2024 | Remeasure | Roads And Pavings | R824.1 | Surface Markings As Per Engineer'S Drawings. ; Letters And Shapes; Type 603, Continuous Lines 500Mm Wide. Pedestrian Crossing Line Marking | 36 | m | AED | 53.44
GEVIN | 4 | 4.0627 | United Arab Emirates | Dubai | Infrastructure | Palm Jebel Ali | Ducab Road | NAKHEEL | Khansaheb | Award | 2024 | Remeasure | Roads And Pavings | R823.8 | Surface Markings As Per Engineer'S Drawings. ; Letters And Shapes; Yellow Color Solid Reflective Pavement Marking; Triangular Shape; Size 1680 X 1680 X 1500Mm | 16 | Nr | AED | 374.06
GEVIN | 4 | 4.0627 | United Arab Emirates | Dubai | Infrastructure | Palm Jebel Ali | Ducab Road | NAKHEEL | Khansaheb | Award | 2024 | Remeasure | Roads And Pavings | R825.1 | Surface Markings As Per Engineer'S Drawings. ; Letters And Shapes; Type 602, Give Way Lines | 84 | m | AED | 8.55
GEVIN | 4 | 4.0628 | United Arab Emirates | Dubai | Infrastructure | Palm Jebel Ali | Ducab Road | NAKHEEL | Khansaheb | Award | 2024 | Remeasure | Roads And Pavings | R825.2 | Surface Markings As Per Engineer'S Drawings. ; Letters And Shapes; Type 613, Edge Line | 11592 | m | AED | 5.34
GEVIN | 4 | 4.0628 | United Arab Emirates | Dubai | Infrastructure | Palm Jebel Ali | Ducab Road | NAKHEEL | Khansaheb | Award | 2024 | Remeasure | Roads And Pavings | R825.3 | Surface Markings As Per Engineer'S Drawings. ; Letters And Shapes; Type 620, Parking Envelope Line | 351 | m | AED | 8.55
GEVIN | 4 | 4.0628 | United Arab Emirates | Dubai | Infrastructure | Palm Jebel Ali | Ducab Road | NAKHEEL | Khansaheb | Award | 2024 | Remeasure | Roads And Pavings | R825.4 | Surface Markings As Per Engineer'S Drawings. ; Letters And Shapes; Type 654, Lane Line | 450 | m | AED | 8.55
GEVIN | 4 | 4.0628 | United Arab Emirates | Dubai | Infrastructure | Palm Jebel Ali | Ducab Road | NAKHEEL | Khansaheb | Award | 2024 | Remeasure | Roads And Pavings | R825.5 | Surface Markings As Per Engineer'S Drawings. ; Letters And Shapes; Type 680, Guide Line | 405 | m | AED | 8.55
GEVIN | 4 | 4.0628 | United Arab Emirates | Dubai | Infrastructure | Palm Jebel Ali | Ducab Road | NAKHEEL | Khansaheb | Award | 2024 | Remeasure | Roads And Pavings | R824.2 | Surface Markings As Per Engineer'S Drawings. ; Letters And Shapes; Type 681, Continuity Line | 666 | m | AED | 8.55
GEVIN | 4 | 4.0628 | United Arab Emirates | Dubai | Infrastructure | Palm Jebel Ali | Ducab Road | NAKHEEL | Khansaheb | Award | 2024 | Remeasure | In situ concrete | F100.1 | Provision Of Concrete ; Blinding Concrete Grade C15/20 Srpc | 20 | m³ | AED | 280.55
GEVIN | 4 | 4.0628 | United Arab Emirates | Dubai | Infrastructure | Palm Jebel Ali | Ducab Road | NAKHEEL | Khansaheb | Award | 2024 | Remeasure | In situ concrete | F100.2 | Provision Of Concrete ; Concrete Grade C25/20 | 176 | m³ | AED | 280.55
GEVIN | 4 | 4.0628 | United Arab Emirates | Dubai | Infrastructure | Palm Jebel Ali | Ducab Road | NAKHEEL | Khansaheb | Award | 2024 | Remeasure | In situ concrete | F611.1 | Placing Of Concrete ; Blinding Concrete; Grade C15/20 Srpc, Complete As Per Engineer'S Drawing . ; Thickness Not Exceeding 150Mm; To Guard Rail | 20 | m³ | AED | 205.58
GEVIN | 4 | 4.0628 | United Arab Emirates | Dubai | Infrastructure | Palm Jebel Ali | Ducab Road | NAKHEEL | Khansaheb | Award | 2024 | Remeasure | In situ concrete | F611.2 | Placing Of Concrete ; Blinding Concrete; Grade C25/20 Srpc, Complete As Per Engineer'S Drawing . ; Thickness Not Exceeding 150Mm; To Guard Rail | 176 | m³ | AED | 205.58
GEVIN | 4 | 4.0628 | United Arab Emirates | Dubai | Infrastructure | Palm Jebel Ali | Ducab Road | NAKHEEL | Khansaheb | Award | 2024 | Remeasure | Concrete Ancillaries | G242.2 | Formwork ; Fair Finish, As Per Engineer'S Drawings. ; Plane Vertical, Width Exceeding 0.1 M But Not Exceeding 0.2 M; To Guard Rail Foundation | 3947 | m² | AED | 72.25
GEVIN | 4 | 4.0629 | United Arab Emirates | Dubai | Infrastructure | Palm Jebel Ali | Ducab Road | NAKHEEL | Khansaheb | Award | 2024 | Remeasure | Miscellaneous Metalwork | N140 | Metal Work ; Metal Beam Guard Rail Single Face; Proposed With Galvanized Steel Posts And Blocks, Including All Necessary Fittings And Fixings Complete As Per Engineer'S Drawing . ; Guard Rail, 800Mm High | 4756 | m | AED | 229.78
GEVIN | 4 | 4.0629 | United Arab Emirates | Dubai | Infrastructure | Palm Jebel Ali | Ducab Road | NAKHEEL | Khansaheb | Award | 2024 | Remeasure | Waterproofing | W146 | Sprayed Or Brushed Waterproofing ; Waterproof Coating, Bitumen Paint; Complete As Per Engineer'S Drawing And Specification. ; To Foundation | 3947 | m² | AED | 12.58
GEVIN | 4 | 4.0629 | United Arab Emirates | Dubai | Infrastructure | Palm Jebel Ali | Ducab Road | NAKHEEL | Khansaheb | Award | 2024 | Remeasure | Pipework - Pipes | I512 | Supply And Lay Upvc Pipes Laid And Jointed Including Excavation, Backfilling, Straight Joints (Flexible Joint), Warning Tape, And Other Items To Complete As Per Specification And Drawing. ; For 160Mm Diameter Upvc Pipe ; Depth To Invert Not Exceeding 1.5M | 22 | m | AED | 491.88
GEVIN | 4 | 4.0629 | United Arab Emirates | Dubai | Infrastructure | Palm Jebel Ali | Ducab Road | NAKHEEL | Khansaheb | Award | 2024 | Remeasure | Pipework - Manholes And Pipework Ancillaries | K371 | Gullies ; Proposed Gully; Including Excavation, Backfilling, Disposal And All Necessary Works Complete In All Respect As Per Specification And Drawing . ; Double Side Entry Gully | 2 | Nr | AED | 7756.52
GEVIN | 4 | 4.0629 | United Arab Emirates | Dubai | Infrastructure | Palm Jebel Ali | Ducab Road | NAKHEEL | Khansaheb | Award | 2024 | Remeasure | Pipework - Manholes And Pipework Ancillaries | K900 | Soakaway ; Geocell Soakaway; Including Excavation, Backfilling, Disposal And All Necessary Works Complete In All Respect As Per Specification And Drawing . ; Soakaway; Size 10 X 6 X 2M | 2 | Nr | AED | 149931.74
GEVIN | 4 | 4.0629 | United Arab Emirates | Dubai | Infrastructure | Palm Jebel Ali | Ducab Road | NAKHEEL | Khansaheb | Award | 2024 | Remeasure | Pipework - Supports And Protection | L511 | Beds And Surround ; Sand Beds And Surround Below Driveway Including Warning Tape As Per The Specification And Drawing . ; For 160Mm Diameter Upvc Pipe | 22 | m | AED | 129.42
GEVIN | 4 | 4.0629 | United Arab Emirates | Dubai | Infrastructure | Palm Jebel Ali | Ducab Road | NAKHEEL | Khansaheb | Award | 2024 | Remeasure | Pipework - Pipes | I912 | Replacement Of Existing Gre Pipe With Self-Restrained Pipe (10,000 Stiffness) As Per Dewa Standard Laid And Jointed Below Driveway Including Excavation, Backfilling, Disposal Of Surplus Material, Cutting And Turning Small Pieces, Jointing, Fitting, Special Connections, Testing, Commissioning, Flushing, Sterilization Etc. As Per Detailed On Drawings .. ; Nominal Bore: 100Mm Diameter (Laminated Joints Without A Coupler And Protected (Steel Sleeve Measure Separately) | 51 | m | AED | 737.44
GEVIN | 4 | 4.0629 | United Arab Emirates | Dubai | Infrastructure | Palm Jebel Ali | Ducab Road | NAKHEEL | Khansaheb | Award | 2024 | Remeasure | Pipework - Pipes | I922.1 | Replacement Of Existing Gre Pipe With Self-Restrained Pipe (10,000 Stiffness) As Per Dewa Standard Laid And Jointed Below Driveway Including Excavation, Backfilling, Disposal Of Surplus Material, Cutting And Turning Small Pieces, Jointing, Fitting, Special Connections, Testing, Commissioning, Flushing, Sterilization Etc. As Per Detailed On Drawings .. ; Nominal Bore: 300Mm Diameter (Laminated Joints Without Coupler) | 36 | m | AED | 956.53
GEVIN | 4 | 4.0629 | United Arab Emirates | Dubai | Infrastructure | Palm Jebel Ali | Ducab Road | NAKHEEL | Khansaheb | Award | 2024 | Remeasure | Pipework - Pipes | I922.2 | Replacement Of Existing Gre Pipe With Self-Restrained Pipe (10,000 Stiffness) As Per Dewa Standard Laid And Jointed Below Driveway Including Excavation, Backfilling, Disposal Of Surplus Material, Cutting And Turning Small Pieces, Jointing, Fitting, Special Connections, Testing, Commissioning, Flushing, Sterilization Etc. As Per Detailed On Drawings .. ; Nominal Bore: 300Mm Diameter (Laminated Joints Without A Coupler And Protected (Steel Sleeve Measure Separately) | 36 | m | AED | 956.53
GEVIN | 4 | 4.0629 | United Arab Emirates | Dubai | Infrastructure | Palm Jebel Ali | Ducab Road | NAKHEEL | Khansaheb | Award | 2024 | Remeasure | Pipework - Pipes | I922.3 | Replacement Of Existing Gre Pipe With Self-Restrained Pipe (10,000 Stiffness) As Per Dewa Standard Laid And Jointed Below Driveway Including Excavation, Backfilling, Disposal Of Surplus Material, Cutting And Turning Small Pieces, Jointing, Fitting, Special Connections, Testing, Commissioning, Flushing, Sterilization Etc. As Per Detailed On Drawings .. ; Nominal Bore: 300Mm Diameter (Laminated Joints Without A Coupler And Extended Outside The Carriageway With An End Cap | 28 | m | AED | 956.53
GEVIN | 4 | 4.0629 | United Arab Emirates | Dubai | Infrastructure | Palm Jebel Ali | Ducab Road | NAKHEEL | Khansaheb | Award | 2024 | Remeasure | Pipework - Pipes | I922.4 | Replacement Of Existing Gre Pipe With Self-Restrained Pipe (10,000 Stiffness) As Per Dewa Standard Laid And Jointed Below Driveway Including Excavation, Backfilling, Disposal Of Surplus Material, Cutting And Turning Small Pieces, Jointing, Fitting, Special Connections, Testing, Commissioning, Flushing, Sterilization Etc. As Per Detailed On Drawings .. ; Nominal Bore: 300Mm Diameter (Steel Sleeve Measure Separately) | 45 | m | AED | 956.53
GEVIN | 4 | 4.063 | United Arab Emirates | Dubai | Infrastructure | Palm Jebel Ali | Ducab Road | NAKHEEL | Khansaheb | Award | 2024 | Remeasure | Pipework - Pipes | I952 | Replacement Of Existing Gre Pipe With Self-Restrained Pipe (10,000 Stiffness) As Per Dewa Standard Laid And Jointed Below Driveway Including Excavation, Backfilling, Disposal Of Surplus Material, Cutting And Turning Small Pieces, Jointing, Fitting, Special Connections, Testing, Commissioning, Flushing, Sterilization Etc. As Per Detailed On Drawings .. ; Nominal Bore: 900Mm Diameter (Steel Sleeve Measure Separately) | 48 | m | AED | 3863.53
GEVIN | 4 | 4.063 | United Arab Emirates | Dubai | Infrastructure | Palm Jebel Ali | Ducab Road | NAKHEEL | Khansaheb | Award | 2024 | Remeasure | Pipework - Manholes And Pipework Ancillaries | K512.2 | Supply And Installation Of Hdpe Scada Ducts Laid In Trenches Below Paving As Shown On The Drawing Including Draw Cord, End Caps, Warning Tape, Duct Markers, Excavation, Backfilling, Disposal, Testing And Commissioning And All Other Items To Complete Etc. As Per Specifications And Drawing .. ; 1 X 160Mm Diameter; Depth Not Exceeding 1.5M | 44 | m | AED | 201.99
GEVIN | 4 | 4.063 | United Arab Emirates | Dubai | Infrastructure | Palm Jebel Ali | Ducab Road | NAKHEEL | Khansaheb | Award | 2024 | Remeasure | Pipework - Manholes And Pipework Ancillaries | K522 | Supply And Installation Of Hdpe Scada Ducts Laid In Trenches Below Paving As Shown On The Drawing Including Draw Cord, End Caps, Warning Tape, Duct Markers, Excavation, Backfilling, Disposal, Testing And Commissioning And All Other Items To Complete Etc. As Per Specifications And Drawing .. ; 2 X 125Mm Diameter; Depth Not Exceeding 1.5M | 44 | m | AED | 336.66
GEVIN | 4 | 4.063 | United Arab Emirates | Dubai | Infrastructure | Palm Jebel Ali | Ducab Road | NAKHEEL | Khansaheb | Award | 2024 | Remeasure | Pipework - Manholes And Pipework Ancillaries | K900.1 | Supply And Installation Of Steel Sleeve Below Paving As Shown On The Drawing Including Draw Cord, End Caps, Warning Tape, Duct Markers, Excavation, Backfilling, Disposal, Testing And Commissioning And All Other Items To Complete Etc. As Per Specifications And Drawing .. ; For 1-Way, 100Mm Diameter Pipe; Depth Not Exceeding 1.5M | 51 | m | AED | 1987.88
GEVIN | 4 | 4.063 | United Arab Emirates | Dubai | Infrastructure | Palm Jebel Ali | Ducab Road | NAKHEEL | Khansaheb | Award | 2024 | Remeasure | Pipework - Manholes And Pipework Ancillaries | K900.2 | Supply And Installation Of Steel Sleeve Below Paving As Shown On The Drawing Including Draw Cord, End Caps, Warning Tape, Duct Markers, Excavation, Backfilling, Disposal, Testing And Commissioning And All Other Items To Complete Etc. As Per Specifications And Drawing .. ; For 1-Way, 300Mm Diameter Pipe; Depth Not Exceeding 1.5M | 81 | m | AED | 2581.03
GEVIN | 4 | 4.063 | United Arab Emirates | Dubai | Infrastructure | Palm Jebel Ali | Ducab Road | NAKHEEL | Khansaheb | Award | 2024 | Remeasure | Pipework - Manholes And Pipework Ancillaries | K900.3 | Supply And Installation Of Steel Sleeve Below Paving As Shown On The Drawing Including Draw Cord, End Caps, Warning Tape, Duct Markers, Excavation, Backfilling, Disposal, Testing And Commissioning And All Other Items To Complete Etc. As Per Specifications And Drawing .. ; For 1-Way 900Mm Diameter Pipe; Depth Not Exceeding 1.5M | 116 | m | AED | 7475.91
GEVIN | 4 | 4.063 | United Arab Emirates | Dubai | Infrastructure | Palm Jebel Ali | Ducab Road | NAKHEEL | Khansaheb | Award | 2024 | Remeasure | Pipework - Manholes And Pipework Ancillaries | K900.4 | Supply And Installation Of Steel Sleeve Below Paving As Shown On The Drawing Including Draw Cord, End Caps, Warning Tape, Duct Markers, Excavation, Backfilling, Disposal, Testing And Commissioning And All Other Items To Complete Etc. As Per Specifications And Drawing .. ; A) 1-Way, 900Mm Diameter Pipe; Depth Not Exceeding 1.5M As Per Ptc 02 -Section E-Volume 4 (Bills Of Quantities) -Ref. 1.3.3 | 18 | m | AED | 7475.91
GEVIN | 4 | 4.063 | United Arab Emirates | Dubai | Infrastructure | Palm Jebel Ali | Ducab Road | NAKHEEL | Khansaheb | Award | 2024 | Remeasure | Pipework - Manholes And Pipework Ancillaries | K900.5 | Supply And Installation Of Steel Sleeve Below Paving As Shown On The Drawing Including Draw Cord, End Caps, Warning Tape, Duct Markers, Excavation, Backfilling, Disposal, Testing And Commissioning And All Other Items To Complete Etc. As Per Specifications And Drawing .. ; B) Split Duct With Concrete Surround Protection For 8-Way Scada Network-Comprising (2-Way 100Mm Upvc Duct, 3-Way 125Mm Hdpe Duct And 3-Way 160Mm Hdpe Duct (As Per Ptc 02- Section E-Volume 4 (Bills Of Quantities)-Ref. 1.3.3 | 18 | m | AED | 5791.82
GEVIN | 4 | 4.063 | United Arab Emirates | Dubai | Infrastructure | Palm Jebel Ali | Ducab Road | NAKHEEL | Khansaheb | Award | 2024 | Remeasure | Pipework - Supports And Protection | L542 | Concrete Surround As Per Specifications And Drawing . ; Existing Pipe Protection To Be Extended ; 1-Way, 300Mm Diameter; Depth Not Exceeding 1.5M | 64 | m | AED | 812.25
GEVIN | 4 | 4.063 | United Arab Emirates | Dubai | Infrastructure | Palm Jebel Ali | Ducab Road | NAKHEEL | Khansaheb | Award | 2024 | Remeasure | Pipework - Supports And Protection | L543 | Concrete Surround As Per Specifications And Drawing . ; Existing Pipe Protection To Be Extended ; 1-Way, 600Mm Diameter; Depth Not Exceeding 1.5M | 8 | m | AED | 2046.66
GEVIN | 4 | 4.0631 | United Arab Emirates | Dubai | Infrastructure | Palm Jebel Ali | Ducab Road | NAKHEEL | Khansaheb | Award | 2024 | Remeasure | Pipework - Supports And Protection | L545 | Concrete Surround As Per Specifications And Drawing . ; Existing Pipe Protection To Be Extended ; 1-Way, 900Mm Diameter; Depth Not Exceeding 1.5M | 68 | m | AED | 4061.25
GEVIN | 4 | 4.0631 | United Arab Emirates | Dubai | Infrastructure | Palm Jebel Ali | Ducab Road | NAKHEEL | Khansaheb | Award | 2024 | Remeasure | Miscellaneous Work | X900.1 | Proposed Tie In Connection Including End Cap And Thrust Block, Complete As Per Dewa-Wd Specifications And Drawing.; Tie-In Connection For 100Mm Diameter Pipe | 1 | Nr | AED | 30993.75
GEVIN | 4 | 4.0631 | United Arab Emirates | Dubai | Infrastructure | Palm Jebel Ali | Ducab Road | NAKHEEL | Khansaheb | Award | 2024 | Remeasure | Miscellaneous Work | X900.2 | Proposed Tie In Connection Including End Cap And Thrust Block, Complete As Per Dewa-Wd Specifications And Drawing.; Tie-In Connection For 300Mm Diameter Pipe | 5 | Nr | AED | 37406.25
GEVIN | 4 | 4.0631 | United Arab Emirates | Dubai | Infrastructure | Palm Jebel Ali | Ducab Road | NAKHEEL | Khansaheb | Award | 2024 | Remeasure | Miscellaneous Work | X900.3 | Proposed Tie In Connection Including End Cap And Thrust Block, Complete As Per Dewa-Wd Specifications And Drawing.; Tie-In Connection For 900Mm Diameter Pipe | 2 | Nr | AED | 90843.75
GEVIN | 4 | 4.0631 | United Arab Emirates | Dubai | Infrastructure | Palm Jebel Ali | Ducab Road | NAKHEEL | Khansaheb | Award | 2024 | Remeasure | Pipework - Manholes And Pipework Ancillaries | K512 | Irrigation Ducts; Supply And Installation Of Upvc Ducts "Class D" Laid In Trenches Below Paving As Shown On The Drawing Including Draw Cord, End Caps, Warning Tape, Duct Markers, Excavation, Backfilling, Disposal, Testing And Commissioning And All Other Items To Complete Etc. As Per Specifications And Drawing.; 1 X 300Mm Diameter Upvc Duct; Depth Not Exceeding 1.50M | 348 | m | AED | 352.75
GEVIN | 4 | 4.0631 | United Arab Emirates | Dubai | Infrastructure | Palm Jebel Ali | Ducab Road | NAKHEEL | Khansaheb | Award | 2024 | Remeasure | Pipework - Manholes And Pipework Ancillaries | K522 | Irrigation Ducts; Supply And Installation Of Upvc Ducts "Class D" Laid In Trenches Below Paving As Shown On The Drawing Including Draw Cord, End Caps, Warning Tape, Duct Markers, Excavation, Backfilling, Disposal, Testing And Commissioning And All Other Items To Complete Etc. As Per Specifications And Drawing.; 2 X 150Mm Diameter Upvc Duct; Depth Not Exceeding 1.50M | 348 | m | AED | 326.15
GEVIN | 4 | 4.0631 | United Arab Emirates | Dubai | Infrastructure | Palm Jebel Ali | Ducab Road | NAKHEEL | Khansaheb | Award | 2024 | Remeasure | Pipework - Supports And Protection | L542.1 | Provide Sands Bed And Surround To Upvc Ducts As Per Specifications And Drawings .; 1 X 300Mm Diameter Upvc Duct | 348 | m | AED | 85.58
GEVIN | 4 | 4.0631 | United Arab Emirates | Dubai | Infrastructure | Palm Jebel Ali | Ducab Road | NAKHEEL | Khansaheb | Award | 2024 | Remeasure | Pipework - Supports And Protection | L541.1 | Provide Sands Bed And Surround To Upvc Ducts As Per Specifications And Drawings .; 2 X 150Mm Diameter Upvc Duct | 348 | m | AED | 86.22
GEVIN | 4 | 4.0631 | United Arab Emirates | Dubai | Infrastructure | Palm Jebel Ali | Ducab Road | NAKHEEL | Khansaheb | Award | 2024 | Remeasure | Pipework - Supports And Protection | L541.2 | Sands Bed And Surround For The Existing Ducts (Road Crossing) To Be Extended Up To The Proposed Asphalt Edge; 150Mm Diameter Upvc Duct | 32 | m | AED | 218.85
GEVIN | 4 | 4.0632 | United Arab Emirates | Dubai | Infrastructure | Palm Jebel Ali | Ducab Road | NAKHEEL | Khansaheb | Award | 2024 | Remeasure | Pipework - Supports And Protection | L542.2 | Sands Bed And Surround For The Existing Ducts (Road Crossing) To Be Extended Up To The Proposed Asphalt Edge; 225Mm Diameter Upvc Duct | 29 | m | AED | 244.3
GEVIN | 4 | 4.0632 | United Arab Emirates | Dubai | Infrastructure | Palm Jebel Ali | Ducab Road | NAKHEEL | Khansaheb | Award | 2024 | Remeasure | Miscellaneous Work | X900.1 | Utility Diversion/Protection, Including Supports, Making Good, Disposal To Approved Location, Accessories And All Ancillary Works As Necessary, Complete As Per Specifications And Drawings.; If Required At Site, Existing Ducts To Be Extended Up To The Proposed Asphalt Edge.; 150Mm Diameter Upvc Duct | 32 | m | AED | 331.76
GEVIN | 4 | 4.0632 | United Arab Emirates | Dubai | Infrastructure | Palm Jebel Ali | Ducab Road | NAKHEEL | Khansaheb | Award | 2024 | Remeasure | Miscellaneous Work | X900.2 | Utility Diversion/Protection, Including Supports, Making Good, Disposal To Approved Location, Accessories And All Ancillary Works As Necessary, Complete As Per Specifications And Drawings.; If Required At Site, Existing Ducts To Be Extended Up To The Proposed Asphalt Edge.; 225Mm Diameter Upvc Duct | 29 | m | AED | 417.03
GEVIN | 4 | 4.0632 | United Arab Emirates | Dubai | Infrastructure | Palm Jebel Ali | Ducab Road | NAKHEEL | Khansaheb | Award | 2024 | Remeasure | Pipework - Manholes And Pipework Ancillaries | K512 | Supply Lay And Joint Upvc Cable Ducts Laid In A Trench Beneath Carriageways Including Excavation, Backfilling, End Caps, Warning Taps, 8Mm Diameter Draw Cords, Studs, And Concrete Duct Markers And Disposal Of Surplus Excavated Material Complete As Per The Specifications And Drawings.; For 11Kv Upvc Ducts; 1-Way 150Mm Diameter | 36 | m | AED | 252.73
GEVIN | 4 | 4.0632 | United Arab Emirates | Dubai | Infrastructure | Palm Jebel Ali | Ducab Road | NAKHEEL | Khansaheb | Award | 2024 | Remeasure | Pipework - Manholes And Pipework Ancillaries | K542 | Supply Lay And Joint Upvc Cable Ducts Laid In A Trench Beneath Carriageways Including Excavation, Backfilling, End Caps, Warning Taps, 8Mm Diameter Draw Cords, Studs, And Concrete Duct Markers And Disposal Of Surplus Excavated Material Complete As Per The Specifications And Drawings.; For 11Kv Upvc Ducts; 2 X 6-Way 150Mm Diameter | 165 | m | AED | 1064.6
GEVIN | 4 | 4.0632 | United Arab Emirates | Dubai | Infrastructure | Palm Jebel Ali | Ducab Road | NAKHEEL | Khansaheb | Award | 2024 | Remeasure | Pipework - Supports And Protection | L541.1 | Concrete Surround As Per The Specifications And Drawings ; For 11Kv Upvc Duct (Proposed Duct); 1-Way 150Mm Diameter | 36 | m | AED | 353.23
GEVIN | 4 | 4.0632 | United Arab Emirates | Dubai | Infrastructure | Palm Jebel Ali | Ducab Road | NAKHEEL | Khansaheb | Award | 2024 | Remeasure | Pipework - Supports And Protection | L541.2 | Concrete Surround As Per The Specifications And Drawings ; For 11Kv Upvc Duct (Proposed Duct); 2 X 6-Way 150Mm Diameter | 165 | m | AED | 1099.55
GEVIN | 4 | 4.0632 | United Arab Emirates | Dubai | Infrastructure | Palm Jebel Ali | Ducab Road | NAKHEEL | Khansaheb | Award | 2024 | Remeasure | Pipework - Supports And Protection | L541.3 | Concrete Surround As Per The Specifications And Drawings ; For 11Kv Upvc Duct (Existing Duct To Be Protected); 1-Way 150Mm Diameter | 84 | m | AED | 562.16
GEVIN | 4 | 4.0632 | United Arab Emirates | Dubai | Infrastructure | Palm Jebel Ali | Ducab Road | NAKHEEL | Khansaheb | Award | 2024 | Remeasure | Pipework - Supports And Protection | L541.4 | Concrete Surround As Per The Specifications And Drawings ; For 11Kv Upvc Duct (Existing Duct To Be Protected); 6-Way 150Mm Diameter | 21 | m | AED | 994.6
GEVIN | 4 | 4.0632 | United Arab Emirates | Dubai | Infrastructure | Palm Jebel Ali | Ducab Road | NAKHEEL | Khansaheb | Award | 2024 | Remeasure | Pipework - Supports And Protection | L541.5 | Concrete Surround As Per The Specifications And Drawings ; For 11Kv Upvc Duct (Existing Protection To Be Extended); 1-Way 150Mm Diameter | 29 | m | AED | 562.16
GEVIN | 4 | 4.0633 | United Arab Emirates | Dubai | Infrastructure | Palm Jebel Ali | Ducab Road | NAKHEEL | Khansaheb | Award | 2024 | Remeasure | Pipework - Supports And Protection | L541.6 | Concrete Surround As Per The Specifications And Drawings ; For 11Kv Upvc Duct (Existing Protection To Be Extended); 2 Way 150Mm Diameter | 27 | m | AED | 706.61
GEVIN | 4 | 4.0633 | United Arab Emirates | Dubai | Infrastructure | Palm Jebel Ali | Ducab Road | NAKHEEL | Khansaheb | Award | 2024 | Remeasure | Pipework - Supports And Protection | L541.7 | Concrete Surround As Per The Specifications And Drawings ; For 33Kv Upvc Duct (Existing Protection To Be Extended); 2-Way (1X33Kv +1Xf.O. Cable) 150Mm Diameter | 7 | m | AED | 706.61
GEVIN | 4 | 4.0633 | United Arab Emirates | Dubai | Infrastructure | Palm Jebel Ali | Ducab Road | NAKHEEL | Khansaheb | Award | 2024 | Remeasure | Miscellaneous Work | X900.1 | Existing Cable To Be Lowered/Raised (If Required) As Per The Specifications And Drawing .; 5 X 11Kv Cable | 19 | m | AED | 677.16
GEVIN | 4 | 4.0633 | United Arab Emirates | Dubai | Infrastructure | Palm Jebel Ali | Ducab Road | NAKHEEL | Khansaheb | Award | 2024 | Remeasure | Miscellaneous Work | X900.2 | Existing Cable To Be Lowered/Raised And Spare Duct Shall Be Provided Equal To The Number Of Cables (If Required), As Per The Specifications And Drawing .; 1 X 11Kv Cable | 27 | m | AED | 218.56
GEVIN | 4 | 4.0633 | United Arab Emirates | Dubai | Infrastructure | Palm Jebel Ali | Ducab Road | NAKHEEL | Khansaheb | Award | 2024 | Remeasure | Miscellaneous Work | X900.3 | Existing Cable To Be Lowered/Raised And Spare Duct Shall Be Provided Equal To The Number Of Cables (If Required), As Per The Specifications And Drawing .; 10 X 11Kv Cable | 22 | m | AED | 1116.84
GEVIN | 4 | 4.0633 | United Arab Emirates | Dubai | Infrastructure | Palm Jebel Ali | Ducab Road | NAKHEEL | Khansaheb | Award | 2024 | Remeasure | Miscellaneous Work | X900.4 | Existing Cable To Be Lowered/Raised And Spare Duct Shall Be Provided Equal To The Number Of Cables (If Required), As Per The Specifications And Drawing .; 1 X 33Kv Cable | 29 | m | AED | 283.22
GEVIN | 4 | 4.0633 | United Arab Emirates | Dubai | Infrastructure | Palm Jebel Ali | Ducab Road | NAKHEEL | Khansaheb | Award | 2024 | Remeasure | Miscellaneous Work | X900.5 | Existing Cable To Be Lowered/Raised And Spare Duct Shall Be Provided Equal To The Number Of Cables (If Required), As Per The Specifications And Drawing .; 1 X 33Kv + 1 X Fo Cable | 211 | m | AED | 299.25
GEVIN | 4 | 4.0633 | United Arab Emirates | Dubai | Infrastructure | Palm Jebel Ali | Ducab Road | NAKHEEL | Khansaheb | Award | 2024 | Remeasure | Miscellaneous Work | X900.6 | Existing Cable To Be Sleeved Or Lowered/Raised And Spare Duct Shall Be Provided Equal To The Number Of Cables, As Per The Specifications And Drawing .; 3 X 11Kv Cable | 16 | m | AED | 352.69
GEVIN | 4 | 4.0633 | United Arab Emirates | Dubai | Infrastructure | Palm Jebel Ali | Ducab Road | NAKHEEL | Khansaheb | Award | 2024 | Remeasure | Miscellaneous Work | X900.7 | Existing Cable To Be Sleeved Or Lowered/Raised And Spare Duct Shall Be Provided Equal To The Number Of Cables, As Per The Specifications And Drawing .; 1 X 33Kv Cable | 65 | m | AED | 283.22
GEVIN | 4 | 4.0633 | United Arab Emirates | Dubai | Infrastructure | Palm Jebel Ali | Ducab Road | NAKHEEL | Khansaheb | Award | 2024 | Remeasure | Miscellaneous Work | X900.8 | Existing Cable To Be Sleeved Or Lowered/Raised And Spare Duct Shall Be Provided Equal To The Number Of Cables, As Per The Specifications And Drawing .; 1 X 33Kv + 1 X Fo Cable | 47 | m | AED | 299.25
GEVIN | 4 | 4.0633 | United Arab Emirates | Dubai | Infrastructure | Palm Jebel Ali | Ducab Road | NAKHEEL | Khansaheb | Award | 2024 | Remeasure | Miscellaneous Work | X900.9 | Existing Cable To Be Slewed (Affected By Proposed Work) Subject To The Site Condition And Approval, As Per The Specifications And Drawing .; 1 X 6.6Kv Cable | 94 | m | AED | 200.93
GEVIN | 4 | 4.0634 | United Arab Emirates | Dubai | Infrastructure | Palm Jebel Ali | Ducab Road | NAKHEEL | Khansaheb | Award | 2024 | Remeasure | Miscellaneous Work | X900.10 | Existing Cable To Be Slewed (Affected By Proposed Work) Subject To The Site Condition And Approval, As Per The Specifications And Drawing .; 5 X 11Kv Cable | 342 | m | AED | 470.25
GEVIN | 4 | 4.0634 | United Arab Emirates | Dubai | Infrastructure | Palm Jebel Ali | Ducab Road | NAKHEEL | Khansaheb | Award | 2024 | Remeasure | Miscellaneous Work | X900.11 | Existing Cable To Be Slewed (Affected By Proposed Work) Subject To The Site Condition And Approval, As Per The Specifications And Drawing .; 7 X 11Kv Cable | 329 | m | AED | 658.35
GEVIN | 4 | 4.0634 | United Arab Emirates | Dubai | Infrastructure | Palm Jebel Ali | Ducab Road | NAKHEEL | Khansaheb | Award | 2024 | Remeasure | Miscellaneous Work | X900.12 | Existing Cable To Be Slewed/Relocated (Affected By Proposed Work) Subject To The Site Condition And Approval, As Per The Specifications And Drawing .; 2 X 11Kv Cable | 69 | m | AED | 283.22
GEVIN | 4 | 4.0634 | United Arab Emirates | Dubai | Infrastructure | Palm Jebel Ali | Ducab Road | NAKHEEL | Khansaheb | Award | 2024 | Remeasure | Miscellaneous Work | X900.13 | Existing Cable To Be Slewed/Relocated (Affected By Proposed Work) Subject To The Site Condition And Approval, As Per The Specifications And Drawing .; 3 X 11Kv Cable | 90 | m | AED | 317.95
GEVIN | 4 | 4.0634 | United Arab Emirates | Dubai | Infrastructure | Palm Jebel Ali | Ducab Road | NAKHEEL | Khansaheb | Award | 2024 | Remeasure | Miscellaneous Work | X900.14 | Existing Cable To Be Slewed/Relocated (Affected By Proposed Work) Subject To The Site Condition And Approval, As Per The Specifications And Drawing .; 5 X 11Kv Cable | 23 | m | AED | 440.86
GEVIN | 4 | 4.0634 | United Arab Emirates | Dubai | Infrastructure | Palm Jebel Ali | Ducab Road | NAKHEEL | Khansaheb | Award | 2024 | Remeasure | Miscellaneous Work | X900.15 | Existing Cable To Be Slewed/Relocated (Affected By Proposed Work) Subject To The Site Condition And Approval, As Per The Specifications And Drawing .; 1 X 33Kv Cable | 94 | m | AED | 283.22
GEVIN | 4 | 4.0634 | United Arab Emirates | Dubai | Infrastructure | Palm Jebel Ali | Ducab Road | NAKHEEL | Khansaheb | Award | 2024 | Remeasure | Miscellaneous Work | X900.16 | Existing Cable To Be Slewed/Relocated (Affected By Proposed Work) Subject To The Site Condition And Approval, As Per The Specifications And Drawing .; 1 X 33Kv + 1 X Fo Cable | 184 | m | AED | 299.25
GEVIN | 4 | 4.0634 | United Arab Emirates | Dubai | Infrastructure | Palm Jebel Ali | Ducab Road | NAKHEEL | Khansaheb | Award | 2024 | Remeasure | Miscellaneous Work | X900.17 | Existing Duct To Be Extended, As Per The Specifications And Drawing .; For 11Kv Ducts; 1 Way; 150Mm Diameter | 84 | m | AED | 562.16
GEVIN | 4 | 4.0634 | United Arab Emirates | Dubai | Infrastructure | Palm Jebel Ali | Ducab Road | NAKHEEL | Khansaheb | Award | 2024 | Remeasure | Miscellaneous Work | X900.18 | Existing Duct To Be Extended, As Per The Specifications And Drawing .; For 11Kv Ducts; 6 Way; 150Mm Diameter | 21 | m | AED | 994.6
GEVIN | 4 | 4.0634 | United Arab Emirates | Dubai | Infrastructure | Palm Jebel Ali | Ducab Road | NAKHEEL | Khansaheb | Award | 2024 | Remeasure | Miscellaneous Work | X900.19 | Existing Protection To Be Extended Subject To The Site Condition, As Per The Specifications And Drawing .; For 11Kv Ducts; 1 Way; 150Mm Diameter | 29 | m | AED | 562.16
GEVIN | 4 | 4.0635 | United Arab Emirates | Dubai | Infrastructure | Palm Jebel Ali | Ducab Road | NAKHEEL | Khansaheb | Award | 2024 | Remeasure | Miscellaneous Work | X900.20 | Existing Protection To Be Extended Subject To The Site Condition, As Per The Specifications And Drawing .; For 11Kv Ducts; 2 Way; 150Mm Diameter | 27 | m | AED | 706.61
GEVIN | 4 | 4.0635 | United Arab Emirates | Dubai | Infrastructure | Palm Jebel Ali | Ducab Road | NAKHEEL | Khansaheb | Award | 2024 | Remeasure | Miscellaneous Work | X900.21 | Existing Protection To Be Extended Subject To The Site Condition, As Per The Specifications And Drawing .; For 11Kv Ducts; 2-Way; (1X33Kv +1Xf.O. Cable) 150Mm Diameter | 7 | m | AED | 706.61
GEVIN | 4 | 4.0635 | United Arab Emirates | Dubai | Infrastructure | Palm Jebel Ali | Ducab Road | NAKHEEL | Khansaheb | Award | 2024 | Remeasure | Pipework - Manholes And Pipework Ancillaries | K151.1 | Manholes; Reinforced Concrete Manhole Complete Including But Not Limited To Frame And Heavy Duty Cover, Self Adhesive Membrane With Protection Board And Multiple Pipe Entries, Internal Finishes, Excavation, Backfilling, Disposal Of Surplus Excavated Material Etc. Complete As Per Specifications And Drawings.; Jrc 14; Depth Not Exceeding 1.5M | 4 | Nr | AED | 13837.19
GEVIN | 4 | 4.0635 | United Arab Emirates | Dubai | Infrastructure | Palm Jebel Ali | Ducab Road | NAKHEEL | Khansaheb | Award | 2024 | Remeasure | Pipework - Manholes And Pipework Ancillaries | K151.2 | Manholes; Reinforced Concrete Manhole Complete Including But Not Limited To Frame And Heavy Duty Cover, Self Adhesive Membrane With Protection Board And Multiple Pipe Entries, Internal Finishes, Excavation, Backfilling, Disposal Of Surplus Excavated Material Etc. Complete As Per Specifications And Drawings.; Mr-4; Depth Not Exceeding 1.5M | 1 | Nr | AED | 21232.24
GEVIN | 4 | 4.0635 | United Arab Emirates | Dubai | Infrastructure | Palm Jebel Ali | Ducab Road | NAKHEEL | Khansaheb | Award | 2024 | Remeasure | Pipework - Manholes And Pipework Ancillaries | K542.1 | Ducts; Installation Of 90Mm Upvc Duct Laid In Trenches Below Paving As Shown On The Drawing Including Excavation, Backfilling, End Caps, Warning Tape, Draw Ropes, Disposal Of Surplus Excavated Material Etc. As Per Specifications And Drawing.; 4-Way D-54 Duct; Depth Not Exceeding 1.5M | 339 | m | AED | 289.66
GEVIN | 4 | 4.0635 | United Arab Emirates | Dubai | Infrastructure | Palm Jebel Ali | Ducab Road | NAKHEEL | Khansaheb | Award | 2024 | Remeasure | Pipework - Manholes And Pipework Ancillaries | K542.2 | Ducts; Installation Of 90Mm Upvc Duct Laid In Trenches Below Paving As Shown On The Drawing Including Excavation, Backfilling, End Caps, Warning Tape, Draw Ropes, Disposal Of Surplus Excavated Material Etc. As Per Specifications And Drawing.; 6-Way D-54 Duct; Depth Not Exceeding 1.5M | 233 | m | AED | 314.93
GEVIN | 4 | 4.0635 | United Arab Emirates | Dubai | Infrastructure | Palm Jebel Ali | Ducab Road | NAKHEEL | Khansaheb | Award | 2024 | Remeasure | Pipework - Supports And Protection | L511.1 | Bed And Surrounds; Sand Beds & Surround, Depth Not Exceeding 1.5M Including Warning Tape As Per Specifications And Drawing .; 4-Way D-54 Duct; Depth Not Exceeding 1.5M | 339 | m | AED | 55.02
GEVIN | 4 | 4.0635 | United Arab Emirates | Dubai | Infrastructure | Palm Jebel Ali | Ducab Road | NAKHEEL | Khansaheb | Award | 2024 | Remeasure | Pipework - Supports And Protection | L511.2 | Bed And Surrounds; Sand Beds & Surround, Depth Not Exceeding 1.5M Including Warning Tape As Per Specifications And Drawing .; 6-Way D-54 Duct; Depth Not Exceeding 1.5M | 233 | m | AED | 58.26
GEVIN | 4 | 4.0635 | United Arab Emirates | Dubai | Infrastructure | Palm Jebel Ali | Ducab Road | NAKHEEL | Khansaheb | Award | 2024 | Remeasure | Miscellaneous Work | X900.1 | Utility Diversion/Protection, Including Supports, Making Good, Disposal To Approved Location, Accessories And All Ancillary Works As Necessary, Complete As Per Specifications And Drawings.; Demolished And Rebuild Mr-4 (With Access) | 1 | Nr | AED | 27281.03
GEVIN | 4 | 4.0636 | United Arab Emirates | Dubai | Infrastructure | Palm Jebel Ali | Ducab Road | NAKHEEL | Khansaheb | Award | 2024 | Remeasure | Miscellaneous Work | X900.2 | Existing Chamber Cover Level Adjustment ; Allow For Chamber Cover Level Adjustment; Complete With All Necessary Earthwork As Per Specification And Drawings ; Existing Chamber Cover To Be Adjusted | 1 | Nr | AED | 5524.09
GEVIN | 4 | 4.0636 | United Arab Emirates | Dubai | Infrastructure | Palm Jebel Ali | Ducab Road | NAKHEEL | Khansaheb | Award | 2024 | Remeasure | Miscellaneous Work | X900.3 | Extension Of Existing Duct Protection Including All Ancillary Works As Necessary, Complete As Per Specifications And Drawings; 1-Way; Du Duct | 132 | m | AED | 436.12
GEVIN | 4 | 4.0636 | United Arab Emirates | Dubai | Infrastructure | Palm Jebel Ali | Ducab Road | NAKHEEL | Khansaheb | Award | 2024 | Remeasure | Miscellaneous Work | X900.4 | Extension Of Existing Duct Protection Including All Ancillary Works As Necessary, Complete As Per Specifications And Drawings; 1-Way; Etisalat Duct | 21 | m | AED | 436.12
GEVIN | 4 | 4.0636 | United Arab Emirates | Dubai | Infrastructure | Palm Jebel Ali | Ducab Road | NAKHEEL | Khansaheb | Award | 2024 | Remeasure | Pipework - Manholes And Pipework Ancillaries | K522 | Ducts ; Supply, Lay And Joint 100Mm Diameter Upvc Lighting Cable Ducts Of Class C Laid In Trench Below Driveway Including Excavation, Backfilling, End Caps, Warning Taps, 8Mm Diameter Draw Cords, Studs And Duct Markers And Disposal Of Surplus Excavated Material Complete As Per The Specifications And Drawings ..; 2-Way; Depth Not Exceeding 1.5M | 143 | m | AED | 213.2
GEVIN | 4 | 4.0636 | United Arab Emirates | Dubai | Infrastructure | Palm Jebel Ali | Ducab Road | NAKHEEL | Khansaheb | Award | 2024 | Remeasure | Pipework - Manholes And Pipework Ancillaries | K532 | Ducts ; Supply, Lay And Joint 100Mm Diameter Upvc Lighting Cable Ducts Of Class C Laid In Trench Below Driveway Including Excavation, Backfilling, End Caps, Warning Taps, 8Mm Diameter Draw Cords, Studs And Duct Markers And Disposal Of Surplus Excavated Material Complete As Per The Specifications And Drawings ..; 3-Way; Depth Not Exceeding 1.5M | 12 | m | AED | 249.66
GEVIN | 4 | 4.0636 | United Arab Emirates | Dubai | Infrastructure | Palm Jebel Ali | Ducab Road | NAKHEEL | Khansaheb | Award | 2024 | Remeasure | Pipework - Manholes And Pipework Ancillaries | K542 | Ducts ; Supply, Lay And Joint 100Mm Diameter Upvc Lighting Cable Ducts Of Class C Laid In Trench Below Driveway Including Excavation, Backfilling, End Caps, Warning Taps, 8Mm Diameter Draw Cords, Studs And Duct Markers And Disposal Of Surplus Excavated Material Complete As Per The Specifications And Drawings ..; 4-Way; Depth Not Exceeding 1.5M | 144 | m | AED | 272.93
GEVIN | 4 | 4.0636 | United Arab Emirates | Dubai | Infrastructure | Palm Jebel Ali | Ducab Road | NAKHEEL | Khansaheb | Award | 2024 | Remeasure | Pipework - Supports And Protection | L511.1 | Bed And Surrounds Including Warning Tape; Sand Beds And Surrounds To Road Crossing Duct Including 50Mm Lean Concrete, Reinforcement, Waterproofing, And Coal Tar Epoxy As Applicable As Per The Specifications And Drawing .; 2-Way; Depth Not Exceeding 1.5M | 143 | m | AED | 35.45
GEVIN | 4 | 4.0636 | United Arab Emirates | Dubai | Infrastructure | Palm Jebel Ali | Ducab Road | NAKHEEL | Khansaheb | Award | 2024 | Remeasure | Pipework - Supports And Protection | L511.2 | Bed And Surrounds Including Warning Tape; Sand Beds And Surrounds To Road Crossing Duct Including 50Mm Lean Concrete, Reinforcement, Waterproofing, And Coal Tar Epoxy As Applicable As Per The Specifications And Drawing .; 3-Way; Depth Not Exceeding 1.5M | 12 | m | AED | 44.13
GEVIN | 4 | 4.0636 | United Arab Emirates | Dubai | Infrastructure | Palm Jebel Ali | Ducab Road | NAKHEEL | Khansaheb | Award | 2024 | Remeasure | Pipework - Supports And Protection | L541 | Bed And Surrounds Including Warning Tape; Concrete Beds And Surrounds To Road Crossing Duct Including 50Mm Lean Concrete, Reinforcement, Waterproofing, And Coal Tar Epoxy As Applicable As Per The Specifications And Drawing .; 4-Way; Depth Not Exceeding 1.5M | 144 | m | AED | 238.59
GEVIN | 4 | 4.0636 | United Arab Emirates | Dubai | Infrastructure | Palm Jebel Ali | Ducab Road | NAKHEEL | Khansaheb | Award | 2024 | Remeasure | Miscellaneous Work | X900.1 | Lighting Pole Foundation; Mass Concrete High Lighting Column Bases, Stainless Steel (1Mm Thick) Cover Plate, Bolts With Wedge And Foundation; Complete As Detailed On Drawing Including Excavation, Backfilling, Compaction, Formwork, Concrete, Holding Down Bolts, Nuts And Washer With Denso Tape(Before Casting And After Erection), Bitumen Paint Etc. Complete As Per The Specifications And Drawing .; 10M High Lighting Pole Foundation | 73 | Nr | AED | 1949.96
GEVIN | 4 | 4.0636 | United Arab Emirates | Dubai | Infrastructure | Palm Jebel Ali | Ducab Road | NAKHEEL | Khansaheb | Award | 2024 | Remeasure | Miscellaneous Work | X900.2 | Lighting Pole Foundation; Mass Concrete High Lighting Column Bases, Stainless Steel (1Mm Thick) Cover Plate, Bolts With Wedge And Foundation; Complete As Detailed On Drawing Including Excavation, Backfilling, Compaction, Formwork, Concrete, Holding Down Bolts, Nuts And Washer With Denso Tape(Before Casting And After Erection), Bitumen Paint Etc. Complete As Per The Specifications And Drawing .; 12M High Lighting Pole Foundation | 14 | Nr | AED | 3261.32
GEVIN | 4 | 4.0637 | United Arab Emirates | Dubai | Infrastructure | Palm Jebel Ali | Ducab Road | NAKHEEL | Khansaheb | Award | 2024 | Remeasure | Miscellaneous Work | X900.3 | Lighting Pole Foundation; Mass Concrete Foundation For Feeder Pillar As Detailed On Drawing; Including, Excavation, Backfilling, Compaction, Formwork, Concrete, Holding Down Chemical Anchor Bolts, Stainless Steel Cover Plate, Protection Of Holding Down Bolts, Nuts And Washer With Denso Tape, Bitumen Paint Etc. Complete As Per The Specifications And Drawing .; Feeder Pillars Foundation | 2 | Nr | AED | 2253.94
GEVIN | 4 | 4.0637 | United Arab Emirates | Dubai | Infrastructure | Palm Jebel Ali | Ducab Road | NAKHEEL | Khansaheb | Award | 2024 | Remeasure | Miscellaneous Work | X900.4 | Lighting Pole Installation; Supply And Install Lighting Column And Accessories Complete With Brackets, Luminaries, Lamps And Cut-Outs, Terminate Cables, Commission, Grouting Of Base Plate, Handling Etc. Complete As Per The Specifications And Drawings . ; 10M Pole With 1 X (45-75)W Led Luminaire And Brackets. | 12 | Nr | AED | 4907.85
GEVIN | 4 | 4.0637 | United Arab Emirates | Dubai | Infrastructure | Palm Jebel Ali | Ducab Road | NAKHEEL | Khansaheb | Award | 2024 | Remeasure | Miscellaneous Work | X900.5 | Lighting Pole Installation; Supply And Install Lighting Column And Accessories Complete With Brackets, Luminaries, Lamps And Cut-Outs, Terminate Cables, Commission, Grouting Of Base Plate, Handling Etc. Complete As Per The Specifications And Drawings . ; 10M Pole With 2 X (45-75)W Led Luminaire And Brackets. | 61 | Nr | AED | 6478.91
GEVIN | 4 | 4.0637 | United Arab Emirates | Dubai | Infrastructure | Palm Jebel Ali | Ducab Road | NAKHEEL | Khansaheb | Award | 2024 | Remeasure | Miscellaneous Work | X900.6 | Lighting Pole Installation; Supply And Install Lighting Column And Accessories Complete With Brackets, Luminaries, Lamps And Cut-Outs, Terminate Cables, Commission, Grouting Of Base Plate, Handling Etc. Complete As Per The Specifications And Drawings . ; 12M Pole With 2 X (80-110)W Led Luminaire And Brackets. | 8 | Nr | AED | 8196.93
GEVIN | 4 | 4.0637 | United Arab Emirates | Dubai | Infrastructure | Palm Jebel Ali | Ducab Road | NAKHEEL | Khansaheb | Award | 2024 | Remeasure | Miscellaneous Work | X900.7 | Lighting Pole Installation; Supply And Install Lighting Column And Accessories Complete With Brackets, Luminaries, Lamps And Cut-Outs, Terminate Cables, Commission, Grouting Of Base Plate, Handling Etc. Complete As Per The Specifications And Drawings . ; 12M Pole With 3 X (80-110)W Led Luminaire And Brackets. | 6 | Nr | AED | 10216.87
GEVIN | 4 | 4.0637 | United Arab Emirates | Dubai | Infrastructure | Palm Jebel Ali | Ducab Road | NAKHEEL | Khansaheb | Award | 2024 | Remeasure | Miscellaneous Work | X900.8 | Feeder Pillar Installation; Supply And Install Feeder Pillar For Street Lighting Including Cables, Connections/ Terminations, Testing, Including Cables, Connections/Terminations, Testing, And Other Items To Complete As Per The Specifications And Drawings . ; Lighting Feeder Pillar | 2 | Nr | AED | 13466.25
GEVIN | 4 | 4.0637 | United Arab Emirates | Dubai | Infrastructure | Palm Jebel Ali | Ducab Road | NAKHEEL | Khansaheb | Award | 2024 | Remeasure | Miscellaneous Work | X900.9 | Trench Excavation; Trench Excavation Including Backfill With Selected Excavated Material And Disposal Of Surplus Excavated Material To Spoil Heaps On Designated Area On Site To Be Determined By The Engineer.; Depth 1.5M, Minimum Width 1.0M | 4507 | m | AED | 68.27
GEVIN | 4 | 4.0637 | United Arab Emirates | Dubai | Infrastructure | Palm Jebel Ali | Ducab Road | NAKHEEL | Khansaheb | Award | 2024 | Remeasure | Miscellaneous Work | X900.10 | Bed And Surrounds ; Stone Free Sand Bed And Surround Including Warning Tape As Per Specification And Drawing; Depth 1.5M, Minimum Width 0.4 To 0.8M | 4507 | m | AED | 25.41
GEVIN | 4 | 4.0637 | United Arab Emirates | Dubai | Infrastructure | Palm Jebel Ali | Ducab Road | NAKHEEL | Khansaheb | Award | 2024 | Remeasure | Miscellaneous Work | X900.11 | Supply And Lay Cables Including All Connections And Accessories Jointing; Terminations, Etc. Complete As Per The Specifications And Tender Drawings.; 4C X 25Mm2 Cu Xlpe/Swa/Mdpe + 1C X 16Mm2 Cu Pvc Cable | 3977 | m | AED | 76.31
GEVIN | 4 | 4.0637 | United Arab Emirates | Dubai | Infrastructure | Palm Jebel Ali | Ducab Road | NAKHEEL | Khansaheb | Award | 2024 | Remeasure | Miscellaneous Work | X900.12 | Supply And Lay Cables Including All Connections And Accessories Jointing; Terminations, Etc. Complete As Per The Specifications And Tender Drawings.; 4C X 300Mm2 Cu Cable (From Fp To Nearest Ss) | 530 | m | AED | 673.31
GEVIN | 4 | 4.0638 | United Arab Emirates | Dubai | Infrastructure | Palm Jebel Ali | Ducab Road | NAKHEEL | Khansaheb | Award | 2024 | Remeasure | Miscellaneous Work | X900.13 | Supply And Lay Cables Including All Connections And Accessories Jointing; Terminations, Etc. Complete As Per The Specifications And Tender Drawings.; Warning Tape 250Mm Wide With English And Arabic Written As Approved By Rta Road Lighting. | 4507 | m | AED | 3.23
GEVIN | 4 | 4.0638 | United Arab Emirates | Dubai | Infrastructure | Palm Jebel Ali | Ducab Road | NAKHEEL | Khansaheb | Award | 2024 | Remeasure | Miscellaneous Work | X900.14 | Supply And Lay Cables Including All Connections And Accessories Jointing; Terminations, Etc. Complete As Per The Specifications And Tender Drawings.; Route Marker 2.5Mm Thick Rigid Pvc Interlocked Tiles For Main Cables From S/S To Fp With English And Arabic Writing As Approved By Rta Road Lighting. | 530 | m | AED | 16.83
GEVIN | 4 | 4.0638 | United Arab Emirates | Dubai | Infrastructure | Palm Jebel Ali | Ducab Road | NAKHEEL | Khansaheb | Award | 2024 | Remeasure | Miscellaneous Work | X900.15 | Earthing System; Supply And Install Complete Earthing System Cast Iron Plaque Lettered Earth Rod Into Concrete Slab (Precast), 70Sqmm Single Core Copper Earth Wire To The Column Mass Concrete Surround And 2 Layers Denso Tape Including Excavation, Backfilling, Compaction And Handling, Connection To Earth Pits, Complete As Per The Specifications And Drawings. ; Earth Pits | 7 | Nr | AED | 5715.04
GEVIN | 4 | 4.0638 | United Arab Emirates | Dubai | Infrastructure | Palm Jebel Ali | Ducab Road | NAKHEEL | Khansaheb | Award | 2024 | Remeasure | Miscellaneous Work | X900.17 | Tie-In Connection ; Tie In Connection To Existing Substation | 2 | Nr | AED | 6573.67
GEVIN | 4 | 4.0638 | United Arab Emirates | Dubai | Infrastructure | Palm Jebel Ali | Ducab Road | NAKHEEL | Khansaheb | Award | 2024 | Remeasure | Pipework - Manholes And Pipework Ancillaries | K522 | Supply And Install Upvc Ducts Class C, Laid And Jointed In Trenches, Including End Caps, Draw Chords, Excavation, Backfilling Of Suitable Excavated Material Complete As Per Detail And Drawings .; 2-Way X 200Mm Diameter; Depth Not Exceeding 1.5M | 207 | m | AED | 314.74
GEVIN | 4 | 4.0638 | United Arab Emirates | Dubai | Infrastructure | Palm Jebel Ali | Ducab Road | NAKHEEL | Khansaheb | Award | 2024 | Remeasure | Pipework - Supports And Protection | L511 | Sand Beds And Surround Of Duct As Per Specifications And Drawing Nr.; 2-Way X 200Mm Diameter Upvc Ducts | 207 | m | AED | 43.2
GEVIN | 4 | 4.0638 | United Arab Emirates | Dubai | Infrastructure | Palm Jebel Ali | Construction Road Works | NAKHEEL | DBB | Award | 2024 | Remeasure | Demolition And Site Clearance | D100.1 | Site Clearance; Clearing And Grubbing Of All Existing Vegetation Unless Otherwise Indicated In The Drawings And Disposal Off Site; General Clearance | 19600 | m² | AED | 0.6003
GEVIN | 4 | 4.0638 | United Arab Emirates | Dubai | Infrastructure | Palm Jebel Ali | Construction Road Works | NAKHEEL | DBB | Award | 2024 | Remeasure | Roads And Pavings | R184 | Pavement Construction; Including Grading, Rolling, Watering And Compaction; Including Surface Preparation And All Ancillary Works As Necessary; Granular Sub-Base; (Cbr = 30%); Pavement For Road; 250Mm Thick | 2238 | m² | AED | 40.46
GEVIN | 4 | 4.0638 | United Arab Emirates | Dubai | Infrastructure | Palm Jebel Ali | Construction Road Works | NAKHEEL | DBB | Award | 2024 | Remeasure | Waterproofing | W149 | Pavement Construction; Including Grading, Rolling, Watering And Compaction; Including Surface Preparation And All Ancillary Works As Necessary; Prime Coat; Pavement Type 1; For Road | 2238 | m² | AED | 4.24
GEVIN | 4 | 4.0639 | United Arab Emirates | Dubai | Infrastructure | Palm Jebel Ali | Construction Road Works | NAKHEEL | DBB | Award | 2024 | Remeasure | Roads And Pavings | R900.1 | Rectification Works; Including Cutting Around Pot Holes, Removal Of Existing Asphalt & Aggregate Road Base, Stabilize Formation, Reinstate Road Base And Apply Prime Coat, Lay Asphalt To Reinstate To Adjacent/Existing Asphalt; Refer To Response To Ptc-5 Item No.6 | 4325 | m² | AED | 159.88
GEVIN | 4 | 4.0639 | United Arab Emirates | Dubai | Infrastructure | Palm Jebel Ali | Construction Road Works | NAKHEEL | DBB | Award | 2024 | Remeasure | Earthworks | E421 | General Excavation; For Cuttings Material Other Than Top Soil, Rock Or Artificial Hard For Material; Including Upholding Sides Of Excavation; Maximum Depth Exceeding 0.25 M But Not Exceeding 0.5 M | 671 | m³ | AED | 13.7
GEVIN | 4 | 4.0639 | United Arab Emirates | Dubai | Infrastructure | Palm Jebel Ali | Construction Road Works | NAKHEEL | DBB | Award | 2024 | Remeasure | Earthworks | E522 | Formation And Preparation Of Surfaces To Receive Road Base; To Road Pavings And Kerb Areas | 2238 | m² | AED | 2.98
GEVIN | 4 | 4.0639 | United Arab Emirates | Dubai | Infrastructure | Palm Jebel Ali | Construction Road Works | NAKHEEL | DBB | Award | 2024 | Remeasure | Earthworks | E530 | Formation And Preparation Of Surfaces To Receive Road Base; Disposal To Stockpile | 671 | m³ | AED | 8.11
GEVIN | 4 | 4.0639 | United Arab Emirates | Dubai | Infrastructure | Palm Jebel Ali | Construction Road Works | NAKHEEL | DBB | Award | 2024 | Remeasure | Roads And Pavings | R900.4 | Operation And Maintenance; Including Consumables, Accessories And All Ancillary Works As Necessary; Complete; The Contractor To Consider Regular Maintenance Of The Construction Access Road And To Include : Dust Control , General Cleaning And Keeping The Site Tidy, Repairing Of Surface Paving Potholes By Using Gravel And Bitumen , Cleaning Of Traffic Signs, Etcto The Satisfaction Of Engineer | 12 | Nr | AED | 25153.36
GEVIN | 4 | 4.0639 | United Arab Emirates | Dubai | Infrastructure | Palm Jebel Ali | Construction Road Works | NAKHEEL | DBB | Award | 2024 | Remeasure | Roads And Pavings | R810 | Ancillaries; Directional Signage; Fixed To Steel Poles Embedded In Concrete Blocks; Including Finishes, Supports, Fixings, Accessories And All Ancillary Works As Necessary; Directional Signage Along Construction Road | 10 | Nr | AED | 4375.45
GEVIN | 4 | 4.0639 | United Arab Emirates | Dubai | Infrastructure | Palm Jebel Ali | Construction Road Works | NAKHEEL | DBB | Award | 2024 | Remeasure | Roads And Pavings | R900.1 | Ancillaries; Concrete Barriers; Painted; Including Finishes, Accessories And All Ancillary Works As Necessary; Concrete Barriers Along The Entire Construction Road By Placing Together 2 Concrete Barriers Every 50 Meters On Both Sides Of The Road | 344 | m | AED | 371.45
GEVIN | 4 | 4.0639 | United Arab Emirates | Dubai | Infrastructure | Palm Jebel Ali | Construction Road Works | NAKHEEL | DBB | Award | 2024 | Remeasure | Roads And Pavings | R900.2 | Ancillaries; Concrete Barriers; Painted; Including Finishes, Accessories And All Ancillary Works As Necessary; Concrete Barriers On The Canal Crossing And Banked Corners To Ensure Safety For Vehicles | 250 | m | AED | 371.45
GEVIN | 4 | 4.0639 | United Arab Emirates | Dubai | Infrastructure | Palm Jebel Ali | Construction Road Works | NAKHEEL | DBB | Award | 2024 | Remeasure | Roads And Pavings | R900.3 | Ancillaries; Concrete Barriers; Painted; Including Finishes, Accessories And All Ancillary Works As Necessary; Concrete Barriers Across Dead End Roads And Access Roads | 37 | m | AED | 371.45
GEVIN | 4 | 4.0639 | United Arab Emirates | Dubai | Infrastructure | Palm Jebel Ali | Construction Road Works | NAKHEEL | DBB | Award | 2024 | Remeasure | Simple Building Works Incidental To Civil Engineering Works | Z900.1 | Security Checkpoint; Security Checkpoint Complete; Including The Electronically Operated, Raisable Security Bar With A Manned Checkpoint Window For Security Guards To Administer Paperwork And Interact With The Vehicle Drivers, Cables, Conduits, Outlets, Lighting Fixtures, Switches, Air-Conditioning, Accessories And All Ancillary Works As Necessary. | 1 | Nr | AED | 406248.92
GEVIN | 4 | 4.064 | United Arab Emirates | Dubai | Infrastructure | Palm Jebel Ali | Construction Road Works | NAKHEEL | DBB | Award | 2024 | Remeasure | Demolition And Site Clearance | D100.1 | Site Clearance; Clearing And Grubbing Of All Existing Vegetation Unless Otherwise Indicated In The Drawings And Disposal Off Site; General Clearance | 105000 | m² | AED | 0.6003
GEVIN | 4 | 4.064 | United Arab Emirates | Dubai | Infrastructure | Palm Jebel Ali | Construction Road Works | NAKHEEL | DBB | Award | 2024 | Remeasure | Roads And Pavings | R184 | Pavement Construction; Including Grading, Rolling, Watering And Compaction; Including Surface Preparation And All Ancillary Works As Necessary; Granular Sub-Base; (Cbr = 30%); Pavement For Road; 250Mm Thick | 105000 | m² | AED | 40.46
GEVIN | 4 | 4.064 | United Arab Emirates | Dubai | Infrastructure | Palm Jebel Ali | Construction Road Works | NAKHEEL | DBB | Award | 2024 | Remeasure | Waterproofing | W149 | Pavement Construction; Including Grading, Rolling, Watering And Compaction; Including Surface Preparation And All Ancillary Works As Necessary; Prime Coat; Pavement Type 1; For Road | 105000 | m² | AED | 4.24
GEVIN | 4 | 4.064 | United Arab Emirates | Dubai | Infrastructure | Palm Jebel Ali | Construction Road Works | NAKHEEL | DBB | Award | 2024 | Remeasure | Earthworks | E421 | General Excavation; For Cuttings Material Other Than Top Soil, Rock Or Artificial Hard For Material; Including Upholding Sides Of Excavation; Maximum Depth Exceeding 0.25 M But Not Exceeding 0.5 M | 5000 | m³ | AED | 13.7
GEVIN | 4 | 4.064 | United Arab Emirates | Dubai | Infrastructure | Palm Jebel Ali | Construction Road Works | NAKHEEL | DBB | Award | 2024 | Remeasure | Earthworks | E522 | Formation And Preparation Of Surfaces To Receive Road Base; To Road Pavings And Kerb Areas | 105000 | m² | AED | 2.98
GEVIN | 4 | 4.064 | United Arab Emirates | Dubai | Infrastructure | Palm Jebel Ali | Construction Road Works | NAKHEEL | DBB | Award | 2024 | Remeasure | Earthworks | E530 | Formation And Preparation Of Surfaces To Receive Road Base; Disposal To Stockpile | 5000 | m³ | AED | 8.11
GEVIN | 4 | 4.064 | United Arab Emirates | Dubai | Infrastructure | Palm Jebel Ali | Construction Road Works | NAKHEEL | DBB | Award | 2024 | Remeasure | Roads And Pavings | R900.2 | Operation And Maintenance; Including Consumables, Accessories And All Ancillary Works As Necessary; Complete; The Contractor To Consider Regular Maintenance Of The Construction Access Road And To Include : Dust Control , General Cleaning And Keeping The Site Tidy, Repairing Of Surface Paving Potholes By Using Gravel And Bitumen , Cleaning Of Traffic Signs, Etcto The Satisfaction Of Engineer | 12 | Nr | AED | 119619.9
GEVIN | 4 | 4.064 | United Arab Emirates | Dubai | Infrastructure | Palm Jebel Ali | Construction Road Works | NAKHEEL | DBB | Award | 2024 | Remeasure | Roads And Pavings | R810 | Ancillaries; Directional Signage; Fixed To Steel Poles Embedded In Concrete Blocks; Including Finishes, Supports, Fixings, Accessories And All Ancillary Works As Necessary; Directional Signage Along Construction Road | 10 | Nr | AED | 4375.45
GEVIN | 4 | 4.064 | United Arab Emirates | Dubai | Infrastructure | Palm Jebel Ali | Construction Road Works | NAKHEEL | DBB | Award | 2024 | Remeasure | Roads And Pavings | R900.1 | Ancillaries; Concrete Barriers; Painted; Including Finishes, Accessories And All Ancillary Works As Necessary; Concrete Barriers Along The Entire Haul Road By Placing Together 2 Concrete Barriers Every 50 Meters On Both Sides Of The Road | 776 | m | AED | 371.45
GEVIN | 4 | 4.064 | United Arab Emirates | Dubai | Infrastructure | Palm Jebel Ali | Construction Road Works | NAKHEEL | DBB | Award | 2024 | Remeasure | Roads And Pavings | R900.2 | Ancillaries; Concrete Barriers; Painted; Including Finishes, Accessories And All Ancillary Works As Necessary; Concrete Barriers On The Canal Crossing And Banked Corners To Ensure Safety For Vehicles | 396 | m | AED | 371.45
GEVIN | 4 | 4.064 | United Arab Emirates | Dubai | Infrastructure | Palm Jebel Ali | Public Access Road - Phase 1 | NAKHEEL | DBB | Award | 2024 | Remeasure | Demolition And Site Clearance | D100.1 | Site Clearance: Clearing And Grubbing Of All Existing Vegetation Unless Otherwise Indicated In The Drawings And Disposal Off Site: General Clearance | 32700 | m² | AED | 0.6003
GEVIN | 4 | 4.0641 | United Arab Emirates | Dubai | Infrastructure | Palm Jebel Ali | Public Access Road - Phase 1 | NAKHEEL | DBB | Award | 2024 | Remeasure | Demolition And Site Clearance | D500.8 | Site Clearance: Demolition/Removal And Disposal Of All Obstructions Including Any Reinstatement As Expressly Required, Except Those For Which Separate Items Are Given And As Set Out In This Class And All Ancillary Works As Necessary: Existing Footpath | 317 | m² | AED | 19
GEVIN | 4 | 4.0641 | United Arab Emirates | Dubai | Infrastructure | Palm Jebel Ali | Public Access Road - Phase 1 | NAKHEEL | DBB | Award | 2024 | Remeasure | Earthworks | E900.1 | General Excavation: Daylight Excavation; For Cuttings Material Other Than Top Soil, Rock Or Artificial Hard For Material; Including Upholding Sides Of Excavation: Maximum Depth Exceeding 0.25 M But Not Exceeding 0.5 M | 152 | m³ | AED | 26.61
GEVIN | 4 | 4.0641 | United Arab Emirates | Dubai | Infrastructure | Palm Jebel Ali | Public Access Road - Phase 1 | NAKHEEL | DBB | Award | 2024 | Remeasure | Earthworks | E522.1 | Excavation Ancillaries: Preparation Of Excavated Surfaces To Receive Permanent Works; Material Other Than Topsoil, Rock Or Artificial Hard Material: To Excavated Area | 760 | m² | AED | 2.98
GEVIN | 4 | 4.0641 | United Arab Emirates | Dubai | Infrastructure | Palm Jebel Ali | Public Access Road - Phase 1 | NAKHEEL | DBB | Award | 2024 | Remeasure | Earthworks | E530.2 | Excavation Ancillaries: Preparation Of Excavated Surfaces To Receive Permanent Works; Material Other Than Topsoil, Rock Or Artificial Hard Material: Disposal To Dubai Municipality | 2500 | m³ | AED | 117.24
GEVIN | 4 | 4.0641 | United Arab Emirates | Dubai | Infrastructure | Palm Jebel Ali | Public Access Road - Phase 1 | NAKHEEL | DBB | Award | 2024 | Remeasure | Earthworks | E530.3 | Excavation Ancillaries: Preparation Of Excavated Surfaces To Receive Permanent Works; Material Other Than Topsoil, Rock Or Artificial Hard Material: Disposal To Recycle Factory | 5000 | m³ | AED | 82.94
GEVIN | 4 | 4.0641 | United Arab Emirates | Dubai | Infrastructure | Palm Jebel Ali | Public Access Road - Phase 1 | NAKHEEL | DBB | Award | 2024 | Remeasure | Earthworks | E530.4 | Excavation Ancillaries: Preparation Of Excavated Surfaces To Receive Permanent Works; Material Other Than Topsoil, Rock Or Artificial Hard Material: Disposal Within Public Access Road | 5000 | m³ | AED | 8.11
GEVIN | 4 | 4.0641 | United Arab Emirates | Dubai | Infrastructure | Palm Jebel Ali | Public Access Road - Phase 1 | NAKHEEL | DBB | Award | 2024 | Remeasure | Earthworks | E645.1 | Filling: Planting Medium; Comprising Homogeneous Mixture Of Soil, Peat-Free Compost And Fertilizers; Including All Ancillary Works As Necessary: 300Mm Depth; To Groundcovers | 1158 | m³ | AED | 72.64
GEVIN | 4 | 4.0641 | United Arab Emirates | Dubai | Infrastructure | Palm Jebel Ali | Public Access Road - Phase 1 | NAKHEEL | DBB | Award | 2024 | Remeasure | Earthworks | E645.2 | Filling: Planting Medium; Comprising Homogeneous Mixture Of Soil, Peat-Free Compost And Fertilizers; Including All Ancillary Works As Necessary: 500Mm Depth; To Shrubs | 1296 | m³ | AED | 72.64
GEVIN | 4 | 4.0641 | United Arab Emirates | Dubai | Infrastructure | Palm Jebel Ali | Public Access Road - Phase 1 | NAKHEEL | DBB | Award | 2024 | Remeasure | Earthworks | E645.3 | Filling: Planting Medium; Comprising Homogeneous Mixture Of Soil, Peat-Free Compost And Fertilizers; Including All Ancillary Works As Necessary: 500Mm Depth; To Grass | 290 | m³ | AED | 72.64
GEVIN | 4 | 4.0641 | United Arab Emirates | Dubai | Infrastructure | Palm Jebel Ali | Public Access Road - Phase 1 | NAKHEEL | DBB | Award | 2024 | Remeasure | Earthworks | E645.4 | Filling: Planting Medium; Comprising Homogeneous Mixture Of Soil, Peat-Free Compost And Fertilizers; Including All Ancillary Works As Necessary: 1000Mm Depth; To Specimen Shrubs | 19 | m³ | AED | 72.64
GEVIN | 4 | 4.0642 | United Arab Emirates | Dubai | Infrastructure | Palm Jebel Ali | Public Access Road - Phase 1 | NAKHEEL | DBB | Award | 2024 | Remeasure | Earthworks | E645.5 | Filling: Planting Medium; Comprising Homogeneous Mixture Of Soil, Peat-Free Compost And Fertilizers; Including All Ancillary Works As Necessary: 1500Mm Depth; To Tree Pit | 486 | m³ | AED | 72.64
GEVIN | 4 | 4.0642 | United Arab Emirates | Dubai | Infrastructure | Palm Jebel Ali | Public Access Road - Phase 1 | NAKHEEL | DBB | Award | 2024 | Remeasure | Earthworks | E645.6 | Filling: Planting Medium; Comprising Homogeneous Mixture Of Soil, Peat-Free Compost And Fertilizers; Including All Ancillary Works As Necessary: 2000Mm Depth; To Palm Pit | 544 | m³ | AED | 72.64
GEVIN | 4 | 4.0642 | United Arab Emirates | Dubai | Infrastructure | Palm Jebel Ali | Public Access Road - Phase 1 | NAKHEEL | DBB | Award | 2024 | Remeasure | Earthworks | E900.2 | Filling: Daylight Fill; Materials Other Than Topsoil, Rock Or Artificial Hard Material; Including Forming Slopes: Maximum Depth Exceeding 0.25 M But Not Exceeding 0.5 M | 761 | m³ | AED | 51.73
GEVIN | 4 | 4.0642 | United Arab Emirates | Dubai | Infrastructure | Palm Jebel Ali | Public Access Road - Phase 1 | NAKHEEL | DBB | Award | 2024 | Remeasure | Earthworks | E648 | Filling: Filling; 150Mm Thick; Cement Stabilized Aggregate Capping Layer Compacted To 95%Mdd; Including All Ancillary Works As Necessary: To Verge Area | 181 | m³ | AED | 439.64
GEVIN | 4 | 4.0642 | United Arab Emirates | Dubai | Infrastructure | Palm Jebel Ali | Public Access Road - Phase 1 | NAKHEEL | DBB | Award | 2024 | Remeasure | Earthworks | E722.1 | Filling Ancillaries: Preparation Of Filled Surface; Materials Other Than Topsoil, Rock Or Artificial Hard Material: To Verge Area | 1208 | m² | AED | 6.74
GEVIN | 4 | 4.0642 | United Arab Emirates | Dubai | Infrastructure | Palm Jebel Ali | Public Access Road - Phase 1 | NAKHEEL | DBB | Award | 2024 | Remeasure | Earthworks | E722.2 | Filling Ancillaries: Preparation Of Filled Surface; Materials Other Than Topsoil, Rock Or Artificial Hard Material: To Road Pavings And Kerb Areas | 5151 | m² | AED | 6.74
GEVIN | 4 | 4.0642 | United Arab Emirates | Dubai | Infrastructure | Palm Jebel Ali | Public Access Road - Phase 1 | NAKHEEL | DBB | Award | 2024 | Remeasure | Earthworks | E722.3 | Filling Ancillaries: Preparation Of Filled Surface; Materials Other Than Topsoil, Rock Or Artificial Hard Material: To Softscape Areas | 7177 | m² | AED | 27.67
GEVIN | 4 | 4.0642 | United Arab Emirates | Dubai | Infrastructure | Palm Jebel Ali | Public Access Road - Phase 1 | NAKHEEL | DBB | Award | 2024 | Remeasure | Earthworks | E722.4 | Filling Ancillaries: Preparation Of Filled Surface; Materials Other Than Topsoil, Rock Or Artificial Hard Material: To Gravel | 5422 | m² | AED | 10.38
GEVIN | 4 | 4.0642 | United Arab Emirates | Dubai | Infrastructure | Palm Jebel Ali | Public Access Road - Phase 1 | NAKHEEL | DBB | Award | 2024 | Remeasure | Earthworks | E820.1 | Gravel Mulch; Size 50-100Mm; Including Accessories And All Ancillary Works As Necessary: 100Mm Thick; To Shrubs | 2592 | m² | AED | 38.05
GEVIN | 4 | 4.0643 | United Arab Emirates | Dubai | Infrastructure | Palm Jebel Ali | Public Access Road - Phase 1 | NAKHEEL | DBB | Award | 2024 | Remeasure | Earthworks | E820.2 | Gravel Mulch; Size 50-100Mm; Including Accessories And All Ancillary Works As Necessary: 100Mm Thick; To Groundcovers | 3860 | m² | AED | 38.05
GEVIN | 4 | 4.0643 | United Arab Emirates | Dubai | Infrastructure | Palm Jebel Ali | Public Access Road - Phase 1 | NAKHEEL | DBB | Award | 2024 | Remeasure | Earthworks | E820.3 | Gravel Mulch; Size 50-100Mm; Including Accessories And All Ancillary Works As Necessary: 100Mm Thick; To Grass | 580 | m² | AED | 38.05
GEVIN | 4 | 4.0643 | United Arab Emirates | Dubai | Infrastructure | Palm Jebel Ali | Public Access Road - Phase 1 | NAKHEEL | DBB | Award | 2024 | Remeasure | Earthworks | E850.1 | Shrubs; Including Earthworks, Fertilizer, Trimming, Accessories And All Ancillary Works As Necessary: Boug-G; Bogainvillea Glabra; Paper Flower; Overall Height 400Mm; Spread 400-500Mm | 2262 | m² | AED | 66.88
GEVIN | 4 | 4.0643 | United Arab Emirates | Dubai | Infrastructure | Palm Jebel Ali | Public Access Road - Phase 1 | NAKHEEL | DBB | Award | 2024 | Remeasure | Earthworks | E850.2 | Shrubs; Including Earthworks, Fertilizer, Trimming, Accessories And All Ancillary Works As Necessary: Cari-M; Carissa Macrocarpa; Natal Plum; Overall Height 1200Mm; Spread 900Mm | 140 | m² | AED | 49.58
GEVIN | 4 | 4.0643 | United Arab Emirates | Dubai | Infrastructure | Palm Jebel Ali | Public Access Road - Phase 1 | NAKHEEL | DBB | Award | 2024 | Remeasure | Earthworks | E850.3 | Shrubs; Including Earthworks, Fertilizer, Trimming, Accessories And All Ancillary Works As Necessary: Leuc-F; Leucophylum Frutescense | 190 | m² | AED | 66.88
GEVIN | 4 | 4.0643 | United Arab Emirates | Dubai | Infrastructure | Palm Jebel Ali | Public Access Road - Phase 1 | NAKHEEL | DBB | Award | 2024 | Remeasure | Earthworks | E850.4 | Groundcovers; Including Earthworks, Fertilizer, Trimming, Accessories And All Ancillary Works As Necessary: Cath-R; Catharanthus Roseus; Vinca Rosea; Overall Height 300Mm; Spread 300Mm | 252 | m² | AED | 49.58
GEVIN | 4 | 4.0643 | United Arab Emirates | Dubai | Infrastructure | Palm Jebel Ali | Public Access Road - Phase 1 | NAKHEEL | DBB | Award | 2024 | Remeasure | Earthworks | E850.5 | Groundcovers; Including Earthworks, Fertilizer, Trimming, Accessories And All Ancillary Works As Necessary: Ruel-C; Ruellia Ciliosa; Ciliate Wild Petunia; Overall Height 300Mm; Spread 300Mm | 2902 | m² | AED | 69.18
GEVIN | 4 | 4.0643 | United Arab Emirates | Dubai | Infrastructure | Palm Jebel Ali | Public Access Road - Phase 1 | NAKHEEL | DBB | Award | 2024 | Remeasure | Earthworks | E850.6 | Groundcovers; Including Earthworks, Fertilizer, Trimming, Accessories And All Ancillary Works As Necessary: Sesu-P; Sesuvium Portulacastrum; Sea Purslane; Overall Height 50Mm; Spread 300Mm | 850 | m² | AED | 80.72
GEVIN | 4 | 4.0643 | United Arab Emirates | Dubai | Infrastructure | Palm Jebel Ali | Public Access Road - Phase 1 | NAKHEEL | DBB | Award | 2024 | Remeasure | Earthworks | E850.7 | Grass; Including Earthworks, Fertilizer, Trimming, Accessories And All Ancillary Works As Necessary: Penn-S; Pennisetum Setaceum; Fountain Grass; Overall Height 600Mm; Spread 600Mm | 580 | m² | AED | 50.74
GEVIN | 4 | 4.0643 | United Arab Emirates | Dubai | Infrastructure | Palm Jebel Ali | Public Access Road - Phase 1 | NAKHEEL | DBB | Award | 2024 | Remeasure | Earthworks | E860.1 | Trees; Including 35Mm Tree Ties, Earthworks, Fertilizer, Trimming, Accessories And All Ancillary Works As Necessary: Azad-I; Azadirachta Indica; Neem; Overall Height 5000Mm; Spread 2200Mm | 144 | Nr | AED | 2801.95
GEVIN | 4 | 4.0644 | United Arab Emirates | Dubai | Infrastructure | Palm Jebel Ali | Public Access Road - Phase 1 | NAKHEEL | DBB | Award | 2024 | Remeasure | Earthworks | E860.2 | Palm; Including Rootball, Earthworks, Fertilizer, Trimming, Accessories And All Ancillary Works As Necessary: Phoe-D; Phoenix Dactylifera; Date Palm; Overall Height 6000Mm; Spread 3000Mm | 68 | Nr | AED | 4571.91
GEVIN | 4 | 4.0644 | United Arab Emirates | Dubai | Infrastructure | Palm Jebel Ali | Public Access Road - Phase 1 | NAKHEEL | DBB | Award | 2024 | Remeasure | Earthworks | E860.3 | Specimen Shrubs; Including Earthworks, Fertilizer, Trimming, Accessories And All Ancillary Works As Necessary: Agav-S; Agave Sisalana; Sisal; Overall Height 900Mm; Spread 900Mm | 19 | Nr | AED | 136.06
GEVIN | 4 | 4.0644 | United Arab Emirates | Dubai | Infrastructure | Palm Jebel Ali | Public Access Road - Phase 1 | NAKHEEL | DBB | Award | 2024 | Remeasure | Earthworks | E900.3 | Planting Management; Including Consumables, Accessories And All Ancillary Works As Necessary; Complete: Operation And Maintenance For Landscape Works For A Duration Of 24 Months From The Date Of Taking Over. | 24 | Nr | AED | 27720.99
GEVIN | 4 | 4.0644 | United Arab Emirates | Dubai | Infrastructure | Palm Jebel Ali | Public Access Road - Phase 1 | NAKHEEL | DBB | Award | 2024 | Remeasure | Earthworks | E900.6 | Sundries: Tree Stake; Size 50 X 50Mm | 848 | Nr | AED | 57.65
GEVIN | 4 | 4.0644 | United Arab Emirates | Dubai | Infrastructure | Palm Jebel Ali | Public Access Road - Phase 1 | NAKHEEL | DBB | Award | 2024 | Remeasure | Earthworks | E900.7 | Sundries: Plastic Edger; Between Gravel And Planting | 5273 | m | AED | 13.84
GEVIN | 4 | 4.0644 | United Arab Emirates | Dubai | Infrastructure | Palm Jebel Ali | Public Access Road - Phase 1 | NAKHEEL | DBB | Award | 2024 | Remeasure | Miscellaneous Metalwork | N.900.1 | Featured Hoardings: Screening Hoardings; High Quality; To Be Engineered For Windy Weather Conditions And Advertisings; Including Steel Supports, Frames, Concrete Blocks, Fixings, Accessories And All Ancillary Works As Necessary: 2000~2500Mm High | 1436 | m | AED | 298.21
GEVIN | 4 | 4.0644 | United Arab Emirates | Dubai | Infrastructure | Palm Jebel Ali | Public Access Road - Phase 1 | NAKHEEL | DBB | Award | 2024 | Remeasure | Roads And Pavings | R450.1 | Asphalt Wearing Course; For Overlay To Existing Pavement: Pavement Type 1; For Overlay; 50Mm Thick | 4371 | m² | AED | 40.79
GEVIN | 4 | 4.0644 | United Arab Emirates | Dubai | Infrastructure | Palm Jebel Ali | Public Access Road - Phase 1 | NAKHEEL | DBB | Award | 2024 | Remeasure | Waterproofing | W149.1 | Tack Coat: Pavement Type 1; For Overlay | 4371 | m² | AED | 2.04
GEVIN | 4 | 4.0644 | United Arab Emirates | Dubai | Infrastructure | Palm Jebel Ali | Public Access Road - Phase 1 | NAKHEEL | DBB | Award | 2024 | Remeasure | Roads And Pavings | R900.1 | Mill Out Entire Asphalt From Existing Pavement; Including Disposal Of Asphalt In Approved Dm Tip; Thickness To Follow Drawing And Specification: Pavement Type 1A; For Cracked Asphalt Area Sections | 8178 | m² | AED | 17.07
GEVIN | 4 | 4.0644 | United Arab Emirates | Dubai | Infrastructure | Palm Jebel Ali | Public Access Road - Phase 1 | NAKHEEL | DBB | Award | 2024 | Remeasure | Roads And Pavings | R182.1 | Asphalt Base Course; After Milling The Existing Asphalt Layer: Pavement Type 1A; For Cracked Asphalt Area Sections; 60Mm Thick | 8178 | m² | AED | 51.38
GEVIN | 4 | 4.0644 | United Arab Emirates | Dubai | Infrastructure | Palm Jebel Ali | Public Access Road - Phase 1 | NAKHEEL | DBB | Award | 2024 | Remeasure | Roads And Pavings | R450.2 | Asphalt Wearing Course: Pavement Type 1A; For Cracked Asphalt Area Sections; 50Mm Thick | 8178 | m² | AED | 34.3
GEVIN | 4 | 4.0645 | United Arab Emirates | Dubai | Infrastructure | Palm Jebel Ali | Public Access Road - Phase 1 | NAKHEEL | DBB | Award | 2024 | Remeasure | Waterproofing | W149.2 | Prime Coat: Pavement Type 1A; For Cracked Asphalt Area Sections | 8178 | m² | AED | 4.24
GEVIN | 4 | 4.0645 | United Arab Emirates | Dubai | Infrastructure | Palm Jebel Ali | Public Access Road - Phase 1 | NAKHEEL | DBB | Award | 2024 | Remeasure | Waterproofing | W149.3 | Tack Coat: Pavement Type 1A; For Cracked Asphalt Area Sections | 8178 | m² | AED | 2.04
GEVIN | 4 | 4.0645 | United Arab Emirates | Dubai | Infrastructure | Palm Jebel Ali | Public Access Road - Phase 1 | NAKHEEL | DBB | Award | 2024 | Remeasure | Roads And Pavings | R187.1 | Aggregate Sub-Base Layer; (Cbr >30%): Pavement Type 2; For Access Road; 300Mm Thick | 86 | m² | AED | 56.97
GEVIN | 4 | 4.0645 | United Arab Emirates | Dubai | Infrastructure | Palm Jebel Ali | Public Access Road - Phase 1 | NAKHEEL | DBB | Award | 2024 | Remeasure | Roads And Pavings | R186.1 | Aggregate Road Base Layer; (Cbr >80%): Pavement Type 2; For Access Road; 250Mm Thick | 86 | m² | AED | 54.41
GEVIN | 4 | 4.0645 | United Arab Emirates | Dubai | Infrastructure | Palm Jebel Ali | Public Access Road - Phase 1 | NAKHEEL | DBB | Award | 2024 | Remeasure | Roads And Pavings | R184.1 | Granular Sub-Base; (Cbr >30%): Pavement Type 3; Interlock For Footpath; 150Mm Thick | 2144 | m² | AED | 22.55
GEVIN | 4 | 4.0645 | United Arab Emirates | Dubai | Infrastructure | Palm Jebel Ali | Public Access Road - Phase 1 | NAKHEEL | DBB | Award | 2024 | Remeasure | Roads And Pavings | R751.1 | Precast Concrete Block Pavers: Pavement Type 3; Interlock For Footpath; 60Mm Thick | 2144 | m² | AED | 56.58
GEVIN | 4 | 4.0645 | United Arab Emirates | Dubai | Infrastructure | Palm Jebel Ali | Public Access Road - Phase 1 | NAKHEEL | DBB | Award | 2024 | Remeasure | Roads And Pavings | R184.2 | Aggregate Road Base; (Cbr >80%): Pavement Type 4; Asphalt Cycle Track; 150Mm Thick | 2197 | m² | AED | 24.83
GEVIN | 4 | 4.0645 | United Arab Emirates | Dubai | Infrastructure | Palm Jebel Ali | Public Access Road - Phase 1 | NAKHEEL | DBB | Award | 2024 | Remeasure | Roads And Pavings | R182.3 | Ac Wearing Course: Pavement Type 4; Asphalt Cycle Track; 50Mm Thick | 2197 | m² | AED | 35.08
GEVIN | 4 | 4.0645 | United Arab Emirates | Dubai | Infrastructure | Palm Jebel Ali | Public Access Road - Phase 1 | NAKHEEL | DBB | Award | 2024 | Remeasure | Waterproofing | W149.4 | Prime Coat: Pavement Type 4; Asphalt Cycle Track | 2197 | m² | AED | 4.24
GEVIN | 4 | 4.0645 | United Arab Emirates | Dubai | Infrastructure | Palm Jebel Ali | Public Access Road - Phase 1 | NAKHEEL | DBB | Award | 2024 | Remeasure | Roads And Pavings | R751.2 | Interlocking Vehicular Pavers; Including Accessories And All Ancillary Works As Necessary: To Proposed Speed Table; 80Mm Thick | 149 | m² | AED | 56.58
GEVIN | 4 | 4.0646 | United Arab Emirates | Dubai | Infrastructure | Palm Jebel Ali | Public Access Road - Phase 1 | NAKHEEL | DBB | Award | 2024 | Remeasure | Roads And Pavings | R185.1 | Aggregate Base Course; Including Accessories And All Ancillary Works As Necessary: To Proposed Speed Table; 200Mm Thick | 149 | m² | AED | 36.4
GEVIN | 4 | 4.0646 | United Arab Emirates | Dubai | Infrastructure | Palm Jebel Ali | Public Access Road - Phase 1 | NAKHEEL | DBB | Award | 2024 | Remeasure | Roads And Pavings | R183.1 | Gravel Surface; Loosely Laid; In Natural Finish; Color Light Grey; Including Beds And All Ancillary Works As Necessary: Type Gs1; Size 20-30Mm Diameter; 100Mm Thick | 5422 | m² | AED | 62.56
GEVIN | 4 | 4.0646 | United Arab Emirates | Dubai | Infrastructure | Palm Jebel Ali | Public Access Road - Phase 1 | NAKHEEL | DBB | Award | 2024 | Remeasure | Roads And Pavings | R711.1 | Upstand Kerbs; Straight Or Curved To Radius Exceeding 12 M; Including 20 Mm Thick And Jointed In Dry Mix Mortar, Accessories And All Ancillary Works As Necessary: Hydraulically Pressed Precast Upstand Kerbs; Size 305 X 150 Mm | 1583 | m | AED | 34.29
GEVIN | 4 | 4.0646 | United Arab Emirates | Dubai | Infrastructure | Palm Jebel Ali | Public Access Road - Phase 1 | NAKHEEL | DBB | Award | 2024 | Remeasure | Roads And Pavings | R711.2 | Heel Kerbs; Straight Or Curved To Radius Exceeding 12 M; Including 20 Mm Thick And Jointed In Dry Mix Mortar, Accessories And All Ancillary Works As Necessary: Precast Heel Kerbs; Size 75 X 150 Mm | 1582 | m | AED | 22.59
GEVIN | 4 | 4.0646 | United Arab Emirates | Dubai | Infrastructure | Palm Jebel Ali | Public Access Road - Phase 1 | NAKHEEL | DBB | Award | 2024 | Remeasure | Roads And Pavings | R711.3 | Flush Kerbs; Straight Or Curved To Radius Exceeding 12 M;Including 20 Mm Thick And Jointed In Dry Mix Mortar, Accessories And All Ancillary Works As Necessary: Precast Flush Kerb; Size 150 X 225Mm; Including To Speed Table | 2522 | m | AED | 30.25
GEVIN | 4 | 4.0646 | United Arab Emirates | Dubai | Infrastructure | Palm Jebel Ali | Public Access Road - Phase 1 | NAKHEEL | DBB | Award | 2024 | Remeasure | Roads And Pavings | R642.1 | Tack Coat; 50Mm Deep Filling, Provided At Face Of Curb And Existing Pavement Fill With Compacted Ac Wearing Course; Including Accessories And All Ancillary Works As Necessary; As Drawing Nr. Dwf-K&A-Stw-Osw-P1A-Rta-Dwg-Trn-000501: To Face Of Kerb And Existing Pavement | 3165 | m | AED | 13.34
GEVIN | 4 | 4.0646 | United Arab Emirates | Dubai | Infrastructure | Palm Jebel Ali | Public Access Road - Phase 1 | NAKHEEL | DBB | Award | 2024 | Remeasure | Roads And Pavings | R812.1 | Regulation Sign Panel: Type 303; Give Way To Pedestrians | 2 | Nr | AED | 653.6
GEVIN | 4 | 4.0646 | United Arab Emirates | Dubai | Infrastructure | Palm Jebel Ali | Public Access Road - Phase 1 | NAKHEEL | DBB | Award | 2024 | Remeasure | Roads And Pavings | R812.2 | Regulation Sign Panel: Type 309; Give Way To Cyclist | 2 | Nr | AED | 653.6
GEVIN | 4 | 4.0646 | United Arab Emirates | Dubai | Infrastructure | Palm Jebel Ali | Public Access Road - Phase 1 | NAKHEEL | DBB | Award | 2024 | Remeasure | Roads And Pavings | R812.3 | Regulation Sign Panel: Type 341.1; Pedestrian And Cyclist Only.Segregated | 1 | Nr | AED | 636.36
GEVIN | 4 | 4.0647 | United Arab Emirates | Dubai | Infrastructure | Palm Jebel Ali | Public Access Road - Phase 1 | NAKHEEL | DBB | Award | 2024 | Remeasure | Roads And Pavings | R812.4 | Regulation Sign Panel: Type 341.2; Pedestrian And Cyclist Only.Segregated | 1 | Nr | AED | 636.36
GEVIN | 4 | 4.0647 | United Arab Emirates | Dubai | Infrastructure | Palm Jebel Ali | Public Access Road - Phase 1 | NAKHEEL | DBB | Award | 2024 | Remeasure | Roads And Pavings | R812.5 | Regulation Sign Panel: Type 353.1; No Cyclist | 2 | Nr | AED | 636.36
GEVIN | 4 | 4.0647 | United Arab Emirates | Dubai | Infrastructure | Palm Jebel Ali | Public Access Road - Phase 1 | NAKHEEL | DBB | Award | 2024 | Remeasure | Roads And Pavings | R812.6 | Regulation Sign Panel: Type 427; Pedestrian Crossing Ahead | 2 | Nr | AED | 596.49
GEVIN | 4 | 4.0647 | United Arab Emirates | Dubai | Infrastructure | Palm Jebel Ali | Public Access Road - Phase 1 | NAKHEEL | DBB | Award | 2024 | Remeasure | Roads And Pavings | R812.7 | Regulation Sign Panel: Type 435; Speed Hump Ahead | 2 | Nr | AED | 596.49
GEVIN | 4 | 4.0647 | United Arab Emirates | Dubai | Infrastructure | Palm Jebel Ali | Public Access Road - Phase 1 | NAKHEEL | DBB | Award | 2024 | Remeasure | Roads And Pavings | R812.8 | Regulation Sign Panel: Signage; Bicycle/Motor Lane | 2 | Nr | AED | 636.36
GEVIN | 4 | 4.0647 | United Arab Emirates | Dubai | Infrastructure | Palm Jebel Ali | Public Access Road - Phase 1 | NAKHEEL | DBB | Award | 2024 | Remeasure | Roads And Pavings | R812.9 | Regulation Sign Panel: Signage; "To Palm Jebel Ali Sales Center" | 1 | Nr | AED | 3962.39
GEVIN | 4 | 4.0647 | United Arab Emirates | Dubai | Infrastructure | Palm Jebel Ali | Public Access Road - Phase 1 | NAKHEEL | DBB | Award | 2024 | Remeasure | Roads And Pavings | R823.1 | Surface Markings; Including Finishes, Accessories And All Ancillary Works As Necessary: Letters And Shapes: Type 603; Pedestrian Crossing Mark | 60 | m | AED | 17.92
GEVIN | 4 | 4.0647 | United Arab Emirates | Dubai | Infrastructure | Palm Jebel Ali | Public Access Road - Phase 1 | NAKHEEL | DBB | Award | 2024 | Remeasure | Roads And Pavings | R823.2 | Surface Markings; Including Finishes, Accessories And All Ancillary Works As Necessary: Letters And Shapes: Type 614.1; Straight Arrow | 17 | Nr | AED | 50.4
GEVIN | 4 | 4.0647 | United Arab Emirates | Dubai | Infrastructure | Palm Jebel Ali | Public Access Road - Phase 1 | NAKHEEL | DBB | Award | 2024 | Remeasure | Roads And Pavings | R823.3 | Surface Markings; Including Finishes, Accessories And All Ancillary Works As Necessary: Letters And Shapes: Type 614.3; Left Turn Arrow | 2 | Nr | AED | 61.6
GEVIN | 4 | 4.0647 | United Arab Emirates | Dubai | Infrastructure | Palm Jebel Ali | Public Access Road - Phase 1 | NAKHEEL | DBB | Award | 2024 | Remeasure | Roads And Pavings | R823.4 | Surface Markings; Including Finishes, Accessories And All Ancillary Works As Necessary: Letters And Shapes: Type 614.4; Straight/Right Arrow | 1 | Nr | AED | 111.99
GEVIN | 4 | 4.0648 | United Arab Emirates | Dubai | Infrastructure | Palm Jebel Ali | Public Access Road - Phase 1 | NAKHEEL | DBB | Award | 2024 | Remeasure | Roads And Pavings | R823.5 | Surface Markings; Including Finishes, Accessories And All Ancillary Works As Necessary: Letters And Shapes: Type 615; Zig-Zag Line Marking | 49 | m | AED | 5.38
GEVIN | 4 | 4.0648 | United Arab Emirates | Dubai | Infrastructure | Palm Jebel Ali | Public Access Road - Phase 1 | NAKHEEL | DBB | Award | 2024 | Remeasure | Roads And Pavings | R825.1 | Surface Markings; Including Finishes, Accessories And All Ancillary Works As Necessary: Letters And Shapes: Type 602, Give Way Line Marking | 46 | m | AED | 11.2
GEVIN | 4 | 4.0648 | United Arab Emirates | Dubai | Infrastructure | Palm Jebel Ali | Public Access Road - Phase 1 | NAKHEEL | DBB | Award | 2024 | Remeasure | Roads And Pavings | R825.2 | Surface Markings; Including Finishes, Accessories And All Ancillary Works As Necessary: Letters And Shapes: Type 611; Single Line | 34 | m | AED | 3.58
GEVIN | 4 | 4.0648 | United Arab Emirates | Dubai | Infrastructure | Palm Jebel Ali | Public Access Road - Phase 1 | NAKHEEL | DBB | Award | 2024 | Remeasure | Roads And Pavings | R825.3 | Surface Markings; Including Finishes, Accessories And All Ancillary Works As Necessary: Letters And Shapes: Type 613; Edge Line | 1392 | m | AED | 1.68
GEVIN | 4 | 4.0648 | United Arab Emirates | Dubai | Infrastructure | Palm Jebel Ali | Public Access Road - Phase 1 | NAKHEEL | DBB | Award | 2024 | Remeasure | Roads And Pavings | R825.4 | Surface Markings; Including Finishes, Accessories And All Ancillary Works As Necessary: Letters And Shapes: Type 651; Speed Hump Marking; Typical 1-Way Approach | 8 | m | AED | 72.8
GEVIN | 4 | 4.0648 | United Arab Emirates | Dubai | Infrastructure | Palm Jebel Ali | Public Access Road - Phase 1 | NAKHEEL | DBB | Award | 2024 | Remeasure | Roads And Pavings | R825.5 | Surface Markings; Including Finishes, Accessories And All Ancillary Works As Necessary: Letters And Shapes: Type 652; Lane Line Marking | 98 | m | AED | 1.68
GEVIN | 4 | 4.0648 | United Arab Emirates | Dubai | Infrastructure | Palm Jebel Ali | Public Access Road - Phase 1 | NAKHEEL | DBB | Award | 2024 | Remeasure | Roads And Pavings | R825.6 | Surface Markings; Including Finishes, Accessories And All Ancillary Works As Necessary: Letters And Shapes: Type 654; Lane Line Marking | 1192 | m | AED | 1.68
GEVIN | 4 | 4.0648 | United Arab Emirates | Dubai | Infrastructure | Palm Jebel Ali | Public Access Road - Phase 1 | NAKHEEL | DBB | Award | 2024 | Remeasure | Roads And Pavings | R825.7 | Surface Markings; Including Finishes, Accessories And All Ancillary Works As Necessary: Letters And Shapes: Type 681; Continuity Line Marking | 124 | m | AED | 3.86
GEVIN | 4 | 4.0648 | United Arab Emirates | Dubai | Infrastructure | Palm Jebel Ali | Public Access Road - Phase 1 | NAKHEEL | DBB | Award | 2024 | Remeasure | Roads And Pavings | R825.8 | Surface Markings; Including Finishes, Accessories And All Ancillary Works As Necessary: Letters And Shapes: Cycle Track Text; "Arabic Text" | 4 | Nr | AED | 559.97
GEVIN | 4 | 4.0648 | United Arab Emirates | Dubai | Infrastructure | Palm Jebel Ali | Public Access Road - Phase 1 | NAKHEEL | DBB | Award | 2024 | Remeasure | Roads And Pavings | R825.9 | Surface Markings; Including Finishes, Accessories And All Ancillary Works As Necessary: Letters And Shapes: Cycle Track Text; "Slow" | 2 | Nr | AED | 559.97
GEVIN | 4 | 4.0648 | United Arab Emirates | Dubai | Infrastructure | Palm Jebel Ali | Public Access Road - Phase 1 | NAKHEEL | DBB | Award | 2024 | Remeasure | Roads And Pavings | R825.10 | Surface Markings; Including Finishes, Accessories And All Ancillary Works As Necessary: Letters And Shapes: Cycle Track Symbol; Bicycle Lane | 18 | Nr | AED | 503.97
GEVIN | 4 | 4.0649 | United Arab Emirates | Dubai | Infrastructure | Palm Jebel Ali | Public Access Road - Phase 1 | NAKHEEL | DBB | Award | 2024 | Remeasure | Roads And Pavings | R825.11 | Surface Markings; Including Finishes, Accessories And All Ancillary Works As Necessary: Letters And Shapes: Cycle Track Symbol; Give Way | 2 | Nr | AED | 503.97
GEVIN | 4 | 4.0649 | United Arab Emirates | Dubai | Infrastructure | Palm Jebel Ali | Public Access Road - Phase 1 | NAKHEEL | DBB | Award | 2024 | Remeasure | Roads And Pavings | R825.12 | Surface Markings; Including Finishes, Accessories And All Ancillary Works As Necessary: Letters And Shapes: Cycle Track Symbol; Pedestrian | 2 | Nr | AED | 503.97
GEVIN | 4 | 4.0649 | United Arab Emirates | Dubai | Infrastructure | Palm Jebel Ali | Public Access Road - Phase 1 | NAKHEEL | DBB | Award | 2024 | Remeasure | Roads And Pavings | R825.13 | Surface Markings; Including Finishes, Accessories And All Ancillary Works As Necessary: Letters And Shapes: Cycle Track Symbol; Scooter Lane | 18 | Nr | AED | 503.97
GEVIN | 4 | 4.0649 | United Arab Emirates | Dubai | Infrastructure | Palm Jebel Ali | Public Access Road - Phase 1 | NAKHEEL | DBB | Award | 2024 | Remeasure | Roads And Pavings | R825.14 | Surface Markings; Including Finishes, Accessories And All Ancillary Works As Necessary: Letters And Shapes: Cycle Track Symbol; Speed Limit 20 | 2 | Nr | AED | 503.97
GEVIN | 4 | 4.0649 | United Arab Emirates | Dubai | Infrastructure | Palm Jebel Ali | Public Access Road - Phase 1 | NAKHEEL | DBB | Award | 2024 | Remeasure | Roads And Pavings | R825.15 | Surface Markings; Including Finishes, Accessories And All Ancillary Works As Necessary: Letters And Shapes: Cycle Track Symbol; Straight Arrow | 16 | Nr | AED | 89.59
GEVIN | 4 | 4.0649 | United Arab Emirates | Dubai | Infrastructure | Palm Jebel Ali | Public Access Road - Phase 1 | NAKHEEL | DBB | Award | 2024 | Remeasure | Roads And Pavings | R825.16 | Surface Markings; Including Finishes, Accessories And All Ancillary Works As Necessary: Letters And Shapes: Proposed Shoulder Line | 1196 | m | AED | 2.52
GEVIN | 4 | 4.0649 | United Arab Emirates | Dubai | Infrastructure | Palm Jebel Ali | Public Access Road - Phase 1 | NAKHEEL | DBB | Award | 2024 | Remeasure | Roads And Pavings | R900.3 | Tactile; Including Base, Fixings, Accessories And All Ancillary Works As Necessary: To Speed Table; Size 4000 X 500Mm | 4 | Nr | AED | 324.03
GEVIN | 4 | 4.0649 | United Arab Emirates | Dubai | Infrastructure | Palm Jebel Ali | Public Access Road - Phase 1 | NAKHEEL | DBB | Award | 2024 | Remeasure | Roads And Pavings | R900.4 | Bollards; Including Base, Fixings, Accessories And All Ancillary Works As Necessary: To Speed Table; Size As Per Rta Standard | 8 | Nr | AED | 301.7
GEVIN | 4 | 4.0649 | United Arab Emirates | Dubai | Infrastructure | Palm Jebel Ali | Public Access Road - Phase 1 | NAKHEEL | DBB | Award | 2024 | Remeasure | In situ concrete | F100.1 | Provision Of Concrete: Designed Concrete; Grade C25/20; Laid On Compacted Sub-Base Including All Ancillary Works As Necessary: Blinding Concrete; 100Mm Thick | 163 | m³ | AED | 325.15
GEVIN | 4 | 4.0649 | United Arab Emirates | Dubai | Infrastructure | Palm Jebel Ali | Public Access Road - Phase 1 | NAKHEEL | DBB | Award | 2024 | Remeasure | In situ concrete | F100.2 | Provision Of Concrete: Designed Concrete; Grade C25/20; Laid On Compacted Sub-Base Including All Ancillary Works As Necessary: Concrete Backing And Foundations; To Flush Kerbs | 93 | m³ | AED | 313.92
GEVIN | 4 | 4.065 | United Arab Emirates | Dubai | Infrastructure | Palm Jebel Ali | Public Access Road - Phase 1 | NAKHEEL | DBB | Award | 2024 | Remeasure | In situ concrete | F100.3 | Provision Of Concrete: Designed Concrete; Grade C25/20; Laid On Compacted Sub-Base Including All Ancillary Works As Necessary: Concrete Backing And Foundations; To Upstand Kerbs | 182 | m³ | AED | 313.92
GEVIN | 4 | 4.065 | United Arab Emirates | Dubai | Infrastructure | Palm Jebel Ali | Public Access Road - Phase 1 | NAKHEEL | DBB | Award | 2024 | Remeasure | In situ concrete | F100.4 | Provision Of Concrete: Designed Concrete; Grade C25/20; Laid On Compacted Sub-Base Including All Ancillary Works As Necessary: Concrete Backing And Foundations; To Heel Kerbs | 40 | m³ | AED | 313.92
GEVIN | 4 | 4.065 | United Arab Emirates | Dubai | Infrastructure | Palm Jebel Ali | Public Access Road - Phase 1 | NAKHEEL | DBB | Award | 2024 | Remeasure | In situ concrete | F611.1 | Placing Of Concrete: Grade C25/20; Laid On Compacted Sub-Base Including All Ancillary Works As Necessary: Blinding Concrete; 100Mm Thick | 163 | m³ | AED | 235.61
GEVIN | 4 | 4.065 | United Arab Emirates | Dubai | Infrastructure | Palm Jebel Ali | Public Access Road - Phase 1 | NAKHEEL | DBB | Award | 2024 | Remeasure | In situ concrete | F622.1 | Placing Of Concrete: Grade C25/20; Laid On Compacted Sub-Base Including All Ancillary Works As Necessary: Concrete Backing And Foundations; To Flush Kerbs | 93 | m³ | AED | 235.61
GEVIN | 4 | 4.065 | United Arab Emirates | Dubai | Infrastructure | Palm Jebel Ali | Public Access Road - Phase 1 | NAKHEEL | DBB | Award | 2024 | Remeasure | In situ concrete | F622.2 | Placing Of Concrete: Grade C25/20; Laid On Compacted Sub-Base Including All Ancillary Works As Necessary: Concrete Backing And Foundations; To Upstand Kerbs | 182 | m³ | AED | 235.61
GEVIN | 4 | 4.065 | United Arab Emirates | Dubai | Infrastructure | Palm Jebel Ali | Public Access Road - Phase 1 | NAKHEEL | DBB | Award | 2024 | Remeasure | In situ concrete | F622.3 | Placing Of Concrete: Grade C25/20; Laid On Compacted Sub-Base Including All Ancillary Works As Necessary: Concrete Backing And Foundations; To Heel Kerbs | 40 | m³ | AED | 235.61
GEVIN | 4 | 4.065 | United Arab Emirates | Dubai | Infrastructure | Palm Jebel Ali | Public Access Road - Phase 1 | NAKHEEL | DBB | Award | 2024 | Remeasure | Concrete Ancillaries | G242.1 | Formwork: Fair Finish; Including Accessories And All Ancillary Works As Necessary: Plane Vertical; Width Exceeding 0.1 M But Not Exceeding 0.2 M; To Heel And Flush Kerb Bed And Backing | 1285 | m² | AED | 67.39
GEVIN | 4 | 4.065 | United Arab Emirates | Dubai | Infrastructure | Palm Jebel Ali | Public Access Road - Phase 1 | NAKHEEL | DBB | Award | 2024 | Remeasure | Concrete Ancillaries | G243.1 | Formwork: Fair Finish; Including Accessories And All Ancillary Works As Necessary: Plane Vertical; Width Exceeding 0.2M But Not Exceeding 0.4 M; To Upstand Kerb Bed And Backing | 950 | m² | AED | 67.39
GEVIN | 4 | 4.065 | United Arab Emirates | Dubai | Infrastructure | Palm Jebel Ali | Public Access Road - Phase 1 | NAKHEEL | DBB | Award | 2024 | Remeasure | Pipework - Pipes | I912.1 | Irrigation Distribution Line Upvc Below Ground Pipes And Fittings Laid And Jointed Including Straight Joints, Flexible Joints And All Ancillary Works As Necessary; Laid In Trenches (Measured Elsewhere); Depth Not Exceeding 1500Mm: 160Mm Diameter | 1000 | m | AED | 142.82
GEVIN | 4 | 4.0651 | United Arab Emirates | Dubai | Infrastructure | Palm Jebel Ali | Public Access Road - Phase 1 | NAKHEEL | DBB | Award | 2024 | Remeasure | Pipework - Pipes | I912.2 | Irrigation Distribution Line Upvc Below Ground Pipes And Fittings Laid And Jointed Including Straight Joints, Flexible Joints And All Ancillary Works As Necessary; Laid In Trenches (Measured Elsewhere); Depth Not Exceeding 1500Mm: 200Mm Diameter | 181 | m | AED | 164.6
GEVIN | 4 | 4.0651 | United Arab Emirates | Dubai | Infrastructure | Palm Jebel Ali | Public Access Road - Phase 1 | NAKHEEL | DBB | Award | 2024 | Remeasure | Pipework - Pipes | I912.3 | Drip Irrigation System To Landscape Areas Including Pipes And Fittings, Thrust Block, Sprinkler, Drip System, Pop-Up System To Landscape Areas And All Ancillary Works As Necessary; Laid In Trenches: To Ground, Shrubs And Covers | 6452 | m² | AED | 36.9
GEVIN | 4 | 4.0651 | United Arab Emirates | Dubai | Infrastructure | Palm Jebel Ali | Public Access Road - Phase 1 | NAKHEEL | DBB | Award | 2024 | Remeasure | Pipework - Pipes | I912.4 | Drip Irrigation System To Landscape Areas Including Pipes And Fittings, Thrust Block, Sprinkler, Drip System, Pop-Up System To Landscape Areas And All Ancillary Works As Necessary; Laid In Trenches: To Trees | 212 | Nr | AED | 126.84
GEVIN | 4 | 4.0651 | United Arab Emirates | Dubai | Infrastructure | Palm Jebel Ali | Public Access Road - Phase 1 | NAKHEEL | DBB | Award | 2024 | Remeasure | Pipework - Pipes | I912.5 | Drip Irrigation System To Landscape Areas Including Pipes And Fittings, Thrust Block, Sprinkler, Drip System, Pop-Up System To Landscape Areas And All Ancillary Works As Necessary; Laid In Trenches: To Grass | 580 | m² | AED | 36.9
GEVIN | 4 | 4.0651 | United Arab Emirates | Dubai | Infrastructure | Palm Jebel Ali | Public Access Road - Phase 1 | NAKHEEL | DBB | Award | 2024 | Remeasure | Pipework - Fittings And Valves | J911.1 | Irrigation Network Line Fittings; Including Supports, Hangers And All Ancillary Works As Necessary: 45° Bend; 160Mm Diameter | 4 | Nr | AED | 547.18
GEVIN | 4 | 4.0651 | United Arab Emirates | Dubai | Infrastructure | Palm Jebel Ali | Public Access Road - Phase 1 | NAKHEEL | DBB | Award | 2024 | Remeasure | Pipework - Fittings And Valves | J911.2 | Irrigation Network Line Fittings; Including Supports, Hangers And All Ancillary Works As Necessary: 90° Bend; 160Mm Diameter | 1 | Nr | AED | 1449.19
GEVIN | 4 | 4.0651 | United Arab Emirates | Dubai | Infrastructure | Palm Jebel Ali | Public Access Road - Phase 1 | NAKHEEL | DBB | Award | 2024 | Remeasure | Pipework - Fittings And Valves | J911.3 | Irrigation Network Line Fittings; Including Supports, Hangers And All Ancillary Works As Necessary: Tee; 160 X 160Mm Diameter | 14 | Nr | AED | 1095.78
GEVIN | 4 | 4.0651 | United Arab Emirates | Dubai | Infrastructure | Palm Jebel Ali | Public Access Road - Phase 1 | NAKHEEL | DBB | Award | 2024 | Remeasure | Pipework - Fittings And Valves | J911.4 | Irrigation Network Line Fittings; Including Supports, Hangers And All Ancillary Works As Necessary: End Cap; 160Mm Diameter | 2 | Nr | AED | 273.61
GEVIN | 4 | 4.0651 | United Arab Emirates | Dubai | Infrastructure | Palm Jebel Ali | Public Access Road - Phase 1 | NAKHEEL | DBB | Award | 2024 | Remeasure | Pipework - Fittings And Valves | J911.5 | Irrigation Network Line Fittings; Including Supports, Hangers And All Ancillary Works As Necessary: T Branch For Lateral Connections; 160Mm Diameter | 13 | Nr | AED | 1522.75
GEVIN | 4 | 4.0651 | United Arab Emirates | Dubai | Infrastructure | Palm Jebel Ali | Public Access Road - Phase 1 | NAKHEEL | DBB | Award | 2024 | Remeasure | Pipework - Fittings And Valves | J881.1 | Gate Valve; To Irrigation Main And Distribution Line Including, Supports, Fittings, Accessories And All Ancillary Works As Necessary (Valve Box Measured Elsewhere): 160Mm Diameter | 4 | Nr | AED | 8645.21
GEVIN | 4 | 4.0652 | United Arab Emirates | Dubai | Infrastructure | Palm Jebel Ali | Public Access Road - Phase 1 | NAKHEEL | DBB | Award | 2024 | Remeasure | Pipework - Fittings And Valves | J881.2 | Air Release Valve Assembly; To Irrigation Main And Distribution Line Including Double Orifice Air Valve, Gate Valve Mitre Gear, Self Restrained Dismantling Joint, Gusset Plate, Flanged Spigot With Puddle Flange, Double Coupling, Accessories And All Ancillary Works As Necessary (Valve Chamber Measured Elsewhere): 160Mm Diameter | 2 | Nr | AED | 15059.75
GEVIN | 4 | 4.0652 | United Arab Emirates | Dubai | Infrastructure | Palm Jebel Ali | Public Access Road - Phase 1 | NAKHEEL | DBB | Award | 2024 | Remeasure | Pipework - Fittings And Valves | J881.3 | Air Release Valve Assembly; To Irrigation Main And Distribution Line Including Double Orifice Air Valve, Gate Valve Mitre Gear, Self Restrained Dismantling Joint, Gusset Plate, Flanged Spigot With Puddle Flange, Double Coupling, Accessories And All Ancillary Works As Necessary (Valve Chamber Measured Elsewhere): 200Mm Diameter | 1 | Nr | AED | 19926.68
GEVIN | 4 | 4.0652 | United Arab Emirates | Dubai | Infrastructure | Palm Jebel Ali | Public Access Road - Phase 1 | NAKHEEL | DBB | Award | 2024 | Remeasure | Pipework - Fittings And Valves | J881.4 | Washout Valve Assembly; To Irrigation Main And Distribution Line Including 3Nr. Gate Valve Mitre Gear, Self Restrained Dismantling Joint, All Flanged Level Invert Tee, Flanged Spigot With Puddle Flange, Double Coupling, Gusset Plate, Spindle With Square Cap, Accessories And All Ancillary Works As Necessary (Valve Chamber Measured Elsewhere): 160Mm Diameter | 2 | Nr | AED | 29497.68
GEVIN | 4 | 4.0652 | United Arab Emirates | Dubai | Infrastructure | Palm Jebel Ali | Public Access Road - Phase 1 | NAKHEEL | DBB | Award | 2024 | Remeasure | Pipework - Fittings And Valves | J881.5 | Provision For Connection From Jafza Stp To Irrigation Pump Station : 200Mm Diameter | 1 | Nr | AED | 1095.88
GEVIN | 4 | 4.0652 | United Arab Emirates | Dubai | Infrastructure | Palm Jebel Ali | Public Access Road - Phase 1 | NAKHEEL | DBB | Award | 2024 | Remeasure | Pipework - Manholes And Pipework Ancillaries | K231.1 | Air Valve Chamber; In-Situ Concrete Double Triangle Heavy Duty, Triangle Ductile Iron Cover And Frame Including 150Mm Diameter Grp Cowl, Pipe Concrete Support, Excavation, Backfilling, 300X300X150Mm Sump Pit, Fittings, Accessories And All Ancillary Works As Necessary: 1400 X 1200Mm Valve Chamber | 3 | Nr | AED | 18901.45
GEVIN | 4 | 4.0652 | United Arab Emirates | Dubai | Infrastructure | Palm Jebel Ali | Public Access Road - Phase 1 | NAKHEEL | DBB | Award | 2024 | Remeasure | Pipework - Manholes And Pipework Ancillaries | K231.2 | Washout Chamber; In-Situ Concrete Double Triangle Heavy Duty, Triangle Ductile Iron Cover And Frame Including 150Mm Diameter Grp Cowl, Pipe Concrete Support, Excavation, Backfilling, 300X300X150 Sump Pit, Fittings, Accessories And All Ancillary Works As Necessary: 2400 X 1800Mm Washout Chamber | 2 | Nr | AED | 34771.57
GEVIN | 4 | 4.0652 | United Arab Emirates | Dubai | Infrastructure | Palm Jebel Ali | Public Access Road - Phase 1 | NAKHEEL | DBB | Award | 2024 | Remeasure | Pipework - Manholes And Pipework Ancillaries | K901.1 | Valve Box To Gate Valve; Including Excavation, Backfilling, Fittings, Accessories And All Ancillary Works As Necessary: To 160Mm Diameter | 4 | Nr | AED | 16740.02
GEVIN | 4 | 4.0652 | United Arab Emirates | Dubai | Infrastructure | Palm Jebel Ali | Public Access Road - Phase 1 | NAKHEEL | DBB | Award | 2024 | Remeasure | Pipework - Supports And Protection | L301.1 | Beds And Surrounds With Compacted Sand And Selected Backfill Materials Layer By Layer To Following Main And Distribution Irrigation Line Pipes And Fittings: 160Mm Diameter | 1000 | m | AED | 21.63
GEVIN | 4 | 4.0652 | United Arab Emirates | Dubai | Infrastructure | Palm Jebel Ali | Public Access Road - Phase 1 | NAKHEEL | DBB | Award | 2024 | Remeasure | Pipework - Supports And Protection | L301.2 | Beds And Surrounds With Compacted Sand And Selected Backfill Materials Layer By Layer To Following Main And Distribution Irrigation Line Pipes And Fittings: 200Mm Diameter | 181 | m | AED | 22.45
GEVIN | 4 | 4.0652 | United Arab Emirates | Dubai | Infrastructure | Palm Jebel Ali | Public Access Road - Phase 1 | NAKHEEL | DBB | Award | 2024 | Remeasure | Pipework - Supports And Protection | L721.1 | Thrust Block Including Concrete, Supports, Backfilling, Accessories And All Ancillary Works As Necessary: Thrust Block | 7 | Nr | AED | 1165.72
GEVIN | 4 | 4.0652 | United Arab Emirates | Dubai | Infrastructure | Palm Jebel Ali | Public Access Road - Phase 1 | NAKHEEL | DBB | Award | 2024 | Remeasure | Pipework - Supports And Protection | L821.1 | Concrete Surroundings; Including Class A Concrete, Warning Tape With Metallic Back Text, Backfill Materials, 75Mm Thick Class B Blinding Concrete, Accessories And All Ancillary Works As Necessary: To 160Mm Diameter | 76 | m | AED | 299.28
GEVIN | 4 | 4.0653 | United Arab Emirates | Dubai | Infrastructure | Palm Jebel Ali | Public Access Road - Phase 1 | NAKHEEL | DBB | Award | 2024 | Remeasure | Pipework - Supports And Protection | L821.2 | Concrete Surroundings; Including Class A Concrete, Warning Tape With Metallic Back Text, Backfill Materials, 75Mm Thick Class B Blinding Concrete, Accessories And All Ancillary Works As Necessary: 2 X 200Mm Diameter | 77 | m | AED | 457.92
GEVIN | 4 | 4.0653 | United Arab Emirates | Dubai | Infrastructure | Palm Jebel Ali | Public Access Road - Phase 1 | NAKHEEL | DBB | Award | 2024 | Remeasure | Pipework - Supports And Protection | L821.3 | Concrete Surroundings; Including Class A Concrete, Warning Tape With Metallic Back Text, Backfill Materials, 75Mm Thick Class B Blinding Concrete, Accessories And All Ancillary Works As Necessary: 1 X 200Mm Diameter | 96 | m | AED | 484.22
GEVIN | 4 | 4.0653 | United Arab Emirates | Dubai | Infrastructure | Palm Jebel Ali | Public Access Road - Phase 1 | NAKHEEL | DBB | Award | 2024 | Remeasure | Pipework - Supports And Protection | L821.4 | Protection Slab; Including Geotextile, 200Mm Precast Slab, Concrete Class A, Reinforcement, Accessories And All Ancillary Works As Necessary: To 160Mm Diameter | 17 | m | AED | 537.34
GEVIN | 4 | 4.0653 | United Arab Emirates | Dubai | Infrastructure | Palm Jebel Ali | Public Access Road - Phase 1 | NAKHEEL | DBB | Award | 2024 | Remeasure | Pipework - Supports And Protection | L821.5 | Duct Crossing Including All Ancillary Works As Necessary: 2 X 200Mm Diameter | 77 | m | AED | 303.67
GEVIN | 4 | 4.0653 | United Arab Emirates | Dubai | Infrastructure | Palm Jebel Ali | Public Access Road - Phase 1 | NAKHEEL | DBB | Award | 2024 | Remeasure | Pipework - Supports And Protection | L821.6 | Spare Duct Including All Ancillary Works As Necessary: 1 X 200Mm Diameter | 96 | m | AED | 220.98
GEVIN | 4 | 4.0653 | United Arab Emirates | Dubai | Infrastructure | Palm Jebel Ali | Public Access Road - Phase 1 | NAKHEEL | DBB | Award | 2024 | Remeasure | Pipework - Manholes And Pipework Ancillaries | K542.1 | Ducts: Supply, Lay And Joint Upvc Cable Ducts Laid In A Trench Beneath Carriageways Including Excavation, Backfilling, End Caps, Warning Tapes, Draw Cords, Studs, Concrete Duct Markers And Disposal Of Surplus Excavated Material Complete As Per The Specifications And Drawings.: 2 X 12 Way 150Mm Diameter Upvc Dewa-Ed Duct; Depth Not Exceeding 1.5M | 98 | m | AED | 1355.06
GEVIN | 4 | 4.0653 | United Arab Emirates | Dubai | Infrastructure | Palm Jebel Ali | Public Access Road - Phase 1 | NAKHEEL | DBB | Award | 2024 | Remeasure | Pipework - Manholes And Pipework Ancillaries | K542.2 | Ducts: Supply, Lay And Joint Upvc Cable Ducts Laid In A Trench Beneath Carriageways Including Excavation, Backfilling, End Caps, Warning Tapes, Draw Cords, Studs, Concrete Duct Markers And Disposal Of Surplus Excavated Material Complete As Per The Specifications And Drawings.: 4 Way 150Mm Diameter Upvc Lv Road Crossing Duct; Depth Not Exceeding 1.5M | 98 | m | AED | 258.87
GEVIN | 4 | 4.0653 | United Arab Emirates | Dubai | Infrastructure | Palm Jebel Ali | Public Access Road - Phase 1 | NAKHEEL | DBB | Award | 2024 | Remeasure | Pipework - Supports And Protection | L541.1 | Beds And Surrounds: Concrete Surround As Per The Specifications And Drawings: 2 X 12 Way 150Mm Diameter Upvc Dewa-Ed Duct; Depth Not Exceeding 1.5M | 98 | m | AED | 1326.2
GEVIN | 4 | 4.0653 | United Arab Emirates | Dubai | Infrastructure | Palm Jebel Ali | Public Access Road - Phase 1 | NAKHEEL | DBB | Award | 2024 | Remeasure | Pipework - Supports And Protection | L541.2 | Beds And Surrounds: Concrete Surround As Per The Specifications And Drawings: 4 Way 150Mm Diameter Upvc Lv Road Crossing Duct; Depth Not Exceeding 1.5M | 98 | m | AED | 375.38
GEVIN | 4 | 4.0653 | United Arab Emirates | Dubai | Infrastructure | Palm Jebel Ali | Public Access Road - Phase 1 | NAKHEEL | DBB | Award | 2024 | Remeasure | Miscellaneous Work | X900.1 | Main Pillar Foundation: Mass Concrete Foundation For Main Pillar As Detailed On Drawing; Including, Excavation, Backfilling, Compaction, Formwork, Concrete, Holding Down Chemical Anchor Bolts, Stainless Steel Cover Plate, Protection Of Holding Down Bolts, Nuts And Washer With Denso Tape, Bitumen Paint Etc. Complete As Per The Specifications And Drawings.: Main Pillar Foundation | 1 | Nr | AED | 1273.64
GEVIN | 4 | 4.0654 | United Arab Emirates | Dubai | Infrastructure | Palm Jebel Ali | Public Access Road - Phase 1 | NAKHEEL | DBB | Award | 2024 | Remeasure | Miscellaneous Work | X900.2 | Main Pillar Installation: Supply And Install Of Main Pillar Including Cables, Terminations, Testings, Fixings, Supports, Accessories And All Ancillary Works Complete As Per The Specifications And Drawings.: Main Pillar; Tcl = 93.27Kw | 1 | Nr | AED | 16251.47
GEVIN | 4 | 4.0654 | United Arab Emirates | Dubai | Infrastructure | Palm Jebel Ali | Public Access Road - Phase 1 | NAKHEEL | DBB | Award | 2024 | Remeasure | Miscellaneous Work | X900.3 | Trench Excavation: Trench Excavation Including Backfill With Selected Excavated Material And Disposal Of Surplus Excavated Material To Spoil Heaps On Designated Area On Site To Be Determined By The Engineer.: Depth 1.5M, Minimum Width 0.6M | 480 | m | AED | 51.06
GEVIN | 4 | 4.0654 | United Arab Emirates | Dubai | Infrastructure | Palm Jebel Ali | Public Access Road - Phase 1 | NAKHEEL | DBB | Award | 2024 | Remeasure | Miscellaneous Work | X900.4 | Beds And Surrounds: Stone Free Sand Bed And Surround Including Warning Tapes As Per Specifications And Drawings.: Depth 1.5M, Minimum Width 0.6M | 480 | m | AED | 16.6
GEVIN | 4 | 4.0654 | United Arab Emirates | Dubai | Infrastructure | Palm Jebel Ali | Public Access Road - Phase 1 | NAKHEEL | DBB | Award | 2024 | Remeasure | Miscellaneous Work | X900.5 | Supply And Lay Of Cables Including All Terminations, Fixings, Supports, Accessories And All Ancillary Works Complete As Per The Specifications And Drawings.: 4C X 150Mm² Cu/Xlpe/Swa/Mdpe + 1C X 95Mm² Cu/Ecc Cable: From Main Pillar To Motor Control Center | 321 | m | AED | 551.1
GEVIN | 4 | 4.0654 | United Arab Emirates | Dubai | Infrastructure | Palm Jebel Ali | Public Access Road - Phase 1 | NAKHEEL | DBB | Award | 2024 | Remeasure | Miscellaneous Work | X900.6 | Supply And Lay Of Cables Including All Terminations, Fixings, Supports, Accessories And All Ancillary Works Complete As Per The Specifications And Drawings.: 4C X 300Mm² Cu/Xlpe/Swa/Mdpe + 1C X 150Mm² Cu/Ecc Cable: From Ex. Pk10786 To Main Pillar | 172 | m | AED | 936.1
GEVIN | 4 | 4.0654 | United Arab Emirates | Dubai | Infrastructure | Palm Jebel Ali | Public Access Road - Phase 1 | NAKHEEL | DBB | Award | 2024 | Remeasure | Miscellaneous Work | X900.7 | Warning Tape 250Mm Wide With English And Arabic Written As Approved By Rta Road Lighting. | 478 | m | AED | 4.13
GEVIN | 4 | 4.0654 | United Arab Emirates | Dubai | Infrastructure | Palm Jebel Ali | Public Access Road - Phase 1 | NAKHEEL | DBB | Award | 2024 | Remeasure | Miscellaneous Work | X900.8 | Route Marker 2.5Mm Thick Rigid Pvc Interlocked Tiles For Main Cables From S/S To Fp With English And Arabic Writing As Approved By Rta Road Lighting. | 165 | m | AED | 18.15
GEVIN | 4 | 4.0654 | United Arab Emirates | Dubai | Infrastructure | Palm Jebel Ali | Public Access Road - Phase 1 | NAKHEEL | DBB | Award | 2024 | Remeasure | Miscellaneous Work | X900.9 | Earthing System: Supply And Install Complete Earthing System Cast Iron Plaque Lettered Earth Rod Into Concrete Slab (Precast), 70Mm² Single Core Copper Earth Wire To The Column Mass Concrete Surround And 2 Layers Denso Tape.: Earth Pits | 1 | Nr | AED | 6068.73
GEVIN | 4 | 4.0654 | United Arab Emirates | Dubai | Infrastructure | Palm Jebel Ali | Public Access Road - Phase 1 | NAKHEEL | DBB | Award | 2024 | Remeasure | Miscellaneous Work | X900.13 | Existing Cable To Be Lowered As Per Dewa'S Standards; Including Fixings, Supports, Making Good, Disposal To Approved Location, Accessories And All Ancillary Works As Necessary, Complete As Per The Specifications And Drawings.: 1 X 11Kv Cable | 19 | m | AED | 136.83
GEVIN | 4 | 4.0655 | United Arab Emirates | Dubai | Infrastructure | Palm Jebel Ali | Public Access Road - Phase 1 | NAKHEEL | DBB | Award | 2024 | Remeasure | Pipework - Manholes And Pipework Ancillaries | K542 | Ducts: Supply And Installation Of Cable Duct Laid In Trenches Below Paving Including Excavation, Backfilling, End Caps, Warning Tapes, Draw Ropes, Disposal Of Surplus Excavated Material Etc. As Per Specifications And Drawings.: 6 - Way 100Mm Upvc Telecom Spare Road Crossing Duct; Depth Not Exceeding 1.5M | 66 | m | AED | 316.19
GEVIN | 4 | 4.0655 | United Arab Emirates | Dubai | Infrastructure | Palm Jebel Ali | Public Access Road - Phase 1 | NAKHEEL | DBB | Award | 2024 | Remeasure | Pipework - Supports And Protection | L511 | Beds And Surrounds: Sand Beds & Surround Including Warning Tape As Per Specifications And Drawings.: 6 - Way 100Mm Upvc Telecom Spare Road Crossing Duct; Depth Not Exceeding 1.5M | 66 | m | AED | 35.77
GEVIN | 4 | 4.0655 | United Arab Emirates | Dubai | Infrastructure | Palm Jebel Ali | Public Access Road - Phase 1 | NAKHEEL | DBB | Award | 2024 | Remeasure | Pipework - Manholes And Pipework Ancillaries | K522 | Ducts: Supply, Lay And Joint Lighting Cable Ducts Of Class C Laid In Trench Below Driveway Including Excavation, Backfilling, End Caps, Warning Tapes, 8Mm Diameter Draw Cords, Studs, Duct Markers And Disposal Of Surplus Excavated Material Complete As Per The Specifications And Drawings.: 2-Way 100Mm Diameter Upvc Street Lighting Road Crossing Duct; Depth Not Exceeding 1.5M | 85 | m | AED | 142.98
GEVIN | 4 | 4.0655 | United Arab Emirates | Dubai | Infrastructure | Palm Jebel Ali | Public Access Road - Phase 1 | NAKHEEL | DBB | Award | 2024 | Remeasure | Pipework - Supports And Protection | L511 | Beds And Surrounds Including Warning Tape: Concrete Surrounds To Road Crossing Duct Including Lean Concrete, Reinforcement, Waterproofing And Coal Tar Epoxy As Applicable As Per The Specifications And Drawings.: 2-Way 100Mm Diameter Upvc Street Lighting Road Crossing Duct; Depth Not Exceeding 1.5M | 85 | m | AED | 180.58
GEVIN | 4 | 4.0655 | United Arab Emirates | Dubai | Infrastructure | Palm Jebel Ali | Public Access Road - Phase 1 | NAKHEEL | DBB | Award | 2024 | Remeasure | Miscellaneous Work | X900.1 | Lighting Pole Foundation: Mass Concrete High Lighting Column Bases, Stainless Steel Cover Plate, Bolts With Wedge And Foundation; Including Excavation, Backfilling, Compaction, Formwork, Concrete, Holding Down Bolts, Nuts And Washer With Denso Tape (Before Casting And After Erection), Bitumen Paint Etc. Complete As Per The Specifications And Drawings.: 10M High Lighting Pole Foundation | 20 | Nr | AED | 1132.44
GEVIN | 4 | 4.0655 | United Arab Emirates | Dubai | Infrastructure | Palm Jebel Ali | Public Access Road - Phase 1 | NAKHEEL | DBB | Award | 2024 | Remeasure | Miscellaneous Work | X900.2 | Lighting Pole Installation: Supply And Install Of Lighting Column And Accessories; Including Brackets, Luminaries, Cut-Outs, Terminate Cables, Commission, Grouting Of Base Plate, Handling Etc. Complete As Per The Specifications And Drawings.: 10M Decorative Pole With 1 X (100W - 110W) Led Luminarie (Pc Rate = Aed 35,000/Nr.) | 1 | Nr | AED | 48818.11
GEVIN | 4 | 4.0655 | United Arab Emirates | Dubai | Infrastructure | Palm Jebel Ali | Public Access Road - Phase 1 | NAKHEEL | DBB | Award | 2024 | Remeasure | Miscellaneous Work | X900.3 | Lighting Pole Installation: Supply And Install Of Lighting Column And Accessories; Including Brackets, Luminaries, Cut-Outs, Terminate Cables, Commission, Grouting Of Base Plate, Handling Etc. Complete As Per The Specifications And Drawings.: 10M Decorative Pole With 2 X (100W - 110W) Led Luminarie (Pc Rate = Aed 40,000/Nr.) | 19 | Nr | AED | 55617.76
GEVIN | 4 | 4.0655 | United Arab Emirates | Dubai | Infrastructure | Palm Jebel Ali | Public Access Road - Phase 1 | NAKHEEL | DBB | Award | 2024 | Remeasure | Miscellaneous Work | X900.5 | Trench Excavation: Trench Excavation Including Backfill With Selected Excavated Material And Disposal Of Surplus Excavated Material To Spoil Heaps On Designated Area On Site To Be Determined By The Engineer.: Depth 1.2M, Minimum Width 1.0M | 957 | m | AED | 53.95
GEVIN | 4 | 4.0655 | United Arab Emirates | Dubai | Infrastructure | Palm Jebel Ali | Public Access Road - Phase 1 | NAKHEEL | DBB | Award | 2024 | Remeasure | Miscellaneous Work | X900.6 | Beds And Surrounds: Stone Free Sand Bed And Surround Including Warning Tape As Per Specifications And Drawings.: Depth 1.2M, Minimum Width 1.0M | 957 | m | AED | 27.9
GEVIN | 4 | 4.0655 | United Arab Emirates | Dubai | Infrastructure | Palm Jebel Ali | Public Access Road - Phase 1 | NAKHEEL | DBB | Award | 2024 | Remeasure | Miscellaneous Work | X900.7 | Supply And Lay Of Cables Including All Terminations, Fixings, Supports, Accessories And All Ancillary Works Complete As Per The Specifications And Drawings.: 4C X 25Mm² Cu Xlpe/Swa/Mdpe + 1C X 16Mm² Cu Ecc Cable: From Ex. Slfp-02 To Street Lights | 913 | m | AED | 93.47
GEVIN | 4 | 4.0655 | United Arab Emirates | Dubai | Infrastructure | Palm Jebel Ali | Public Access Road - Phase 1 | NAKHEEL | DBB | Award | 2024 | Remeasure | Miscellaneous Work | X900.8 | Supply And Lay Of Cables Including All Terminations, Fixings, Supports, Accessories And All Ancillary Works Complete As Per The Specifications And Drawings.: 4C X 70Mm² Cu Xlpe/Swa/Mdpe + 1C X 35Mm² Cu Ecc Cable: From Main Pillar To Ex. Slfp-02 | 119 | m | AED | 255.82
GEVIN | 4 | 4.0656 | United Arab Emirates | Dubai | Infrastructure | Palm Jebel Ali | Public Access Road - Phase 1 | NAKHEEL | DBB | Award | 2024 | Remeasure | Miscellaneous Work | X900.9 | Supply And Lay Of Cables Including All Terminations, Fixings, Supports, Accessories And All Ancillary Works Complete As Per The Specifications And Drawings.: 4C X 70Mm² Cu Xlpe/Swa/Mdpe + 1C X 35Mm² Cu Ecc Cable: Warning Tape 250Mm Wide With English And Arabic Written As Approved By Rta Road Lighting. | 957 | m | AED | 3.67
GEVIN | 4 | 4.0656 | United Arab Emirates | Dubai | Infrastructure | Palm Jebel Ali | Public Access Road - Phase 1 | NAKHEEL | DBB | Award | 2024 | Remeasure | Miscellaneous Work | X900.10 | Supply And Lay Of Cables Including All Terminations, Fixings, Supports, Accessories And All Ancillary Works Complete As Per The Specifications And Drawings.: 4C X 70Mm² Cu Xlpe/Swa/Mdpe + 1C X 35Mm² Cu Ecc Cable: Route Marker 2.5Mm Thick Rigid Pvc Interlocked Tiles For Main Cables From S/S To Fp With English And Arabic Writing As Approved By Rta Road Lighting. | 115 | m | AED | 18.05
GEVIN | 4 | 4.0656 | United Arab Emirates | Dubai | Infrastructure | Palm Jebel Ali | Public Access Road - Phase 1 | NAKHEEL | DBB | Award | 2024 | Remeasure | Miscellaneous Work | X900.11 | Earthing System: Supply And Install Complete Earthing System Cast Iron Plaque Lettered Earth Rod Into Concrete Slab (Precast), 70Mm² Single Core Copper Earth Wire To The Column Mass Concrete Surround And 2 Layers Denso Tape.: Earth Pits | 1 | Nr | AED | 5985.15
GEVIN | 4 | 4.0656 | United Arab Emirates | Dubai | Infrastructure | Palm Jebel Ali | Public Access Road - Phase 1 | NAKHEEL | DBB | Award | 2024 | Remeasure | Miscellaneous Work | X900.13 | Existing Street Lighting Poles And Led Lights To Be Demolished / Dismantled, Returned, Delivered To Developer Store And Replaced By Proposed Decorative Poles And Led Lights; Including Fixings, Hangers, Supports, Making Good, Disposal To Approved Location, Accessories And All Ancillary Works As Necessary, Complete As Per The Specifications And Drawings.: Existing Street Lighting Poles And Led Lights To Be Demolished / Dismantled, Returned, Delivered To Developer Store | 19 | Nr | AED | 2571.86
GEVIN | 4 | 4.0656 | United Arab Emirates | Dubai | Infrastructure | Palm Jebel Ali | Public Access Road - Phase 1 | NAKHEEL | DBB | Award | 2024 | Remeasure | Pipework - Manholes And Pipework Ancillaries | K532 | Supply, Lay And Joint Cable Ducts Laid In A Trench Including Excavation, Backfilling, End Caps, Warning Tapes, Draw Cords, Studs, Concrete Duct Markers And Disposal Of Surplus Excavated Material Complete As Per The Specifications And Drawings.: 2W+1W 150Mm Diameter Upvc Split And Spare Duct; Depth Not Exceeding 1.5M | 12 | m | AED | 437.64
GEVIN | 4 | 4.0656 | United Arab Emirates | Dubai | Infrastructure | Palm Jebel Ali | Public Access Road - Phase 1 | NAKHEEL | DBB | Award | 2024 | Remeasure | Pipework - Supports And Protection | L511 | Beds And Surrounds Including Warning Tape: Sand Beds And Surround Of Duct As Per Specifications And Drawings.: 2W+1W 150Mm Diameter Upvc Split And Spare Duct; Depth Not Exceeding 1.5M | 12 | m | AED | 256.67
GEVIN | 4 | 4.0656 | United Arab Emirates | Dubai | Infrastructure | Palm Jebel Ali | Public Access Road - Phase 1 | NAKHEEL | DBB | Award | 2024 | Remeasure | Simple Building Works Incidental To Civil Engineering Works | Z900.5 | Pump Room: Grp Kiosk; Comprising Enclosures And Roof; Including Supports, Fixings, Accessories And All Ancillary Works As Necessary: Size 7600 X 6600 X 3000Mm High | 1 | Nr | AED | 143000.62
GEVIN | 4 | 4.0656 | United Arab Emirates | Dubai | Infrastructure | Palm Jebel Ali | Public Access Road - Phase 1 | NAKHEEL | DBB | Award | 2024 | Remeasure | Simple Building Works Incidental To Civil Engineering Works | Z900.6 | Pump Room: Grp Kiosk; Comprising Enclosures And Roof; Including Supports, Fixings, Accessories And All Ancillary Works As Necessary: Extra-Over For Double Leaf Door; Size 2415 X 2700Mm High | 1 | Nr | AED | 13598.06
GEVIN | 4 | 4.0656 | United Arab Emirates | Dubai | Infrastructure | Palm Jebel Ali | Public Access Road - Phase 1 | NAKHEEL | DBB | Award | 2024 | Remeasure | Simple Building Works Incidental To Civil Engineering Works | Z900.7 | Hvac Installation: Dx System - Fan Coil Unit Package Including Condensing Unit, Cooling Coil, Fan, Motor, Drain Pan, Control Panel, Thermostat, Connection To Nearest Power Supply, Supports, Vibration Isolators, Filters, Flexible Connections, Fittings And All Necessary Accessories: Ac-Iu-01/ Ac-Ou-01; 1.5Ton/18,000Btu/Hr | 1 | Nr | AED | 28036.92
GEVIN | 4 | 4.0656 | United Arab Emirates | Dubai | Infrastructure | Palm Jebel Ali | Public Access Road - Phase 1 | NAKHEEL | DBB | Award | 2024 | Remeasure | Simple Building Works Incidental To Civil Engineering Works | Z900.8 | Hvac Installation: Dx System - Fan Coil Unit Package Including Condensing Unit, Cooling Coil, Fan, Motor, Drain Pan, Control Panel, Thermostat, Connection To Nearest Power Supply, Supports, Vibration Isolators, Filters, Flexible Connections, Fittings And All Necessary Accessories: Ac-Iu-02/ Ac-Ou-02; 1.5Ton/18,000Btu/Hr | 1 | Nr | AED | 28036.92
GEVIN | 4 | 4.0657 | United Arab Emirates | Dubai | Infrastructure | Palm Jebel Ali | Public Access Road - Phase 1 | NAKHEEL | DBB | Award | 2024 | Remeasure | Simple Building Works Incidental To Civil Engineering Works | Z511.1 | Hvac Installation: Piping Installation; Including Supports, Hangers, Markings, Insulations, Paintings And All Ancillary Works As Necessary: Refrigerant Pipes; Various Sizes | 11 | m | AED | 335.5
GEVIN | 4 | 4.0657 | United Arab Emirates | Dubai | Infrastructure | Palm Jebel Ali | Public Access Road - Phase 1 | NAKHEEL | DBB | Award | 2024 | Remeasure | Pipework - Manholes And Pipework Ancillaries | K231.1 | Drainage Installation: Overflow Chamber; Including Gastight Cast Iron Frame And Cover, Acid Resistance Coating, Excavation, Backfilling, Accessories And All Ancillary Works As Necessary: Of1; 600 X 600Mm | 1 | Nr | AED | 2561.67
GEVIN | 4 | 4.0657 | United Arab Emirates | Dubai | Infrastructure | Palm Jebel Ali | Public Access Road - Phase 1 | NAKHEEL | DBB | Award | 2024 | Remeasure | Pipework - Manholes And Pipework Ancillaries | K231.2 | Drainage Installation: Overflow Chamber; Including Gastight Cast Iron Frame And Cover, Acid Resistance Coating, Excavation, Backfilling, Accessories And All Ancillary Works As Necessary: Of2; 600 X 600Mm | 1 | Nr | AED | 2561.67
GEVIN | 4 | 4.0657 | United Arab Emirates | Dubai | Infrastructure | Palm Jebel Ali | Public Access Road - Phase 1 | NAKHEEL | DBB | Award | 2024 | Remeasure | Pipework - Manholes And Pipework Ancillaries | K231.3 | Drainage Installation: Overflow Chamber; Including Gastight Cast Iron Frame And Cover, Acid Resistance Coating, Excavation, Backfilling, Accessories And All Ancillary Works As Necessary: Of3; 600 X 600Mm | 1 | Nr | AED | 2561.67
GEVIN | 4 | 4.0657 | United Arab Emirates | Dubai | Infrastructure | Palm Jebel Ali | Public Access Road - Phase 1 | NAKHEEL | DBB | Award | 2024 | Remeasure | Pipework - Manholes And Pipework Ancillaries | K231.4 | Drainage Installation: Overflow Chamber; Including Gastight Cast Iron Frame And Cover, Acid Resistance Coating, Excavation, Backfilling, Accessories And All Ancillary Works As Necessary: Of4; 600 X 600Mm | 1 | Nr | AED | 2561.67
GEVIN | 4 | 4.0657 | United Arab Emirates | Dubai | Infrastructure | Palm Jebel Ali | Public Access Road - Phase 1 | NAKHEEL | DBB | Award | 2024 | Remeasure | Pipework - Manholes And Pipework Ancillaries | K231.5 | Drainage Installation: Overflow Chamber; Including Gastight Cast Iron Frame And Cover, Acid Resistance Coating, Excavation, Backfilling, Accessories And All Ancillary Works As Necessary: Of5; 600 X 600Mm | 1 | Nr | AED | 2561.67
GEVIN | 4 | 4.0657 | United Arab Emirates | Dubai | Infrastructure | Palm Jebel Ali | Public Access Road - Phase 1 | NAKHEEL | DBB | Award | 2024 | Remeasure | Pipework - Manholes And Pipework Ancillaries | K231.6 | Soak Away Chamber; Including Gastight Cast Iron Frame And Cover, Acid Resistance Coating, Excavation, Backfilling, Accessories And All Ancillary Works As Necessary: 1200 X 1200Mm | 1 | Nr | AED | 9311.54
GEVIN | 4 | 4.0657 | United Arab Emirates | Dubai | Infrastructure | Palm Jebel Ali | Public Access Road - Phase 1 | NAKHEEL | DBB | Award | 2024 | Remeasure | Pipework - Manholes And Pipework Ancillaries | K231.7 | Drain Pit; Including Medium Duty Grating Cover, Excavation, Backfilling, Accessories And All Ancillary Works As Necessary: 600 X 600Mm | 2 | Nr | AED | 2561.67
GEVIN | 4 | 4.0657 | United Arab Emirates | Dubai | Infrastructure | Palm Jebel Ali | Public Access Road - Phase 1 | NAKHEEL | DBB | Award | 2024 | Remeasure | Simple Building Works Incidental To Civil Engineering Works | Z900.9 | Fire Protection Installation: Accessories; Including Hangers, Supports, Fixings And All Ancillary Works As Necessary: 5Kg Co2 Fire Extinguisher | 1 | Nr | AED | 334.4
GEVIN | 4 | 4.0658 | United Arab Emirates | Dubai | Infrastructure | Palm Jebel Ali | Public Access Road - Phase 1 | NAKHEEL | DBB | Award | 2024 | Remeasure | Pipework - Pipes | I912.1 | Irrigation Network Installation: Irrigation Distribution Line Upvc Above Ground Pipes And Fittings Including Straight Joints, Flexible Joints And All Ancillary Works As Necessary: 110Mm Diameter | 6 | m | AED | 102.3
GEVIN | 4 | 4.0658 | United Arab Emirates | Dubai | Infrastructure | Palm Jebel Ali | Public Access Road - Phase 1 | NAKHEEL | DBB | Award | 2024 | Remeasure | Pipework - Pipes | I912.2 | Irrigation Network Installation: Irrigation Distribution Line Upvc Above Ground Pipes And Fittings Including Straight Joints, Flexible Joints And All Ancillary Works As Necessary: 160Mm Diameter | 77 | m | AED | 173.8
GEVIN | 4 | 4.0658 | United Arab Emirates | Dubai | Infrastructure | Palm Jebel Ali | Public Access Road - Phase 1 | NAKHEEL | DBB | Award | 2024 | Remeasure | Pipework - Pipes | I912.3 | Irrigation Network Installation: Irrigation Distribution Line Upvc Above Ground Pipes And Fittings Including Straight Joints, Flexible Joints And All Ancillary Works As Necessary: 200Mm Diameter | 4 | m | AED | 276.1
GEVIN | 4 | 4.0658 | United Arab Emirates | Dubai | Infrastructure | Palm Jebel Ali | Public Access Road - Phase 1 | NAKHEEL | DBB | Award | 2024 | Remeasure | Pipework - Pipes | I912.4 | Irrigation Distribution Line Mild Steel Schedule 80 Above Ground Pipes And Fittings Including Straight Joints, Flexible Joints And All Ancillary Works As Necessary: 150Mm Diameter | 145 | m | AED | 577.5
GEVIN | 4 | 4.0658 | United Arab Emirates | Dubai | Infrastructure | Palm Jebel Ali | Public Access Road - Phase 1 | NAKHEEL | DBB | Award | 2024 | Remeasure | Pipework - Pipes | I912.5 | Irrigation Distribution Line Mild Steel Schedule 80 Above Ground Pipes And Fittings Including Straight Joints, Flexible Joints And All Ancillary Works As Necessary: 160Mm Diameter | 27 | m | AED | 577.5
GEVIN | 4 | 4.0658 | United Arab Emirates | Dubai | Infrastructure | Palm Jebel Ali | Public Access Road - Phase 1 | NAKHEEL | DBB | Award | 2024 | Remeasure | Pipework - Pipes | I912.6 | Irrigation Distribution Line Mild Steel Schedule 80 Above Ground Pipes And Fittings Including Straight Joints, Flexible Joints And All Ancillary Works As Necessary: 200Mm Diameter | 22 | m | AED | 843.7
GEVIN | 4 | 4.0658 | United Arab Emirates | Dubai | Infrastructure | Palm Jebel Ali | Public Access Road - Phase 1 | NAKHEEL | DBB | Award | 2024 | Remeasure | Simple Building Works Incidental To Civil Engineering Works | Z512.1 | Irrigation Network Line Fittings; Including Supports, Hangers And All Ancillary Works As Necessary: 90° Bend; 110Mm Diameter | 1 | Nr | AED | 427.9
GEVIN | 4 | 4.0658 | United Arab Emirates | Dubai | Infrastructure | Palm Jebel Ali | Public Access Road - Phase 1 | NAKHEEL | DBB | Award | 2024 | Remeasure | Simple Building Works Incidental To Civil Engineering Works | Z512.2 | Irrigation Network Line Fittings; Including Supports, Hangers And All Ancillary Works As Necessary: 90° Bend; 110Mm Diameter | 6 | Nr | AED | 427.9
GEVIN | 4 | 4.0658 | United Arab Emirates | Dubai | Infrastructure | Palm Jebel Ali | Public Access Road - Phase 1 | NAKHEEL | DBB | Award | 2024 | Remeasure | Simple Building Works Incidental To Civil Engineering Works | Z512.3 | Irrigation Network Line Fittings; Including Supports, Hangers And All Ancillary Works As Necessary: 90° Bend; 150Mm Diameter | 34 | Nr | AED | 1046.91
GEVIN | 4 | 4.0658 | United Arab Emirates | Dubai | Infrastructure | Palm Jebel Ali | Public Access Road - Phase 1 | NAKHEEL | DBB | Award | 2024 | Remeasure | Simple Building Works Incidental To Civil Engineering Works | Z512.4 | Irrigation Network Line Fittings; Including Supports, Hangers And All Ancillary Works As Necessary: 90° Bend; 160Mm Diameter | 1 | Nr | AED | 1449.19
GEVIN | 4 | 4.0659 | United Arab Emirates | Dubai | Infrastructure | Palm Jebel Ali | Public Access Road - Phase 1 | NAKHEEL | DBB | Award | 2024 | Remeasure | Simple Building Works Incidental To Civil Engineering Works | Z512.5 | Irrigation Network Line Fittings; Including Supports, Hangers And All Ancillary Works As Necessary: 90° Bend; 200Mm Diameter | 4 | Nr | AED | 816.2
GEVIN | 4 | 4.0659 | United Arab Emirates | Dubai | Infrastructure | Palm Jebel Ali | Public Access Road - Phase 1 | NAKHEEL | DBB | Award | 2024 | Remeasure | Simple Building Works Incidental To Civil Engineering Works | Z512.6 | Irrigation Network Line Fittings; Including Supports, Hangers And All Ancillary Works As Necessary: Tee; 150 X 100Mm Diameter | 2 | Nr | AED | 1332.91
GEVIN | 4 | 4.0659 | United Arab Emirates | Dubai | Infrastructure | Palm Jebel Ali | Public Access Road - Phase 1 | NAKHEEL | DBB | Award | 2024 | Remeasure | Simple Building Works Incidental To Civil Engineering Works | Z512.7 | Irrigation Network Line Fittings; Including Supports, Hangers And All Ancillary Works As Necessary: Tee; 150 X 150Mm Diameter | 7 | Nr | AED | 1347.21
GEVIN | 4 | 4.0659 | United Arab Emirates | Dubai | Infrastructure | Palm Jebel Ali | Public Access Road - Phase 1 | NAKHEEL | DBB | Award | 2024 | Remeasure | Simple Building Works Incidental To Civil Engineering Works | Z512.8 | Irrigation Network Line Fittings; Including Supports, Hangers And All Ancillary Works As Necessary: Tee; 200 X 150Mm Diameter | 9 | Nr | AED | 1144
GEVIN | 4 | 4.0659 | United Arab Emirates | Dubai | Infrastructure | Palm Jebel Ali | Public Access Road - Phase 1 | NAKHEEL | DBB | Award | 2024 | Remeasure | Simple Building Works Incidental To Civil Engineering Works | Z512.9 | Irrigation Network Line Fittings; Including Supports, Hangers And All Ancillary Works As Necessary: Stepped Coupler; 150Mm Diameter | 3 | Nr | AED | 3575.02
GEVIN | 4 | 4.0659 | United Arab Emirates | Dubai | Infrastructure | Palm Jebel Ali | Public Access Road - Phase 1 | NAKHEEL | DBB | Award | 2024 | Remeasure | Simple Building Works Incidental To Civil Engineering Works | Z512.10 | Irrigation Network Line Fittings; Including Supports, Hangers And All Ancillary Works As Necessary: Stepped Coupler; 200Mm Diameter | 1 | Nr | AED | 4585.92
GEVIN | 4 | 4.0659 | United Arab Emirates | Dubai | Infrastructure | Palm Jebel Ali | Public Access Road - Phase 1 | NAKHEEL | DBB | Award | 2024 | Remeasure | Simple Building Works Incidental To Civil Engineering Works | Z512.11 | Irrigation Network Line Fittings; Including Supports, Hangers And All Ancillary Works As Necessary: Y-Type Strainer; 150Mm Diameter | 3 | Nr | AED | 6724.33
GEVIN | 4 | 4.0659 | United Arab Emirates | Dubai | Infrastructure | Palm Jebel Ali | Public Access Road - Phase 1 | NAKHEEL | DBB | Award | 2024 | Remeasure | Simple Building Works Incidental To Civil Engineering Works | Z512.12 | Irrigation Network Line Fittings; Including Supports, Hangers And All Ancillary Works As Necessary: Black Flange; 150Mm Diameter | 3 | Nr | AED | 600.31
GEVIN | 4 | 4.0659 | United Arab Emirates | Dubai | Infrastructure | Palm Jebel Ali | Public Access Road - Phase 1 | NAKHEEL | DBB | Award | 2024 | Remeasure | Simple Building Works Incidental To Civil Engineering Works | Z512.13 | Irrigation Network Line Fittings; Including Supports, Hangers And All Ancillary Works As Necessary: Flange Adaptor; 150Mm Diameter | 1 | Nr | AED | 631.4
GEVIN | 4 | 4.0659 | United Arab Emirates | Dubai | Infrastructure | Palm Jebel Ali | Public Access Road - Phase 1 | NAKHEEL | DBB | Award | 2024 | Remeasure | Simple Building Works Incidental To Civil Engineering Works | Z512.14 | Irrigation Network Line Fittings; Including Supports, Hangers And All Ancillary Works As Necessary: Reducer Flat Taper; 150Mm Diameter | 3 | Nr | AED | 596.2
GEVIN | 4 | 4.0659 | United Arab Emirates | Dubai | Infrastructure | Palm Jebel Ali | Public Access Road - Phase 1 | NAKHEEL | DBB | Award | 2024 | Remeasure | Simple Building Works Incidental To Civil Engineering Works | Z512.15 | Dismantling Joint; 100Mm Diameter | 2 | Nr | AED | 1012
GEVIN | 4 | 4.066 | United Arab Emirates | Dubai | Infrastructure | Palm Jebel Ali | Public Access Road - Phase 1 | NAKHEEL | DBB | Award | 2024 | Remeasure | Simple Building Works Incidental To Civil Engineering Works | Z512.16 | Dismantling Joint; 150Mm Diameter | 10 | Nr | AED | 1247.41
GEVIN | 4 | 4.066 | United Arab Emirates | Dubai | Infrastructure | Palm Jebel Ali | Public Access Road - Phase 1 | NAKHEEL | DBB | Award | 2024 | Remeasure | Simple Building Works Incidental To Civil Engineering Works | Z512.17 | Dismantling Joint; 200Mm Diameter | 5 | Nr | AED | 1515.81
GEVIN | 4 | 4.066 | United Arab Emirates | Dubai | Infrastructure | Palm Jebel Ali | Public Access Road - Phase 1 | NAKHEEL | DBB | Award | 2024 | Remeasure | Simple Building Works Incidental To Civil Engineering Works | Z510.1 | Gate Valve With Handwheel; To Irrigation Distribution Line Including Supports, Fittings, Accessories And All Ancillary Works As Necessary: 100Mm Diameter | 1 | Nr | AED | 1570.81
GEVIN | 4 | 4.066 | United Arab Emirates | Dubai | Infrastructure | Palm Jebel Ali | Public Access Road - Phase 1 | NAKHEEL | DBB | Award | 2024 | Remeasure | Simple Building Works Incidental To Civil Engineering Works | Z510.2 | Gate Valve With Handwheel; To Irrigation Distribution Line Including Supports, Fittings, Accessories And All Ancillary Works As Necessary: 150Mm Diameter | 9 | Nr | AED | 2486.01
GEVIN | 4 | 4.066 | United Arab Emirates | Dubai | Infrastructure | Palm Jebel Ali | Public Access Road - Phase 1 | NAKHEEL | DBB | Award | 2024 | Remeasure | Simple Building Works Incidental To Civil Engineering Works | Z510.3 | Gate Valve With Handwheel; To Irrigation Distribution Line Including Supports, Fittings, Accessories And All Ancillary Works As Necessary: 200Mm Diameter | 6 | Nr | AED | 3210.91
GEVIN | 4 | 4.066 | United Arab Emirates | Dubai | Infrastructure | Palm Jebel Ali | Public Access Road - Phase 1 | NAKHEEL | DBB | Award | 2024 | Remeasure | Simple Building Works Incidental To Civil Engineering Works | Z510.4 | Isolation Valve; To Irrigation Distribution Line Including Supports, Fittings, Accessories And All Ancillary Works As Necessary: 150Mm Diameter | 5 | Nr | AED | 2486.01
GEVIN | 4 | 4.066 | United Arab Emirates | Dubai | Infrastructure | Palm Jebel Ali | Public Access Road - Phase 1 | NAKHEEL | DBB | Award | 2024 | Remeasure | Simple Building Works Incidental To Civil Engineering Works | Z510.5 | Non Return Valve; To Irrigation Distribution Line Including Supports, Fittings, Accessories And All Ancillary Works As Necessary: 150Mm Diameter | 4 | Nr | AED | 5412.02
GEVIN | 4 | 4.066 | United Arab Emirates | Dubai | Infrastructure | Palm Jebel Ali | Public Access Road - Phase 1 | NAKHEEL | DBB | Award | 2024 | Remeasure | Simple Building Works Incidental To Civil Engineering Works | Z510.5 | Non Return Valve; To Irrigation Distribution Line Including Supports, Fittings, Accessories And All Ancillary Works As Necessary: 200Mm Diameter | 1 | Nr | AED | 7833.13
GEVIN | 4 | 4.066 | United Arab Emirates | Dubai | Infrastructure | Palm Jebel Ali | Public Access Road - Phase 1 | NAKHEEL | DBB | Award | 2024 | Remeasure | Simple Building Works Incidental To Civil Engineering Works | Z510.6 | Motorized Gate Valve; To Irrigation Distribution Line Including Supports, Fittings, Accessories And All Ancillary Works As Necessary: 150Mm Diameter | 2 | Nr | AED | 42993.69
GEVIN | 4 | 4.066 | United Arab Emirates | Dubai | Infrastructure | Palm Jebel Ali | Public Access Road - Phase 1 | NAKHEEL | DBB | Award | 2024 | Remeasure | Simple Building Works Incidental To Civil Engineering Works | Z510.7 | Float Valve Non Modulating Type; To Irrigation Distribution Line Including Supports, Fittings, Accessories And All Ancillary Works As Necessary: 150Mm Diameter | 4 | Nr | AED | 24414.61
GEVIN | 4 | 4.0661 | United Arab Emirates | Dubai | Infrastructure | Palm Jebel Ali | Public Access Road - Phase 1 | NAKHEEL | DBB | Award | 2024 | Remeasure | Simple Building Works Incidental To Civil Engineering Works | Z510.8 | Electromagnetic Flow Meter Assembly; To Irrigation Distribution Line Including Supports, Fittings, Accessories And All Ancillary Works As Necessary: 150Mm Diameter | 1 | Nr | AED | 16569.37
GEVIN | 4 | 4.0661 | United Arab Emirates | Dubai | Infrastructure | Palm Jebel Ali | Public Access Road - Phase 1 | NAKHEEL | DBB | Award | 2024 | Remeasure | Simple Building Works Incidental To Civil Engineering Works | Z510.9 | Electromagnetic Flow Meter Assembly; To Irrigation Distribution Line Including Supports, Fittings, Accessories And All Ancillary Works As Necessary: 200Mm Diameter | 1 | Nr | AED | 19437.08
GEVIN | 4 | 4.0661 | United Arab Emirates | Dubai | Infrastructure | Palm Jebel Ali | Public Access Road - Phase 1 | NAKHEEL | DBB | Award | 2024 | Remeasure | Pipework - Manholes And Pipework Ancillaries | K231.8 | Flow Meter Chamber; In-Situ Concrete Double Triangle Heavy Duty, Triangle Ductile Iron Cover And Frame, Pipe Concrete Support, Excavation, Backfilling, 300X300X150 Sump Pit, And All Ancillary Works As Necessary: 3000 X 1000Mm | 1 | Nr | AED | 36581.07
GEVIN | 4 | 4.0661 | United Arab Emirates | Dubai | Infrastructure | Palm Jebel Ali | Public Access Road - Phase 1 | NAKHEEL | DBB | Award | 2024 | Remeasure | Pipework - Manholes And Pipework Ancillaries | K231.9 | Isolation Valve Chamber; In-Situ Concrete Double Triangle Heavy Duty, Triangle Ductile Iron Cover And Frame, Pipe Concrete Support, Excavation, Backfilling, 300X300X150 Sump Pit, And All Ancillary Works As Necessary: 1100 X 1100 X 1.6M Depth | 1 | Nr | AED | 19113.69
GEVIN | 4 | 4.0661 | United Arab Emirates | Dubai | Infrastructure | Palm Jebel Ali | Public Access Road - Phase 1 | NAKHEEL | DBB | Award | 2024 | Remeasure | Simple Building Works Incidental To Civil Engineering Works | Z523.1 | Equipment: Irrigation Pump; Horizontal End Suction Power Capacity Of 18.5Kw 3P/50Hz/415V Including Supports, Connection To Nearest Power Supply, Concrete Base, Valve Assembly Accessories And All Ancillary Works As Necessary: Pump Capacity 46.8M³/Hr At 67M Head | 3 | Nr | AED | 82916.16
GEVIN | 4 | 4.0661 | United Arab Emirates | Dubai | Infrastructure | Palm Jebel Ali | Public Access Road - Phase 1 | NAKHEEL | DBB | Award | 2024 | Remeasure | Simple Building Works Incidental To Civil Engineering Works | Z520.1 | Equipment: Automatic Self Cleaning Filter; Including Supports, Accessories And All Ancillary Works As Necessary: 160M³/Hr Capacity | 2 | Nr | AED | 140456.31
GEVIN | 4 | 4.0661 | United Arab Emirates | Dubai | Infrastructure | Palm Jebel Ali | Public Access Road - Phase 1 | NAKHEEL | DBB | Award | 2024 | Remeasure | Simple Building Works Incidental To Civil Engineering Works | Z520.2 | Equipment: Surge Vessel; Including Supports, Accessories And All Ancillary Works As Necessary: Surge Vessel; 1.0M³ | 1 | Nr | AED | 132433.07
GEVIN | 4 | 4.0661 | United Arab Emirates | Dubai | Infrastructure | Palm Jebel Ali | Public Access Road - Phase 1 | NAKHEEL | DBB | Award | 2024 | Remeasure | Simple Building Works Incidental To Civil Engineering Works | Z524.1 | Equipment: Irrigation Water Tank; Including Supports, Concrete Base And All Ancillary Works As Necessary: Grp Water Tank; 12000 X 6000 X 4300Mm Lxwxh; 280M³ Capacity Each | 4 | Nr | AED | 375099.84
GEVIN | 4 | 4.0661 | United Arab Emirates | Dubai | Infrastructure | Palm Jebel Ali | Public Access Road - Phase 1 | NAKHEEL | DBB | Award | 2024 | Remeasure | Simple Building Works Incidental To Civil Engineering Works | Z711.1 | Xlpe Cables; Including Fixings, Supports, Terminations, Accessories And All Ancillary Works As Necessary: 3C X 4Mm² Cu/Xlpe/Swa/Pvc + 1C X 4Mm² Cu/Ecc Cable: From Mcc To 16A Tpn Isolator For Motorized Valve-01 | 24 | m | AED | 101.2
GEVIN | 4 | 4.0662 | United Arab Emirates | Dubai | Infrastructure | Palm Jebel Ali | Public Access Road - Phase 1 | NAKHEEL | DBB | Award | 2024 | Remeasure | Simple Building Works Incidental To Civil Engineering Works | Z711.2 | Xlpe Cables; Including Fixings, Supports, Terminations, Accessories And All Ancillary Works As Necessary: 3C X 4Mm² Cu/Xlpe/Swa/Pvc + 1C X 4Mm² Cu/Ecc Cable: From Mcc To 16A Tpn Isolator For Motorized Valve-02 | 26 | m | AED | 101.2
GEVIN | 4 | 4.0662 | United Arab Emirates | Dubai | Infrastructure | Palm Jebel Ali | Public Access Road - Phase 1 | NAKHEEL | DBB | Award | 2024 | Remeasure | Simple Building Works Incidental To Civil Engineering Works | Z711.3 | Xlpe Cables; Including Fixings, Supports, Terminations, Accessories And All Ancillary Works As Necessary: 3C X 4Mm² Cu/Xlpe/Swa/Pvc + 1C X 4Mm² Cu/Ecc Cable: From Mcc To 16A Tpn Isolator For Motorized Valve-03 | 46 | m | AED | 101.2
GEVIN | 4 | 4.0662 | United Arab Emirates | Dubai | Infrastructure | Palm Jebel Ali | Public Access Road - Phase 1 | NAKHEEL | DBB | Award | 2024 | Remeasure | Simple Building Works Incidental To Civil Engineering Works | Z711.4 | Xlpe Cables; Including Fixings, Supports, Terminations, Accessories And All Ancillary Works As Necessary: 3C X 4Mm² Cu/Xlpe/Swa/Pvc + 1C X 4Mm² Cu/Ecc Cable: From Mcc To 16A Tpn Isolator For Motorized Valve-04 | 20 | m | AED | 101.2
GEVIN | 4 | 4.0662 | United Arab Emirates | Dubai | Infrastructure | Palm Jebel Ali | Public Access Road - Phase 1 | NAKHEEL | DBB | Award | 2024 | Remeasure | Simple Building Works Incidental To Civil Engineering Works | Z711.5 | Xlpe Cables; Including Fixings, Supports, Terminations, Accessories And All Ancillary Works As Necessary: 3C X 4Mm² Cu/Xlpe/Swa/Pvc + 1C X 4Mm² Cu/Ecc Cable: From Mcc To 16A Tpn Isolator For Motorized Valve-05 | 53 | m | AED | 101.2
GEVIN | 4 | 4.0662 | United Arab Emirates | Dubai | Infrastructure | Palm Jebel Ali | Public Access Road - Phase 1 | NAKHEEL | DBB | Award | 2024 | Remeasure | Simple Building Works Incidental To Civil Engineering Works | Z721.1 | Xlpe Cables; Including Fixings, Supports, Terminations, Accessories And All Ancillary Works As Necessary: 3C X 16Mm² Cu Xlpe/Swa/Pvc + 1C X 16Mm² Cu Ecc: From Mcc To 63A Tpn Weatherproof Isolator For Pump-101 | 21 | m | AED | 145.2
GEVIN | 4 | 4.0662 | United Arab Emirates | Dubai | Infrastructure | Palm Jebel Ali | Public Access Road - Phase 1 | NAKHEEL | DBB | Award | 2024 | Remeasure | Simple Building Works Incidental To Civil Engineering Works | Z721.2 | Xlpe Cables; Including Fixings, Supports, Terminations, Accessories And All Ancillary Works As Necessary: 3C X 16Mm² Cu Xlpe/Swa/Pvc + 1C X 16Mm² Cu Ecc: From Mcc To 63A Tpn Weatherproof Isolator For Pump-102 | 20 | m | AED | 145.2
GEVIN | 4 | 4.0662 | United Arab Emirates | Dubai | Infrastructure | Palm Jebel Ali | Public Access Road - Phase 1 | NAKHEEL | DBB | Award | 2024 | Remeasure | Simple Building Works Incidental To Civil Engineering Works | Z721.3 | Xlpe Cables; Including Fixings, Supports, Terminations, Accessories And All Ancillary Works As Necessary: 3C X 16Mm² Cu Xlpe/Swa/Pvc + 1C X 16Mm² Cu Ecc: From Mcc To 63A Tpn Weatherproof Isolator For Pump-103 | 19 | m | AED | 145.2
GEVIN | 4 | 4.0662 | United Arab Emirates | Dubai | Infrastructure | Palm Jebel Ali | Public Access Road - Phase 1 | NAKHEEL | DBB | Award | 2024 | Remeasure | Simple Building Works Incidental To Civil Engineering Works | Z721.4 | Xlpe Cables; Including Fixings, Supports, Terminations, Accessories And All Ancillary Works As Necessary: 4C X 10Mm² Cu Xlpe/Swa/Pvc + 1C X 10Mm² Cu Ecc: From Mcc To 20A Tpn Weatherproof Isolator For Automatic Self Cleaning Filter (Scf-1) | 18 | m | AED | 140.8
GEVIN | 4 | 4.0662 | United Arab Emirates | Dubai | Infrastructure | Palm Jebel Ali | Public Access Road - Phase 1 | NAKHEEL | DBB | Award | 2024 | Remeasure | Simple Building Works Incidental To Civil Engineering Works | Z721.5 | Xlpe Cables; Including Fixings, Supports, Terminations, Accessories And All Ancillary Works As Necessary: 4C X 10Mm² Cu Xlpe/Swa/Pvc + 1C X 10Mm² Cu Ecc: From Mcc To 20A Tpn Weatherproof Isolator For Automatic Self Cleaning Filter (Scf-2) | 18 | m | AED | 140.8
GEVIN | 4 | 4.0662 | United Arab Emirates | Dubai | Infrastructure | Palm Jebel Ali | Public Access Road - Phase 1 | NAKHEEL | DBB | Award | 2024 | Remeasure | Simple Building Works Incidental To Civil Engineering Works | Z721.6 | Xlpe Cables; Including Fixings, Supports, Terminations, Accessories And All Ancillary Works As Necessary: 4C X 10Mm² Cu Xlpe/Swa/Pvc + 1C X 10Mm² Cu Ecc: From Mcc To Automatic Power Factor Correction Unit With Active Harmonic Filter, 15Kvar | 14 | m | AED | 140.8
GEVIN | 4 | 4.0663 | United Arab Emirates | Dubai | Infrastructure | Palm Jebel Ali | Public Access Road - Phase 1 | NAKHEEL | DBB | Award | 2024 | Remeasure | Simple Building Works Incidental To Civil Engineering Works | Z721.7 | Xlpe Cables; Including Fixings, Supports, Terminations, Accessories And All Ancillary Works As Necessary: 4C X 10Mm² Cu Xlpe/Swa/Pvc + 1C X 10Mm² Cu Ecc: From Mcc To Db-Pr | 13 | m | AED | 189.77
GEVIN | 4 | 4.0663 | United Arab Emirates | Dubai | Infrastructure | Palm Jebel Ali | Public Access Road - Phase 1 | NAKHEEL | DBB | Award | 2024 | Remeasure | Pipework - Manholes And Pipework Ancillaries | K151.1 | Manholes: Reinforced Concrete Manhole; Complete Including But Not Limited To Frame And Heavy Duty Cover, Self Adhesive Membrane With Protection Board And Multiple Pipe Entries, Internal Finishes, Excavation, Backfilling, Disposal Of Surplus Excavated Material Etc. As Per Specifications And Drawings: Location Od Cable Draw Pit (600 X 600 X 600Mm) | 4 | Nr | AED | 1382.75
GEVIN | 4 | 4.0663 | United Arab Emirates | Dubai | Infrastructure | Palm Jebel Ali | Public Access Road - Phase 1 | NAKHEEL | DBB | Award | 2024 | Remeasure | Pipework - Manholes And Pipework Ancillaries | K151.2 | Manholes: Reinforced Concrete Manhole; Complete Including But Not Limited To Frame And Heavy Duty Cover, Self Adhesive Membrane With Protection Board And Multiple Pipe Entries, Internal Finishes, Excavation, Backfilling, Disposal Of Surplus Excavated Material Etc. As Per Specifications And Drawings: Location Od Cable Draw Pit (1000 X 1000 X 1000Mm) | 1 | Nr | AED | 2535.38
GEVIN | 4 | 4.0663 | United Arab Emirates | Dubai | Infrastructure | Palm Jebel Ali | Public Access Road - Phase 1 | NAKHEEL | DBB | Award | 2024 | Remeasure | Simple Building Works Incidental To Civil Engineering Works | Z751.1 | Containment; Including Fixings, Supports, Accessories And All Ancillary Works As Necessary: Cable Tray: 100 X 50Mm Cable Tray | 18 | m | AED | 411.4
GEVIN | 4 | 4.0663 | United Arab Emirates | Dubai | Infrastructure | Palm Jebel Ali | Public Access Road - Phase 1 | NAKHEEL | DBB | Award | 2024 | Remeasure | Simple Building Works Incidental To Civil Engineering Works | Z751.2 | Containment; Including Fixings, Supports, Accessories And All Ancillary Works As Necessary: Cable Tray: 150 X 50Mm Cable Tray | 18 | m | AED | 467.5
GEVIN | 4 | 4.0663 | United Arab Emirates | Dubai | Infrastructure | Palm Jebel Ali | Public Access Road - Phase 1 | NAKHEEL | DBB | Award | 2024 | Remeasure | Simple Building Works Incidental To Civil Engineering Works | Z751.3 | Containment; Including Fixings, Supports, Accessories And All Ancillary Works As Necessary: Cable Tray: 450 X 50Mm Cable Tray | 15 | m | AED | 743.6
GEVIN | 4 | 4.0663 | United Arab Emirates | Dubai | Infrastructure | Palm Jebel Ali | Public Access Road - Phase 1 | NAKHEEL | DBB | Award | 2024 | Remeasure | Pipework - Manholes And Pipework Ancillaries | K512 | Containment; Including Fixings, Supports, Accessories And All Ancillary Works As Necessary: Cable Ducts: 160Mm Diameter Upvc Cable Duct; Depth Not Exceeding 1.5M | 246 | m | AED | 127.46
GEVIN | 4 | 4.0663 | United Arab Emirates | Dubai | Infrastructure | Palm Jebel Ali | Public Access Road - Phase 1 | NAKHEEL | DBB | Award | 2024 | Remeasure | Pipework - Manholes And Pipework Ancillaries | K522.1 | Containment; Including Fixings, Supports, Accessories And All Ancillary Works As Necessary: Cable Ducts: 2 Way 60Mm Diameter Upvc Cable Duct; Depth Not Exceeding 1.5M | 1 | m | AED | 115.62
GEVIN | 4 | 4.0663 | United Arab Emirates | Dubai | Infrastructure | Palm Jebel Ali | Public Access Road - Phase 1 | NAKHEEL | DBB | Award | 2024 | Remeasure | Pipework - Manholes And Pipework Ancillaries | K522.2 | Pump Room: 2 Way 100Mm Diameter Upvc Cable Duct; Depth Not Exceeding 1.5M | 54 | m | AED | 122.24
GEVIN | 4 | 4.0663 | United Arab Emirates | Dubai | Infrastructure | Palm Jebel Ali | Public Access Road - Phase 1 | NAKHEEL | DBB | Award | 2024 | Remeasure | Pipework - Manholes And Pipework Ancillaries | K522.3 | Pump Room: 2 Way 160Mm Diameter Upvc Cable Duct; Depth Not Exceeding 1.5M | 12 | m | AED | 201.12
GEVIN | 4 | 4.0663 | United Arab Emirates | Dubai | Infrastructure | Palm Jebel Ali | Public Access Road - Phase 1 | NAKHEEL | DBB | Award | 2024 | Remeasure | Simple Building Works Incidental To Civil Engineering Works | Z781.1 | Equipment; Including Fixings, Supports, Hangers, Concrete Pads, Accessories And All Ancillary Works As Necessary: Motor Control Center: Mcc; Tcl = 67.71Kw | 1 | Nr | AED | 564701.74
GEVIN | 4 | 4.0664 | United Arab Emirates | Dubai | Infrastructure | Palm Jebel Ali | Public Access Road - Phase 1 | NAKHEEL | DBB | Award | 2024 | Remeasure | Simple Building Works Incidental To Civil Engineering Works | Z781.2 | Equipment; Including Fixings, Supports, Hangers, Concrete Pads, Accessories And All Ancillary Works As Necessary: Distribution Board: Db-Pr; Tcl = 7.62Kw | 1 | Nr | AED | 15976.31
GEVIN | 4 | 4.0664 | United Arab Emirates | Dubai | Infrastructure | Palm Jebel Ali | Public Access Road - Phase 1 | NAKHEEL | DBB | Award | 2024 | Remeasure | Simple Building Works Incidental To Civil Engineering Works | Z781.3 | Equipment; Including Fixings, Supports, Hangers, Concrete Pads, Accessories And All Ancillary Works As Necessary: Power Factor Correction: Automatic Power Factor Correction Unit With Active Harmonic Filter, 15Kvar | 1 | Nr | AED | 40332.77
GEVIN | 4 | 4.0664 | United Arab Emirates | Dubai | Infrastructure | Palm Jebel Ali | Public Access Road - Phase 1 | NAKHEEL | DBB | Award | 2024 | Remeasure | Simple Building Works Incidental To Civil Engineering Works | Z781.4 | Equipment; Including Fixings, Supports, Hangers, Concrete Pads, Accessories And All Ancillary Works As Necessary: Generator Connection Box: Generator Connection Box, Ip65 | 1 | Nr | AED | 6540.63
GEVIN | 4 | 4.0664 | United Arab Emirates | Dubai | Infrastructure | Palm Jebel Ali | Public Access Road - Phase 1 | NAKHEEL | DBB | Award | 2024 | Remeasure | Simple Building Works Incidental To Civil Engineering Works | Z781.5 | Equipment; Including Fixings, Supports, Hangers, Concrete Pads, Accessories And All Ancillary Works As Necessary: Push Button; Including Cables And Conduits: Emergency Stop Push Button, Ip65 | 6 | Nr | AED | 537.9
GEVIN | 4 | 4.0664 | United Arab Emirates | Dubai | Infrastructure | Palm Jebel Ali | Public Access Road - Phase 1 | NAKHEEL | DBB | Award | 2024 | Remeasure | Simple Building Works Incidental To Civil Engineering Works | Z781.6 | Equipment; Including Fixings, Supports, Hangers, Concrete Pads, Accessories And All Ancillary Works As Necessary: Kwhr Meter Box: Meter Box (Kwhr Meter By Dewa) | 1 | Nr | AED | 16606.77
GEVIN | 4 | 4.0664 | United Arab Emirates | Dubai | Infrastructure | Palm Jebel Ali | Public Access Road - Phase 1 | NAKHEEL | DBB | Award | 2024 | Remeasure | Simple Building Works Incidental To Civil Engineering Works | Z781.7 | Equipment; Including Fixings, Supports, Hangers, Concrete Pads, Accessories And All Ancillary Works As Necessary: Isolating Switch: 16A Tpn Weatherproof Isolator | 5 | Nr | AED | 1745.71
GEVIN | 4 | 4.0664 | United Arab Emirates | Dubai | Infrastructure | Palm Jebel Ali | Public Access Road - Phase 1 | NAKHEEL | DBB | Award | 2024 | Remeasure | Simple Building Works Incidental To Civil Engineering Works | Z781.8 | Equipment; Including Fixings, Supports, Hangers, Concrete Pads, Accessories And All Ancillary Works As Necessary: 20A Tpn Weatherproof Isolator | 2 | Nr | AED | 2124.11
GEVIN | 4 | 4.0664 | United Arab Emirates | Dubai | Infrastructure | Palm Jebel Ali | Public Access Road - Phase 1 | NAKHEEL | DBB | Award | 2024 | Remeasure | Simple Building Works Incidental To Civil Engineering Works | Z781.9 | Equipment; Including Fixings, Supports, Hangers, Concrete Pads, Accessories And All Ancillary Works As Necessary: 63A Tpn Weatherproof Isolator | 3 | Nr | AED | 4574.92
GEVIN | 4 | 4.0664 | United Arab Emirates | Dubai | Infrastructure | Palm Jebel Ali | Public Access Road - Phase 1 | NAKHEEL | DBB | Award | 2024 | Remeasure | Pipework - Manholes And Pipework Ancillaries | K522.1 | Bed And Surrounds For Upvc Ducts: Provide Sand (Free From Stones) For Bedding And Surround Of Duct : 160Mm Diameter Upvc Cable Duct; Depth Not Exceeding 1.5M | 246 | m | AED | 42.33
GEVIN | 4 | 4.0664 | United Arab Emirates | Dubai | Infrastructure | Palm Jebel Ali | Public Access Road - Phase 1 | NAKHEEL | DBB | Award | 2024 | Remeasure | Pipework - Manholes And Pipework Ancillaries | K522.2 | Bed And Surrounds For Upvc Ducts: Provide Sand (Free From Stones) For Bedding And Surround Of Duct : 2 Way 60Mm Diameter Upvc Cable Duct; Depth Not Exceeding 1.5M | 1 | m | AED | 43.42
GEVIN | 4 | 4.0665 | United Arab Emirates | Dubai | Infrastructure | Palm Jebel Ali | Public Access Road - Phase 1 | NAKHEEL | DBB | Award | 2024 | Remeasure | Pipework - Manholes And Pipework Ancillaries | K522.3 | Bed And Surrounds For Upvc Ducts: Provide Sand (Free From Stones) For Bedding And Surround Of Duct : 2 Way 100Mm Diameter Upvc Cable Duct; Depth Not Exceeding 1.5M | 54 | m | AED | 42.66
GEVIN | 4 | 4.0665 | United Arab Emirates | Dubai | Infrastructure | Palm Jebel Ali | Public Access Road - Phase 1 | NAKHEEL | DBB | Award | 2024 | Remeasure | Pipework - Manholes And Pipework Ancillaries | K522.4 | Bed And Surrounds For Upvc Ducts: Provide Sand (Free From Stones) For Bedding And Surround Of Duct : 2 Way 160Mm Diameter Upvc Cable Duct; Depth Not Exceeding 1.5M | 6 | m | AED | 48.95
GEVIN | 4 | 4.0665 | United Arab Emirates | Dubai | Infrastructure | Palm Jebel Ali | Public Access Road - Phase 1 | NAKHEEL | DBB | Award | 2024 | Remeasure | Pipework - Manholes And Pipework Ancillaries | K522.5 | Concrete Surrounds For Upvc Ducts: 2 Way 160Mm Diameter Upvc Cable Duct; Depth Not Exceeding 1.5M | 6 | m | AED | 220.79
GEVIN | 4 | 4.0665 | United Arab Emirates | Dubai | Infrastructure | Palm Jebel Ali | Public Access Road - Phase 1 | NAKHEEL | DBB | Award | 2024 | Remeasure | Pipework - Manholes And Pipework Ancillaries | K900 | Trench Excavation For Cable Including Backfill With Selected Excavated Material And Disposal Of Surplus Excavated Material: Depth 1.5M, Minimum Width 1.0M | 313 | m | AED | 116.17
GEVIN | 4 | 4.0665 | United Arab Emirates | Dubai | Infrastructure | Palm Jebel Ali | Public Access Road - Phase 1 | NAKHEEL | DBB | Award | 2024 | Remeasure | Simple Building Works Incidental To Civil Engineering Works | Z761.1 | Earthing And Lightning Protection System; Including Connecting Cables, Fixings, Bondings, Accessories And All Ancillary Works As Necessary: 25 X 3Mm Pvc Covered Copper Tape | 39 | m | AED | 125.4
GEVIN | 4 | 4.0665 | United Arab Emirates | Dubai | Infrastructure | Palm Jebel Ali | Public Access Road - Phase 1 | NAKHEEL | DBB | Award | 2024 | Remeasure | Simple Building Works Incidental To Civil Engineering Works | Z761.2 | Earthing And Lightning Protection System; Including Connecting Cables, Fixings, Bondings, Accessories And All Ancillary Works As Necessary: 70Mm² Cu Tape | 4 | m | AED | 73.7
GEVIN | 4 | 4.0665 | United Arab Emirates | Dubai | Infrastructure | Palm Jebel Ali | Public Access Road - Phase 1 | NAKHEEL | DBB | Award | 2024 | Remeasure | Simple Building Works Incidental To Civil Engineering Works | Z762.1 | Earthing And Lightning Protection System; Including Connecting Cables, Fixings, Bondings, Accessories And All Ancillary Works As Necessary: Air Terminal Including Base; Length = 1000Mm, 15Mm Diameter | 2 | Nr | AED | 1436.61
GEVIN | 4 | 4.0665 | United Arab Emirates | Dubai | Infrastructure | Palm Jebel Ali | Public Access Road - Phase 1 | NAKHEEL | DBB | Award | 2024 | Remeasure | Simple Building Works Incidental To Civil Engineering Works | Z762.2 | Earthing And Lightning Protection System; Including Connecting Cables, Fixings, Bondings, Accessories And All Ancillary Works As Necessary: Earth Pits Including Rods And Clamps | 4 | Nr | AED | 4070.02
GEVIN | 4 | 4.0665 | United Arab Emirates | Dubai | Infrastructure | Palm Jebel Ali | Public Access Road - Phase 1 | NAKHEEL | DBB | Award | 2024 | Remeasure | Simple Building Works Incidental To Civil Engineering Works | Z762.3 | Earthing And Lightning Protection System; Including Connecting Cables, Fixings, Bondings, Accessories And All Ancillary Works As Necessary: Test Clamps | 2 | Nr | AED | 312.4
GEVIN | 4 | 4.0666 | United Arab Emirates | Dubai | Infrastructure | Palm Jebel Ali | Public Access Road - Phase 1 | NAKHEEL | DBB | Award | 2024 | Remeasure | Simple Building Works Incidental To Civil Engineering Works | Z772.1 | Small Power Installation: Cables And Conduits To Termination Points; Including Terminations, Fixings, Supports, Hangers, Accessories And All Ancillary Works As Necessary: From Db To 13A Duplex, Switched Socket Outlet, Weatherproof Points | 5 | Nr | AED | 1283.71
GEVIN | 4 | 4.0666 | United Arab Emirates | Dubai | Infrastructure | Palm Jebel Ali | Public Access Road - Phase 1 | NAKHEEL | DBB | Award | 2024 | Remeasure | Simple Building Works Incidental To Civil Engineering Works | Z772.2 | Small Power Installation: Cables And Conduits To Termination Points; Including Terminations, Fixings, Supports, Hangers, Accessories And All Ancillary Works As Necessary: From Db To 20A, Double Pole Switch With Indicator Light Points | 2 | Nr | AED | 1453.11
GEVIN | 4 | 4.0666 | United Arab Emirates | Dubai | Infrastructure | Palm Jebel Ali | Public Access Road - Phase 1 | NAKHEEL | DBB | Award | 2024 | Remeasure | Simple Building Works Incidental To Civil Engineering Works | Z772.3 | Small Power Installation: Cables And Conduits To Termination Points; Including Terminations, Fixings, Supports, Hangers, Accessories And All Ancillary Works As Necessary: From Db To 32A, 3P+N+E, 3 Phase Socket Outlet, Power Industrial, Ip55 Point | 1 | Nr | AED | 1807.31
GEVIN | 4 | 4.0666 | United Arab Emirates | Dubai | Infrastructure | Palm Jebel Ali | Public Access Road - Phase 1 | NAKHEEL | DBB | Award | 2024 | Remeasure | Simple Building Works Incidental To Civil Engineering Works | Z772.4 | Small Power Installation: Cables And Conduits To Termination Points; Including Terminations, Fixings, Supports, Hangers, Accessories And All Ancillary Works As Necessary: From Db To Flex Outlet With 2 Meter Loose Wire Points | 2 | Nr | AED | 1453.11
GEVIN | 4 | 4.0666 | United Arab Emirates | Dubai | Infrastructure | Palm Jebel Ali | Public Access Road - Phase 1 | NAKHEEL | DBB | Award | 2024 | Remeasure | Simple Building Works Incidental To Civil Engineering Works | Z772.5 | Small Power Installation: Cables And Conduits To Termination Points; Including Terminations, Fixings, Supports, Hangers, Accessories And All Ancillary Works As Necessary: From Db To 16A Tpn Weatherproof Isolator Point | 2 | Nr | AED | 1593.91
GEVIN | 4 | 4.0666 | United Arab Emirates | Dubai | Infrastructure | Palm Jebel Ali | Public Access Road - Phase 1 | NAKHEEL | DBB | Award | 2024 | Remeasure | Simple Building Works Incidental To Civil Engineering Works | Z772.6 | Small Power Installation: Cables And Conduits To Termination Points; Including Terminations, Fixings, Supports, Hangers, Accessories And All Ancillary Works As Necessary: From Db To 20A Tpn Weatherproof Isolator Points | 2 | Nr | AED | 1765.51
GEVIN | 4 | 4.0666 | United Arab Emirates | Dubai | Infrastructure | Palm Jebel Ali | Public Access Road - Phase 1 | NAKHEEL | DBB | Award | 2024 | Remeasure | Simple Building Works Incidental To Civil Engineering Works | Z784.1 | Accessories; Including Fixings, Supports, Hangers, Special Finishes And All Ancillary Works As Necessary: 13A Duplex, Switched Socket Outlet, Weatherproof | 5 | Nr | AED | 436.7
GEVIN | 4 | 4.0666 | United Arab Emirates | Dubai | Infrastructure | Palm Jebel Ali | Public Access Road - Phase 1 | NAKHEEL | DBB | Award | 2024 | Remeasure | Simple Building Works Incidental To Civil Engineering Works | Z784.2 | Accessories; Including Fixings, Supports, Hangers, Special Finishes And All Ancillary Works As Necessary: 20A, Double Pole Switch With Indicator Light | 2 | Nr | AED | 253
GEVIN | 4 | 4.0666 | United Arab Emirates | Dubai | Infrastructure | Palm Jebel Ali | Public Access Road - Phase 1 | NAKHEEL | DBB | Award | 2024 | Remeasure | Simple Building Works Incidental To Civil Engineering Works | Z784.3 | Accessories; Including Fixings, Supports, Hangers, Special Finishes And All Ancillary Works As Necessary: 32A, 3P+N+E, 3 Phase Socket Outlet, Power Industrial, Ip55 | 1 | Nr | AED | 1200.11
GEVIN | 4 | 4.0666 | United Arab Emirates | Dubai | Infrastructure | Palm Jebel Ali | Public Access Road - Phase 1 | NAKHEEL | DBB | Award | 2024 | Remeasure | Simple Building Works Incidental To Civil Engineering Works | Z784.4 | Accessories; Including Fixings, Supports, Hangers, Special Finishes And All Ancillary Works As Necessary: Flex Outlet With 2 Meter Loose Wire | 2 | Nr | AED | 206.8
GEVIN | 4 | 4.0667 | United Arab Emirates | Dubai | Infrastructure | Palm Jebel Ali | Public Access Road - Phase 1 | NAKHEEL | DBB | Award | 2024 | Remeasure | Simple Building Works Incidental To Civil Engineering Works | Z784.5 | Accessories; Including Fixings, Supports, Hangers, Special Finishes And All Ancillary Works As Necessary: 16A Tpn Weatherproof Isolator | 2 | Nr | AED | 1119.8
GEVIN | 4 | 4.0667 | United Arab Emirates | Dubai | Infrastructure | Palm Jebel Ali | Public Access Road - Phase 1 | NAKHEEL | DBB | Award | 2024 | Remeasure | Simple Building Works Incidental To Civil Engineering Works | Z784.6 | Accessories; Including Fixings, Supports, Hangers, Special Finishes And All Ancillary Works As Necessary: 20A Tpn Weatherproof Isolator | 2 | Nr | AED | 1711.61
GEVIN | 4 | 4.0667 | United Arab Emirates | Dubai | Infrastructure | Palm Jebel Ali | Public Access Road - Phase 1 | NAKHEEL | DBB | Award | 2024 | Remeasure | Simple Building Works Incidental To Civil Engineering Works | Z772.7 | Lighting Installation: Cables And Conduits To Termination Points; Including Terminations, Joints, Fixings, Supports, Hangers, Fittings, Accessories And All Ancillary Works As Necessary: From Db To Lighting Points | 10 | Nr | AED | 673.2
GEVIN | 4 | 4.0667 | United Arab Emirates | Dubai | Infrastructure | Palm Jebel Ali | Public Access Road - Phase 1 | NAKHEEL | DBB | Award | 2024 | Remeasure | Simple Building Works Incidental To Civil Engineering Works | Z772.8 | Lighting Installation: Cables And Conduits To Termination Points; Including Terminations, Joints, Fixings, Supports, Hangers, Fittings, Accessories And All Ancillary Works As Necessary: From Db To Lighting Control Points | 2 | Nr | AED | 1156.1
GEVIN | 4 | 4.0667 | United Arab Emirates | Dubai | Infrastructure | Palm Jebel Ali | Public Access Road - Phase 1 | NAKHEEL | DBB | Award | 2024 | Remeasure | Simple Building Works Incidental To Civil Engineering Works | Z783.1 | Luminaires; Including Fixings, Supports, Hangers, Special Finishes, Control Gears, Drivers, Accessories And All Ancillary Works As Necessary: 53W Lighting Fixture, Ceiling Mounted For Rectangular Luminaire | 6 | Nr | AED | 6535.13
GEVIN | 4 | 4.0667 | United Arab Emirates | Dubai | Infrastructure | Palm Jebel Ali | Public Access Road - Phase 1 | NAKHEEL | DBB | Award | 2024 | Remeasure | Simple Building Works Incidental To Civil Engineering Works | Z783.2 | Luminaires; Including Fixings, Supports, Hangers, Special Finishes, Control Gears, Drivers, Accessories And All Ancillary Works As Necessary: 150W, Wall Mounted Led Lighting Fixture, Die Cast Aluminum And Stainless Steel Crystal Glass With Impact Resistant Polycarbonate Diffuser, Ip65 | 4 | Nr | AED | 9401.74
GEVIN | 4 | 4.0667 | United Arab Emirates | Dubai | Infrastructure | Palm Jebel Ali | Public Access Road - Phase 1 | NAKHEEL | DBB | Award | 2024 | Remeasure | Simple Building Works Incidental To Civil Engineering Works | Z782 | Lighting Controls; Including Fixings, Supports, Special Finishes, Accessories And All Ancillary Works As Necessary: Weatherproof Lighting Switch, 1 Way 1 Gang | 2 | Nr | AED | 1343.11
GEVIN | 4 | 4.0667 | United Arab Emirates | Dubai | Infrastructure | Palm Jebel Ali | Public Access Road - Phase 1 | NAKHEEL | DBB | Award | 2024 | Remeasure | Simple Building Works Incidental To Civil Engineering Works | Z772.9 | Fire Alarm Installation: Cables And Conduits To Termination Points; Including Terminations, Fixings, Supports, Hangers, Accessories And All Ancillary Works As Necessary: From Facp To Addressable Heat Detector Points | 2 | Nr | AED | 518.1
GEVIN | 4 | 4.0667 | United Arab Emirates | Dubai | Infrastructure | Palm Jebel Ali | Public Access Road - Phase 1 | NAKHEEL | DBB | Award | 2024 | Remeasure | Simple Building Works Incidental To Civil Engineering Works | Z772.10 | Fire Alarm Installation: Cables And Conduits To Termination Points; Including Terminations, Fixings, Supports, Hangers, Accessories And All Ancillary Works As Necessary: From Facp To Fire Alarm Bell Point | 1 | Nr | AED | 518.1
GEVIN | 4 | 4.0667 | United Arab Emirates | Dubai | Infrastructure | Palm Jebel Ali | Public Access Road - Phase 1 | NAKHEEL | DBB | Award | 2024 | Remeasure | Simple Building Works Incidental To Civil Engineering Works | Z772.11 | Fire Alarm Installation: Cables And Conduits To Termination Points; Including Terminations, Fixings, Supports, Hangers, Accessories And All Ancillary Works As Necessary: From Facp To Fire Alarm Control Module Points | 2 | Nr | AED | 518.1
GEVIN | 4 | 4.0667 | United Arab Emirates | Dubai | Infrastructure | Palm Jebel Ali | Public Access Road - Phase 1 | NAKHEEL | DBB | Award | 2024 | Remeasure | Simple Building Works Incidental To Civil Engineering Works | Z772.12 | Fire Alarm Installation: Cables And Conduits To Termination Points; Including Terminations, Fixings, Supports, Hangers, Accessories And All Ancillary Works As Necessary: From Facp To Fire Alarm Manual Call Point, Weatherproof Point | 1 | Nr | AED | 553.3
GEVIN | 4 | 4.0668 | United Arab Emirates | Dubai | Infrastructure | Palm Jebel Ali | Public Access Road - Phase 1 | NAKHEEL | DBB | Award | 2024 | Remeasure | Simple Building Works Incidental To Civil Engineering Works | Z772.13 | Fire Alarm Installation: Cables And Conduits To Termination Points; Including Terminations, Fixings, Supports, Hangers, Accessories And All Ancillary Works As Necessary: From Facp To Fire Alarm Monitor Module Points | 2 | Nr | AED | 553.3
GEVIN | 4 | 4.0668 | United Arab Emirates | Dubai | Infrastructure | Palm Jebel Ali | Public Access Road - Phase 1 | NAKHEEL | DBB | Award | 2024 | Remeasure | Simple Building Works Incidental To Civil Engineering Works | Z772.14 | Fire Alarm Installation: Cables And Conduits To Termination Points; Including Terminations, Fixings, Supports, Hangers, Accessories And All Ancillary Works As Necessary: From Facp To Wall Mounted Fire Alarm Sounder With Flasher, Weather Proof Point | 1 | Nr | AED | 553.3
GEVIN | 4 | 4.0668 | United Arab Emirates | Dubai | Infrastructure | Palm Jebel Ali | Public Access Road - Phase 1 | NAKHEEL | DBB | Award | 2024 | Remeasure | Simple Building Works Incidental To Civil Engineering Works | Z781.10 | Fire Alarm Installation: Accessories; Including Fixings, Supports, Hangers, Special Finishes And All Ancillary Works As Necessary: Addressable Heat Detector | 2 | Nr | AED | 365.2
GEVIN | 4 | 4.0668 | United Arab Emirates | Dubai | Infrastructure | Palm Jebel Ali | Public Access Road - Phase 1 | NAKHEEL | DBB | Award | 2024 | Remeasure | Simple Building Works Incidental To Civil Engineering Works | Z781.11 | Fire Alarm Installation: Accessories; Including Fixings, Supports, Hangers, Special Finishes And All Ancillary Works As Necessary: Fire Alarm Bell | 1 | Nr | AED | 344.3
GEVIN | 4 | 4.0668 | United Arab Emirates | Dubai | Infrastructure | Palm Jebel Ali | Public Access Road - Phase 1 | NAKHEEL | DBB | Award | 2024 | Remeasure | Simple Building Works Incidental To Civil Engineering Works | Z781.12 | Fire Alarm Installation: Accessories; Including Fixings, Supports, Hangers, Special Finishes And All Ancillary Works As Necessary: Fire Alarm Control Module | 2 | Nr | AED | 532.4
GEVIN | 4 | 4.0668 | United Arab Emirates | Dubai | Infrastructure | Palm Jebel Ali | Public Access Road - Phase 1 | NAKHEEL | DBB | Award | 2024 | Remeasure | Simple Building Works Incidental To Civil Engineering Works | Z781.13 | Fire Alarm Installation: Accessories; Including Fixings, Supports, Hangers, Special Finishes And All Ancillary Works As Necessary: Fire Alarm Manual Call Point, Weatherproof | 1 | Nr | AED | 443.3
GEVIN | 4 | 4.0668 | United Arab Emirates | Dubai | Infrastructure | Palm Jebel Ali | Public Access Road - Phase 1 | NAKHEEL | DBB | Award | 2024 | Remeasure | Simple Building Works Incidental To Civil Engineering Works | Z781.14 | Fire Alarm Installation: Accessories; Including Fixings, Supports, Hangers, Special Finishes And All Ancillary Works As Necessary: Fire Alarm Monitor Module | 2 | Nr | AED | 532.4
GEVIN | 4 | 4.0668 | United Arab Emirates | Dubai | Infrastructure | Palm Jebel Ali | Public Access Road - Phase 1 | NAKHEEL | DBB | Award | 2024 | Remeasure | Simple Building Works Incidental To Civil Engineering Works | Z781.15 | Fire Alarm Installation: Accessories; Including Fixings, Supports, Hangers, Special Finishes And All Ancillary Works As Necessary: Wall Mounted Fire Alarm Sounder With Flasher, Weather Proof | 1 | Nr | AED | 456.5
GEVIN | 4 | 4.0668 | United Arab Emirates | Dubai | Infrastructure | Palm Jebel Ali | Public Access Road - Phase 1 | NAKHEEL | DBB | Award | 2024 | Remeasure | Simple Building Works Incidental To Civil Engineering Works | Z781.16 | Fire Alarm Installation: Equipment; Complete Including Active And Passive Network Components, Terminations, Software, Configuration, Setup And Programming, Fixings, Supports, Hangers, Accessories And All Ancillary Works As Necessary: Fire Alarm Control Panel | 1 | Nr | AED | 11609.45
GEVIN | 4 | 4.0668 | United Arab Emirates | Dubai | Infrastructure | Palm Jebel Ali | Public Access Road - Phase 1 | NAKHEEL | DBB | Award | 2024 | Remeasure | Simple Building Works Incidental To Civil Engineering Works | Z772.15 | Emergency Lighting Installation: Cables And Conduits To Termination Points; Including Terminations, Fixings, Supports, Hangers, Accessories And All Ancillary Works As Necessary: From Db To Emergency Light Points | 3 | Nr | AED | 673.2
GEVIN | 4 | 4.0669 | United Arab Emirates | Dubai | Infrastructure | Palm Jebel Ali | Public Access Road - Phase 1 | NAKHEEL | DBB | Award | 2024 | Remeasure | Simple Building Works Incidental To Civil Engineering Works | Z772.16 | Emergency Lighting Installation: Cables And Conduits To Termination Points; Including Terminations, Fixings, Supports, Hangers, Accessories And All Ancillary Works As Necessary: From Db To Exit Light Point | 1 | Nr | AED | 1146.2
GEVIN | 4 | 4.0669 | United Arab Emirates | Dubai | Infrastructure | Palm Jebel Ali | Public Access Road - Phase 1 | NAKHEEL | DBB | Award | 2024 | Remeasure | Simple Building Works Incidental To Civil Engineering Works | Z781.17 | Emergency Lighting Installation: Accessories; Including Fixings, Supports, Hangers, Special Finishes And All Ancillary Works As Necessary: 5W, Emergency Light With Self Contained Battery (3 Hrs. Battery Back-Up) - Ceiling Surface Mounted | 3 | Nr | AED | 1782.01
GEVIN | 4 | 4.0669 | United Arab Emirates | Dubai | Infrastructure | Palm Jebel Ali | Public Access Road - Phase 1 | NAKHEEL | DBB | Award | 2024 | Remeasure | Simple Building Works Incidental To Civil Engineering Works | Z781.18 | Emergency Lighting Installation: Accessories; Including Fixings, Supports, Hangers, Special Finishes And All Ancillary Works As Necessary: Exit Light | 1 | Nr | AED | 2374.91
GEVIN | 4 | 4.0669 | United Arab Emirates | Dubai | Infrastructure | Palm Jebel Ali | Public Access Road - Phase 1 | NAKHEEL | DBB | Award | 2024 | Remeasure | Ground Investigation | B111 | Trial Pit And Trenches To Ascertain/ Verify/ Locate Existing Services; Excavation By Hand In Material Other Than Rock Including Preparation, Submission Of Records, Results, And Disposal Of Excavated Material.: Not Exceeding 1M | 10 | Nr | AED | 1811.7
GEVIN | 4 | 4.0669 | United Arab Emirates | Dubai | Infrastructure | Palm Jebel Ali | Public Access Road - Phase 1 | NAKHEEL | DBB | Award | 2024 | Remeasure | Ground Investigation | B112 | Trial Pit And Trenches To Ascertain/ Verify/ Locate Existing Services; Excavation By Hand In Material Other Than Rock Including Preparation, Submission Of Records, Results, And Disposal Of Excavated Material.: 1 - 2M | 9 | Nr | AED | 5273.19
GEVIN | 4 | 4.0669 | United Arab Emirates | Dubai | Infrastructure | Palm Jebel Ali | Public Access Road - Phase 1 | NAKHEEL | DBB | Award | 2024 | Remeasure | Ground Investigation | B113 | Trial Pit And Trenches To Ascertain/ Verify/ Locate Existing Services; Excavation By Hand In Material Other Than Rock Including Preparation, Submission Of Records, Results, And Disposal Of Excavated Material.: 2 - 3M | 9 | Nr | AED | 8515.32
GEVIN | 4 | 4.0669 | United Arab Emirates | Dubai | Infrastructure | Palm Jebel Ali | Public Access Road - Phase 1 | NAKHEEL | DBB | Award | 2024 | Remeasure | Ground Investigation | B114 | Trial Pit And Trenches To Ascertain/ Verify/ Locate Existing Services; Excavation By Hand In Material Other Than Rock Including Preparation, Submission Of Records, Results, And Disposal Of Excavated Material.: 3 - 5M | 13 | Nr | AED | 20430.31
GEVIN | 4 | 4.0669 | United Arab Emirates | Dubai | Infrastructure | Palm Jebel Ali | Public Access Road - Phase 1 | NAKHEEL | DBB | Award | 2024 | Remeasure | Demolition And Site Clearance | D100.1 | Clearing And Grubbing Of All Existing Vegetation Unless Otherwise Indicated In The Drawings And Disposal Off Site: General Clearance | 95200 | m² | AED | 0.6003
GEVIN | 4 | 4.0669 | United Arab Emirates | Dubai | Infrastructure | Palm Jebel Ali | Public Access Road - Phase 1 | NAKHEEL | DBB | Award | 2024 | Remeasure | Demolition And Site Clearance | D500.1 | Demolition/Removal And Disposal Of All Obstructions Including Any Reinstatement As Expressly Required, Except Those For Which Separate Items Are Given And As Set Out In This Class, Accessories And All Ancillary Works As Necessary: Existing Asphalt Area | 26110 | m² | AED | 20.45
GEVIN | 4 | 4.067 | United Arab Emirates | Dubai | Infrastructure | Palm Jebel Ali | Public Access Road - Phase 1 | NAKHEEL | DBB | Award | 2024 | Remeasure | Demolition And Site Clearance | D500.2 | Demolition/Removal And Disposal Of All Obstructions Including Any Reinstatement As Expressly Required, Except Those For Which Separate Items Are Given And As Set Out In This Class, Accessories And All Ancillary Works As Necessary: Existing Manhole | 4 | Nr | AED | 3677.13
GEVIN | 4 | 4.067 | United Arab Emirates | Dubai | Infrastructure | Palm Jebel Ali | Public Access Road - Phase 1 | NAKHEEL | DBB | Award | 2024 | Remeasure | Earthworks | E322.1 | Excavation For Foundation; For Cuttings Material Other Than Top Soil, Rock Or Artificial Hard For Material; Including Upholding Sides Of Excavation: Maximum Depth Exceeding 0.25 M But Not Exceeding 0.5 M | 138 | m³ | AED | 29.6
GEVIN | 4 | 4.067 | United Arab Emirates | Dubai | Infrastructure | Palm Jebel Ali | Public Access Road - Phase 1 | NAKHEEL | DBB | Award | 2024 | Remeasure | Earthworks | E421.1 | General Excavation; For Cuttings Material Other Than Top Soil, Rock Or Artificial Hard For Material; Including Upholding Sides Of Excavation: Maximum Depth Not Exceeding 0.25 M | 1398 | m³ | AED | 13.7
GEVIN | 4 | 4.067 | United Arab Emirates | Dubai | Infrastructure | Palm Jebel Ali | Public Access Road - Phase 1 | NAKHEEL | DBB | Award | 2024 | Remeasure | Earthworks | E900.1 | Daylight Excavation; For Cuttings Material Other Than Top Soil, Rock Or Artificial Hard For Material; Including Upholding Sides Of Excavation: Maximum Depth Exceeding 0.25 M But Not Exceeding 0.5 M | 480 | m³ | AED | 26.61
GEVIN | 4 | 4.067 | United Arab Emirates | Dubai | Infrastructure | Palm Jebel Ali | Public Access Road - Phase 1 | NAKHEEL | DBB | Award | 2024 | Remeasure | Earthworks | E522.1 | Preparation Of Excavated Surfaces To Receive Permanent Works; Material Other Than Topsoil, Rock Or Artificial Hard Material: To Excavated Area | 21643 | m² | AED | 2.98
GEVIN | 4 | 4.067 | United Arab Emirates | Dubai | Infrastructure | Palm Jebel Ali | Public Access Road - Phase 1 | NAKHEEL | DBB | Award | 2024 | Remeasure | Earthworks | E530.2 | Preparation Of Excavated Surfaces To Receive Permanent Works; Material Other Than Topsoil, Rock Or Artificial Hard Material: Disposal To Dubai Municipality | 2500 | m³ | AED | 117.24
GEVIN | 4 | 4.067 | United Arab Emirates | Dubai | Infrastructure | Palm Jebel Ali | Public Access Road - Phase 1 | NAKHEEL | DBB | Award | 2024 | Remeasure | Earthworks | E530.3 | Preparation Of Excavated Surfaces To Receive Permanent Works; Material Other Than Topsoil, Rock Or Artificial Hard Material: Disposal To Recycle Factory | 5000 | m³ | AED | 82.94
GEVIN | 4 | 4.067 | United Arab Emirates | Dubai | Infrastructure | Palm Jebel Ali | Public Access Road - Phase 1 | NAKHEEL | DBB | Award | 2024 | Remeasure | Earthworks | E530.4 | Preparation Of Excavated Surfaces To Receive Permanent Works; Material Other Than Topsoil, Rock Or Artificial Hard Material: Disposal Within Dubai Waterfront | 5000 | m³ | AED | 8.11
GEVIN | 4 | 4.067 | United Arab Emirates | Dubai | Infrastructure | Palm Jebel Ali | Public Access Road - Phase 1 | NAKHEEL | DBB | Award | 2024 | Remeasure | Earthworks | E645.1 | Filling: Planting Medium; Comprising Homogeneous Mixture Of Soil, Peat-Free Compost And Fertilizers; Including All Ancillary Works As Necessary: 300Mm Depth; To Groundcovers | 9498 | m³ | AED | 72.64
GEVIN | 4 | 4.067 | United Arab Emirates | Dubai | Infrastructure | Palm Jebel Ali | Public Access Road - Phase 1 | NAKHEEL | DBB | Award | 2024 | Remeasure | Earthworks | E645.2 | Filling: Planting Medium; Comprising Homogeneous Mixture Of Soil, Peat-Free Compost And Fertilizers; Including All Ancillary Works As Necessary: 500Mm Depth; To Shrubs | 5859 | m³ | AED | 72.64
GEVIN | 4 | 4.0671 | United Arab Emirates | Dubai | Infrastructure | Palm Jebel Ali | Public Access Road - Phase 1 | NAKHEEL | DBB | Award | 2024 | Remeasure | Earthworks | E645.3 | Filling: Planting Medium; Comprising Homogeneous Mixture Of Soil, Peat-Free Compost And Fertilizers; Including All Ancillary Works As Necessary: 500Mm Depth; To Grass | 1310 | m³ | AED | 72.64
GEVIN | 4 | 4.0671 | United Arab Emirates | Dubai | Infrastructure | Palm Jebel Ali | Public Access Road - Phase 1 | NAKHEEL | DBB | Award | 2024 | Remeasure | Earthworks | E645.4 | Filling: Planting Medium; Comprising Homogeneous Mixture Of Soil, Peat-Free Compost And Fertilizers; Including All Ancillary Works As Necessary: 1000Mm Depth; To Specimen Shrubs | 32 | m³ | AED | 72.64
GEVIN | 4 | 4.0671 | United Arab Emirates | Dubai | Infrastructure | Palm Jebel Ali | Public Access Road - Phase 1 | NAKHEEL | DBB | Award | 2024 | Remeasure | Earthworks | E645.5 | Filling: Planting Medium; Comprising Homogeneous Mixture Of Soil, Peat-Free Compost And Fertilizers; Including All Ancillary Works As Necessary: 1500Mm Depth; To Tree Pit | 1222 | m³ | AED | 72.64
GEVIN | 4 | 4.0671 | United Arab Emirates | Dubai | Infrastructure | Palm Jebel Ali | Public Access Road - Phase 1 | NAKHEEL | DBB | Award | 2024 | Remeasure | Earthworks | E645.6 | Filling: Planting Medium; Comprising Homogeneous Mixture Of Soil, Peat-Free Compost And Fertilizers; Including All Ancillary Works As Necessary: 2000Mm Depth; To Palm Pit | 1576 | m³ | AED | 72.64
GEVIN | 4 | 4.0671 | United Arab Emirates | Dubai | Infrastructure | Palm Jebel Ali | Public Access Road - Phase 1 | NAKHEEL | DBB | Award | 2024 | Remeasure | Earthworks | E631.1 | Filling To Excavation; Commencing From Existing Grade Up To The Soffit Of Paving Build-Up;: Compacted Subgrade Layer To Not Less Than 95% Mdd | 16131 | m³ | AED | 20.99
GEVIN | 4 | 4.0671 | United Arab Emirates | Dubai | Infrastructure | Palm Jebel Ali | Public Access Road - Phase 1 | NAKHEEL | DBB | Award | 2024 | Remeasure | Earthworks | E900.2 | Daylight Fill; Materials Other Than Topsoil, Rock Or Artificial Hard Material; Including Accessories And All Ancillary Works As Necessary: Maximum Depth Exceeding 0.25 M But Not Exceeding 0.5 M | 1890 | m³ | AED | 51.73
GEVIN | 4 | 4.0671 | United Arab Emirates | Dubai | Infrastructure | Palm Jebel Ali | Public Access Road - Phase 1 | NAKHEEL | DBB | Award | 2024 | Remeasure | Earthworks | E648 | Filling; 150Mm Thick; Cement Stabilized Aggregate Capping Layer Compacted To 95%Mdd; Including All Ancillary Works As Necessary: To Verge Area | 618 | m³ | AED | 439.64
GEVIN | 4 | 4.0671 | United Arab Emirates | Dubai | Infrastructure | Palm Jebel Ali | Public Access Road - Phase 1 | NAKHEEL | DBB | Award | 2024 | Remeasure | Earthworks | E722.1 | Filling Ancillaries: Preparation Of Filled Surface; Materials Other Than Topsoil, Rock Or Artificial Hard Material: To Verge Area | 4122 | m² | AED | 6.74
GEVIN | 4 | 4.0671 | United Arab Emirates | Dubai | Infrastructure | Palm Jebel Ali | Public Access Road - Phase 1 | NAKHEEL | DBB | Award | 2024 | Remeasure | Earthworks | E722.2 | Filling Ancillaries: Preparation Of Filled Surface; Materials Other Than Topsoil, Rock Or Artificial Hard Material: To Road Pavings And Kerb Areas | 49853 | m² | AED | 2.98
GEVIN | 4 | 4.0671 | United Arab Emirates | Dubai | Infrastructure | Palm Jebel Ali | Public Access Road - Phase 1 | NAKHEEL | DBB | Award | 2024 | Remeasure | Earthworks | E722.3 | Filling Ancillaries: Preparation Of Filled Surface; Materials Other Than Topsoil, Rock Or Artificial Hard Material: To Softscape Areas | 16667 | m² | AED | 27.67
GEVIN | 4 | 4.0671 | United Arab Emirates | Dubai | Infrastructure | Palm Jebel Ali | Public Access Road - Phase 1 | NAKHEEL | DBB | Award | 2024 | Remeasure | Earthworks | E722.4 | Filling Ancillaries: Preparation Of Filled Surface; Materials Other Than Topsoil, Rock Or Artificial Hard Material: To Gravel | 17250 | m² | AED | 10.38
GEVIN | 4 | 4.0672 | United Arab Emirates | Dubai | Infrastructure | Palm Jebel Ali | Public Access Road - Phase 1 | NAKHEEL | DBB | Award | 2024 | Remeasure | Earthworks | E820.1 | Gravel Mulch; Size 50-100Mm; Including Accessories And All Ancillary Works As Necessary: 100Mm Thick; To Shrubs | 5859 | m² | AED | 38.05
GEVIN | 4 | 4.0672 | United Arab Emirates | Dubai | Infrastructure | Palm Jebel Ali | Public Access Road - Phase 1 | NAKHEEL | DBB | Award | 2024 | Remeasure | Earthworks | E820.2 | Gravel Mulch; Size 50-100Mm; Including Accessories And All Ancillary Works As Necessary: 100Mm Thick; To Groundcovers | 9498 | m² | AED | 38.05
GEVIN | 4 | 4.0672 | United Arab Emirates | Dubai | Infrastructure | Palm Jebel Ali | Public Access Road - Phase 1 | NAKHEEL | DBB | Award | 2024 | Remeasure | Earthworks | E820.3 | Gravel Mulch; Size 50-100Mm; Including Accessories And All Ancillary Works As Necessary: 100Mm Thick; To Grass | 1310 | m² | AED | 38.05
GEVIN | 4 | 4.0672 | United Arab Emirates | Dubai | Infrastructure | Palm Jebel Ali | Public Access Road - Phase 1 | NAKHEEL | DBB | Award | 2024 | Remeasure | Earthworks | E850.1 | Shrubs; Including Earthworks, Fertilizer, Trimming, Accessories And All Ancillary Works As Necessary: Boug-G; Bougainvillea Glabra; Paper Flower; Overall Height 400Mm; Spread 400-500Mm | 5614 | m² | AED | 66.88
GEVIN | 4 | 4.0672 | United Arab Emirates | Dubai | Infrastructure | Palm Jebel Ali | Public Access Road - Phase 1 | NAKHEEL | DBB | Award | 2024 | Remeasure | Earthworks | E850.2 | Shrubs; Including Earthworks, Fertilizer, Trimming, Accessories And All Ancillary Works As Necessary: Cari-M; Carissa Macrocarpa; Natal Plum; Overall Height 1200Mm; Spread 900Mm | 246 | m² | AED | 49.58
GEVIN | 4 | 4.0672 | United Arab Emirates | Dubai | Infrastructure | Palm Jebel Ali | Public Access Road - Phase 1 | NAKHEEL | DBB | Award | 2024 | Remeasure | Earthworks | E850.3 | Groundcovers; Including Earthworks, Fertilizer, Trimming, Accessories And All Ancillary Works As Necessary: Cath-R; Catharanthus Roseus; Vinca Rosea; Overall Height 300Mm; Spread 300Mm | 346 | m² | AED | 49.58
GEVIN | 4 | 4.0672 | United Arab Emirates | Dubai | Infrastructure | Palm Jebel Ali | Public Access Road - Phase 1 | NAKHEEL | DBB | Award | 2024 | Remeasure | Earthworks | E850.4 | Groundcovers; Including Earthworks, Fertilizer, Trimming, Accessories And All Ancillary Works As Necessary: Ruel-C; Ruellia Ciliosa; Ciliate Wild Petunia; Overall Height 300Mm; Spread 300Mm | 7173 | m² | AED | 69.18
GEVIN | 4 | 4.0672 | United Arab Emirates | Dubai | Infrastructure | Palm Jebel Ali | Public Access Road - Phase 1 | NAKHEEL | DBB | Award | 2024 | Remeasure | Earthworks | E850.5 | Groundcovers; Including Earthworks, Fertilizer, Trimming, Accessories And All Ancillary Works As Necessary: Sesu-P; Sesuvium Portulacastrum; Sea Purslane; Overall Height 50Mm; Spread 300Mm | 1979 | m² | AED | 80.72
GEVIN | 4 | 4.0672 | United Arab Emirates | Dubai | Infrastructure | Palm Jebel Ali | Public Access Road - Phase 1 | NAKHEEL | DBB | Award | 2024 | Remeasure | Earthworks | E850.6 | Grass; Including Earthworks,, Fertilizer, Trimming, Accessories And All Ancillary Works As Necessary: Penn-S; Pennisetum Setaceum; Fountain Grass; Overall Height 600Mm; Spread 600Mm | 1310 | m² | AED | 50.74
GEVIN | 4 | 4.0672 | United Arab Emirates | Dubai | Infrastructure | Palm Jebel Ali | Public Access Road - Phase 1 | NAKHEEL | DBB | Award | 2024 | Remeasure | Earthworks | E860.1 | Trees; Including 35Mm Tree Ties, Earthworks, Fertilizer, Trimming, Accessories And All Ancillary Works As Necessary: Azad-I; Azadirachta Indica; Neem; Overall Height 5000Mm; Spread 2200Mm | 362 | Nr | AED | 2801.95
GEVIN | 4 | 4.0673 | United Arab Emirates | Dubai | Infrastructure | Palm Jebel Ali | Public Access Road - Phase 1 | NAKHEEL | DBB | Award | 2024 | Remeasure | Earthworks | E860.2 | Palm; Including Rootball, Earthworks, Fertilizer, Trimming, Accessories And All Ancillary Works As Necessary: Phoe-D; Phoenix Dactylifera; Date Palm; Overall Height 6000Mm; Spread 3000Mm | 197 | Nr | AED | 4571.91
GEVIN | 4 | 4.0673 | United Arab Emirates | Dubai | Infrastructure | Palm Jebel Ali | Public Access Road - Phase 1 | NAKHEEL | DBB | Award | 2024 | Remeasure | Earthworks | E860.3 | Specimen Shrubs; Including Earthworks, Soil Mix, Fertilizer, Accessories And All Ancillary Works As Necessary: Wash-F; Washintonia Filifera; Desert Fan Palm; Overall Height 1500Mm; Spread 1200Mm | 10 | Nr | AED | 737.96
GEVIN | 4 | 4.0673 | United Arab Emirates | Dubai | Infrastructure | Palm Jebel Ali | Public Access Road - Phase 1 | NAKHEEL | DBB | Award | 2024 | Remeasure | Earthworks | E860.4 | Specimen Shrubs; Including Earthworks, Soil Mix, Fertilizer, Accessories And All Ancillary Works As Necessary: Agav-S; Agave Sisalana; Sisal; Overall Height 900Mm; Spread 900Mm | 22 | Nr | AED | 136.06
GEVIN | 4 | 4.0673 | United Arab Emirates | Dubai | Infrastructure | Palm Jebel Ali | Public Access Road - Phase 1 | NAKHEEL | DBB | Award | 2024 | Remeasure | Earthworks | E900.4 | Planting Management; Including Consumables, Accessories And All Ancillary Works As Necessary; Complete: Operation And Maintenance For Landscape Works For A Duration Of 24 Months From The Date Of Taking Over. | 24 | Nr | AED | 55490.75
GEVIN | 4 | 4.0673 | United Arab Emirates | Dubai | Infrastructure | Palm Jebel Ali | Public Access Road - Phase 1 | NAKHEEL | DBB | Award | 2024 | Remeasure | Earthworks | E900.7 | Sundries: Tree Stake; Size 50 X 50Mm | 2236 | Nr | AED | 57.65
GEVIN | 4 | 4.0673 | United Arab Emirates | Dubai | Infrastructure | Palm Jebel Ali | Public Access Road - Phase 1 | NAKHEEL | DBB | Award | 2024 | Remeasure | Earthworks | E900.8 | Sundries: Plastic Edger; Between Gravel And Planting | 13988 | m | AED | 13.84
GEVIN | 4 | 4.0673 | United Arab Emirates | Dubai | Infrastructure | Palm Jebel Ali | Public Access Road - Phase 1 | NAKHEEL | DBB | Award | 2024 | Remeasure | Miscellaneous Metalwork | N900.1 | Featured Hoardings: Screening Hoardings; High Quality; To Be Engineered For Windy Weather Conditions And Advertisings; Including Steel Supports, Frames, Concrete Blocks, Fixings, Accessories And All Ancillary Works As Necessary: 2000~2500Mm High | 3717 | m | AED | 298.21
GEVIN | 4 | 4.0673 | United Arab Emirates | Dubai | Infrastructure | Palm Jebel Ali | Public Access Road - Phase 1 | NAKHEEL | DBB | Award | 2024 | Remeasure | Roads And Pavings | R184.1 | Granular Sub-Base; (Cbr > 30%): Pavement Type 1; For Road; 150Mm Thick | 35318 | m² | AED | 22.07
GEVIN | 4 | 4.0673 | United Arab Emirates | Dubai | Infrastructure | Palm Jebel Ali | Public Access Road - Phase 1 | NAKHEEL | DBB | Award | 2024 | Remeasure | Roads And Pavings | R184.2 | Aggregate Road Base Course; (Cbr > 80%): Pavement Type 1; For Road; 150Mm Thick | 35318 | m² | AED | 22.76
GEVIN | 4 | 4.0674 | United Arab Emirates | Dubai | Infrastructure | Palm Jebel Ali | Public Access Road - Phase 1 | NAKHEEL | DBB | Award | 2024 | Remeasure | Roads And Pavings | R450.1 | Asphalt Wearing Course: Pavement Type 1; For Road; 50Mm Thick | 35318 | m² | AED | 34.64
GEVIN | 4 | 4.0674 | United Arab Emirates | Dubai | Infrastructure | Palm Jebel Ali | Public Access Road - Phase 1 | NAKHEEL | DBB | Award | 2024 | Remeasure | Waterproofing | W149.1 | Prime Coat: Pavement Type 1; For Road | 35318 | m² | AED | 4.24
GEVIN | 4 | 4.0674 | United Arab Emirates | Dubai | Infrastructure | Palm Jebel Ali | Public Access Road - Phase 1 | NAKHEEL | DBB | Award | 2024 | Remeasure | Roads And Pavings | R184.3 | Granular Sub-Base; (Cbr > 30%): Pavement Type 3; Interlock For Footpath; 150Mm Thick | 4753 | m² | AED | 22.55
GEVIN | 4 | 4.0674 | United Arab Emirates | Dubai | Infrastructure | Palm Jebel Ali | Public Access Road - Phase 1 | NAKHEEL | DBB | Award | 2024 | Remeasure | Roads And Pavings | R751.1 | Interlocking Precast Concrete Block Pavers: Pavement Type 3; Interlock For Footpath; 60Mm Thick | 4753 | m² | AED | 56.58
GEVIN | 4 | 4.0674 | United Arab Emirates | Dubai | Infrastructure | Palm Jebel Ali | Public Access Road - Phase 1 | NAKHEEL | DBB | Award | 2024 | Remeasure | Roads And Pavings | R184.4 | Aggregate Road Base Course; (Cbr > 80%): To Pavement Type 4; For Cycle Track; 150Mm Thick | 5918 | m² | AED | 24.83
GEVIN | 4 | 4.0674 | United Arab Emirates | Dubai | Infrastructure | Palm Jebel Ali | Public Access Road - Phase 1 | NAKHEEL | DBB | Award | 2024 | Remeasure | Roads And Pavings | R450.2 | Ac Wearing Course: To Pavement Type 4; For Cycle Track; 50Mm Thick | 5918 | m² | AED | 35.08
GEVIN | 4 | 4.0674 | United Arab Emirates | Dubai | Infrastructure | Palm Jebel Ali | Public Access Road - Phase 1 | NAKHEEL | DBB | Award | 2024 | Remeasure | Waterproofing | W149.2 | Prime Coat: To Pavement Type 4; For Cycle Track | 5918 | m² | AED | 4.24
GEVIN | 4 | 4.0674 | United Arab Emirates | Dubai | Infrastructure | Palm Jebel Ali | Public Access Road - Phase 1 | NAKHEEL | DBB | Award | 2024 | Remeasure | Roads And Pavings | R183.1 | Gravel Surface; Loosely Laid; In Natural Finish; Color Light Grey; Including Beds And All Ancillary Works As Necessary: Type Gs1; Size 20-30Mm Diameter; 100Mm Thick | 17250 | m² | AED | 62.56
GEVIN | 4 | 4.0674 | United Arab Emirates | Dubai | Infrastructure | Palm Jebel Ali | Public Access Road - Phase 1 | NAKHEEL | DBB | Award | 2024 | Remeasure | Roads And Pavings | R668.1 | Tie-In Works; Between New And Existing Pavement; Including Making Good, Accessories And All Ancillary Works As Necessary : Prime Coat; Girth 320Mm; Between Phase 1B And Phase 1A | 40 | m | AED | 632.83
GEVIN | 4 | 4.0674 | United Arab Emirates | Dubai | Infrastructure | Palm Jebel Ali | Public Access Road - Phase 1 | NAKHEEL | DBB | Award | 2024 | Remeasure | Roads And Pavings | R668.2 | Tie-In Works; Between New And Existing Pavement; Including Making Good, Accessories And All Ancillary Works As Necessary : Prime Coat; Girth 320Mm; Between Phase 1B And Existing Roads | 40 | m | AED | 632.83
GEVIN | 4 | 4.0675 | United Arab Emirates | Dubai | Infrastructure | Palm Jebel Ali | Public Access Road - Phase 1 | NAKHEEL | DBB | Award | 2024 | Remeasure | Roads And Pavings | R711.1 | Upstand Kerbs; Straight Or Curved To Radius Exceeding 12 M; Including 20 Mm Thick And Jointed In Dry Mix Mortar, Accessories And All Ancillary Works As Necessary: Hydraulically Pressed Precast Upstand Kerbs; Size 305 X 150 Mm | 4173 | m | AED | 34.29
GEVIN | 4 | 4.0675 | United Arab Emirates | Dubai | Infrastructure | Palm Jebel Ali | Public Access Road - Phase 1 | NAKHEEL | DBB | Award | 2024 | Remeasure | Roads And Pavings | R711.2 | Heel Kerbs; Straight Or Curved To Radius Exceeding 12 M; Including 20 Mm Thick And Jointed In Dry Mix Mortar, Accessories And All Ancillary Works As Necessary: Precast Heel Kerbs; Size 75 X 150 Mm | 144 | m | AED | 22.59
GEVIN | 4 | 4.0675 | United Arab Emirates | Dubai | Infrastructure | Palm Jebel Ali | Public Access Road - Phase 1 | NAKHEEL | DBB | Award | 2024 | Remeasure | Roads And Pavings | R711.3 | Flush Kerbs; Straight Or Curved To Radius Exceeding 12 M; Including 20 Mm Thick And Jointed In Dry Mix Mortar, Accessories And All Ancillary Works As Necessary: Precast Flush Kerb; Size 150 X 225Mm | 6049 | m | AED | 30.25
GEVIN | 4 | 4.0675 | United Arab Emirates | Dubai | Infrastructure | Palm Jebel Ali | Public Access Road - Phase 1 | NAKHEEL | DBB | Award | 2024 | Remeasure | Roads And Pavings | R812.1 | Regulation Sign Panel: Type 301; Stop | 2 | Nr | AED | 636.36
GEVIN | 4 | 4.0675 | United Arab Emirates | Dubai | Infrastructure | Palm Jebel Ali | Public Access Road - Phase 1 | NAKHEEL | DBB | Award | 2024 | Remeasure | Roads And Pavings | R812.2 | Regulation Sign Panel: Type 302; Giveway | 8 | Nr | AED | 596.49
GEVIN | 4 | 4.0675 | United Arab Emirates | Dubai | Infrastructure | Palm Jebel Ali | Public Access Road - Phase 1 | NAKHEEL | DBB | Award | 2024 | Remeasure | Roads And Pavings | R812.3 | Regulation Sign Panel: Type 303; Giveway To Pedestrians | 4 | Nr | AED | 653.6
GEVIN | 4 | 4.0675 | United Arab Emirates | Dubai | Infrastructure | Palm Jebel Ali | Public Access Road - Phase 1 | NAKHEEL | DBB | Award | 2024 | Remeasure | Roads And Pavings | R812.4 | Regulation Sign Panel: Type 327; Keep Right | 4 | Nr | AED | 523.23
GEVIN | 4 | 4.0675 | United Arab Emirates | Dubai | Infrastructure | Palm Jebel Ali | Public Access Road - Phase 1 | NAKHEEL | DBB | Award | 2024 | Remeasure | Roads And Pavings | R812.5 | Regulation Sign Panel: Type 329; Roundabout | 8 | Nr | AED | 636.36
GEVIN | 4 | 4.0675 | United Arab Emirates | Dubai | Infrastructure | Palm Jebel Ali | Public Access Road - Phase 1 | NAKHEEL | DBB | Award | 2024 | Remeasure | Roads And Pavings | R812.6 | Regulation Sign Panel: Type 341.2; Pedestrian And Cyclist Only. Segregated | 3 | Nr | AED | 636.36
GEVIN | 4 | 4.0675 | United Arab Emirates | Dubai | Infrastructure | Palm Jebel Ali | Public Access Road - Phase 1 | NAKHEEL | DBB | Award | 2024 | Remeasure | Roads And Pavings | R812.7 | Regulation Sign Panel: Type 344-40; Maximum Speed Limit | 4 | Nr | AED | 636.36
GEVIN | 4 | 4.0675 | United Arab Emirates | Dubai | Infrastructure | Palm Jebel Ali | Public Access Road - Phase 1 | NAKHEEL | DBB | Award | 2024 | Remeasure | Roads And Pavings | R812.8 | Regulation Sign Panel: Type 353.1; No Cyclist | 3 | Nr | AED | 636.36
GEVIN | 4 | 4.0676 | United Arab Emirates | Dubai | Infrastructure | Palm Jebel Ali | Public Access Road - Phase 1 | NAKHEEL | DBB | Award | 2024 | Remeasure | Roads And Pavings | R812.9 | Regulation Sign Panel: Type 413; Left Curve | 1 | Nr | AED | 596.49
GEVIN | 4 | 4.0676 | United Arab Emirates | Dubai | Infrastructure | Palm Jebel Ali | Public Access Road - Phase 1 | NAKHEEL | DBB | Award | 2024 | Remeasure | Roads And Pavings | R812.10 | Regulation Sign Panel: Type 414; Bends Ahead | 2 | Nr | AED | 596.49
GEVIN | 4 | 4.0676 | United Arab Emirates | Dubai | Infrastructure | Palm Jebel Ali | Public Access Road - Phase 1 | NAKHEEL | DBB | Award | 2024 | Remeasure | Roads And Pavings | R812.11 | Regulation Sign Panel: Type 420; Roundabout Ahead | 6 | Nr | AED | 596.49
GEVIN | 4 | 4.0676 | United Arab Emirates | Dubai | Infrastructure | Palm Jebel Ali | Public Access Road - Phase 1 | NAKHEEL | DBB | Award | 2024 | Remeasure | Roads And Pavings | R812.12 | Regulation Sign Panel: Type 435; Speed Hump Ahead | 14 | Nr | AED | 594.34
GEVIN | 4 | 4.0676 | United Arab Emirates | Dubai | Infrastructure | Palm Jebel Ali | Public Access Road - Phase 1 | NAKHEEL | DBB | Award | 2024 | Remeasure | Roads And Pavings | R812.13 | Regulation Sign Panel: Type 453.1; Gore Hazard/Plate | 6 | Nr | AED | 470.43
GEVIN | 4 | 4.0676 | United Arab Emirates | Dubai | Infrastructure | Palm Jebel Ali | Public Access Road - Phase 1 | NAKHEEL | DBB | Award | 2024 | Remeasure | Roads And Pavings | R812.14 | Regulation Sign Panel: Type 454; Single Chevron Right | 23 | Nr | AED | 477.97
GEVIN | 4 | 4.0676 | United Arab Emirates | Dubai | Infrastructure | Palm Jebel Ali | Public Access Road - Phase 1 | NAKHEEL | DBB | Award | 2024 | Remeasure | Roads And Pavings | R812.15 | Regulation Sign Panel: Type 455; Single Chevron Left | 25 | Nr | AED | 477.97
GEVIN | 4 | 4.0676 | United Arab Emirates | Dubai | Infrastructure | Palm Jebel Ali | Public Access Road - Phase 1 | NAKHEEL | DBB | Award | 2024 | Remeasure | Roads And Pavings | R812.16 | Regulation Sign Panel: Type 456; Multiple Chevron Right | 4 | Nr | AED | 929.51
GEVIN | 4 | 4.0676 | United Arab Emirates | Dubai | Infrastructure | Palm Jebel Ali | Public Access Road - Phase 1 | NAKHEEL | DBB | Award | 2024 | Remeasure | Roads And Pavings | R812.17 | Regulation Sign Panel: Signage; "Construction Vehicle Only" | 2 | Nr | AED | 4989.19
GEVIN | 4 | 4.0677 | United Arab Emirates | Dubai | Infrastructure | Palm Jebel Ali | Public Access Road - Phase 1 | NAKHEEL | DBB | Award | 2024 | Remeasure | Roads And Pavings | R812.18 | Regulation Sign Panel: Signage; "To Palm Jebel Ali Sales Center" | 1 | Nr | AED | 3962.39
GEVIN | 4 | 4.0677 | United Arab Emirates | Dubai | Infrastructure | Palm Jebel Ali | Public Access Road - Phase 1 | NAKHEEL | DBB | Award | 2024 | Remeasure | Roads And Pavings | R812.19 | Regulation Sign Panel: Signage; "To Veneto Residence" | 1 | Nr | AED | 3908.52
GEVIN | 4 | 4.0677 | United Arab Emirates | Dubai | Infrastructure | Palm Jebel Ali | Public Access Road - Phase 1 | NAKHEEL | DBB | Award | 2024 | Remeasure | Roads And Pavings | R823.1 | Surface Markings; Including Finishes, Accessories And All Ancillary Works As Necessary: Letters And Shapes: Type 614.1; Straight Arrow | 44 | Nr | AED | 50.4
GEVIN | 4 | 4.0677 | United Arab Emirates | Dubai | Infrastructure | Palm Jebel Ali | Public Access Road - Phase 1 | NAKHEEL | DBB | Award | 2024 | Remeasure | Roads And Pavings | R823.2 | Surface Markings; Including Finishes, Accessories And All Ancillary Works As Necessary: Letters And Shapes: Type 614.2; Right Turn Arrow | 2 | Nr | AED | 61.6
GEVIN | 4 | 4.0677 | United Arab Emirates | Dubai | Infrastructure | Palm Jebel Ali | Public Access Road - Phase 1 | NAKHEEL | DBB | Award | 2024 | Remeasure | Roads And Pavings | R823.3 | Surface Markings; Including Finishes, Accessories And All Ancillary Works As Necessary: Letters And Shapes: Type 614.4; Straight/Right Arrow | 2 | Nr | AED | 111.99
GEVIN | 4 | 4.0677 | United Arab Emirates | Dubai | Infrastructure | Palm Jebel Ali | Public Access Road - Phase 1 | NAKHEEL | DBB | Award | 2024 | Remeasure | Roads And Pavings | R823.4 | Surface Markings; Including Finishes, Accessories And All Ancillary Works As Necessary: Letters And Shapes: Type 614.5; Straight/Left Arrow | 2 | Nr | AED | 111.99
GEVIN | 4 | 4.0677 | United Arab Emirates | Dubai | Infrastructure | Palm Jebel Ali | Public Access Road - Phase 1 | NAKHEEL | DBB | Award | 2024 | Remeasure | Roads And Pavings | R823.5 | Surface Markings; Including Finishes, Accessories And All Ancillary Works As Necessary: Letters And Shapes: Type 603, Continuous Lines 500Mm Wide. Pedestrian Crossing Line Marking | 93 | m | AED | 67.2
GEVIN | 4 | 4.0677 | United Arab Emirates | Dubai | Infrastructure | Palm Jebel Ali | Public Access Road - Phase 1 | NAKHEEL | DBB | Award | 2024 | Remeasure | Roads And Pavings | R825.1 | Surface Markings; Including Finishes, Accessories And All Ancillary Works As Necessary: Letters And Shapes: Type 601, Stop Line Marking | 17 | m | AED | 14.11
GEVIN | 4 | 4.0677 | United Arab Emirates | Dubai | Infrastructure | Palm Jebel Ali | Public Access Road - Phase 1 | NAKHEEL | DBB | Award | 2024 | Remeasure | Roads And Pavings | R825.2 | Surface Markings; Including Finishes, Accessories And All Ancillary Works As Necessary: Letters And Shapes: Type 602, Give Way Line Marking | 71 | m | AED | 11.2
GEVIN | 4 | 4.0677 | United Arab Emirates | Dubai | Infrastructure | Palm Jebel Ali | Public Access Road - Phase 1 | NAKHEEL | DBB | Award | 2024 | Remeasure | Roads And Pavings | R825.3 | Surface Markings; Including Finishes, Accessories And All Ancillary Works As Necessary: Letters And Shapes: Type 611, Single Line | 39 | m | AED | 3.58
GEVIN | 4 | 4.0678 | United Arab Emirates | Dubai | Infrastructure | Palm Jebel Ali | Public Access Road - Phase 1 | NAKHEEL | DBB | Award | 2024 | Remeasure | Roads And Pavings | R825.4 | Surface Markings; Including Finishes, Accessories And All Ancillary Works As Necessary: Letters And Shapes: Type 611, No Passing Line | 38 | m | AED | 3.86
GEVIN | 4 | 4.0678 | United Arab Emirates | Dubai | Infrastructure | Palm Jebel Ali | Public Access Road - Phase 1 | NAKHEEL | DBB | Award | 2024 | Remeasure | Roads And Pavings | R824.1 | Surface Markings; Including Finishes, Accessories And All Ancillary Works As Necessary: Letters And Shapes: Type 613, Edge Line | 4675 | m | AED | 1.68
GEVIN | 4 | 4.0678 | United Arab Emirates | Dubai | Infrastructure | Palm Jebel Ali | Public Access Road - Phase 1 | NAKHEEL | DBB | Award | 2024 | Remeasure | Roads And Pavings | R825.5 | Surface Markings; Including Finishes, Accessories And All Ancillary Works As Necessary: Letters And Shapes: Type 652; Dividing Line | 2003 | m | AED | 1.68
GEVIN | 4 | 4.0678 | United Arab Emirates | Dubai | Infrastructure | Palm Jebel Ali | Public Access Road - Phase 1 | NAKHEEL | DBB | Award | 2024 | Remeasure | Roads And Pavings | R825.6 | Surface Markings; Including Finishes, Accessories And All Ancillary Works As Necessary: Letters And Shapes: Type 654, Lane Line Marking | 3750 | m | AED | 1.68
GEVIN | 4 | 4.0678 | United Arab Emirates | Dubai | Infrastructure | Palm Jebel Ali | Public Access Road - Phase 1 | NAKHEEL | DBB | Award | 2024 | Remeasure | Roads And Pavings | R825.7 | Surface Markings; Including Finishes, Accessories And All Ancillary Works As Necessary: Letters And Shapes: Type 658; Hatch Marking | 328 | m² | AED | 35.84
GEVIN | 4 | 4.0678 | United Arab Emirates | Dubai | Infrastructure | Palm Jebel Ali | Public Access Road - Phase 1 | NAKHEEL | DBB | Award | 2024 | Remeasure | Roads And Pavings | R825.8 | Surface Markings; Including Finishes, Accessories And All Ancillary Works As Necessary: Letters And Shapes: Type 680, Guide Line Marking | 193 | m | AED | 1.68
GEVIN | 4 | 4.0678 | United Arab Emirates | Dubai | Infrastructure | Palm Jebel Ali | Public Access Road - Phase 1 | NAKHEEL | DBB | Award | 2024 | Remeasure | Roads And Pavings | R823.6 | Surface Markings; Including Finishes, Accessories And All Ancillary Works As Necessary: Letters And Shapes: Cycle Track Text; "Arabic Text" | 6 | Nr | AED | 559.97
GEVIN | 4 | 4.0678 | United Arab Emirates | Dubai | Infrastructure | Palm Jebel Ali | Public Access Road - Phase 1 | NAKHEEL | DBB | Award | 2024 | Remeasure | Roads And Pavings | R823.7 | Surface Markings; Including Finishes, Accessories And All Ancillary Works As Necessary: Letters And Shapes: Cycle Track Text; "Slow" | 2 | Nr | AED | 559.97
GEVIN | 4 | 4.0678 | United Arab Emirates | Dubai | Infrastructure | Palm Jebel Ali | Public Access Road - Phase 1 | NAKHEEL | DBB | Award | 2024 | Remeasure | Roads And Pavings | R823.8 | Surface Markings; Including Finishes, Accessories And All Ancillary Works As Necessary: Letters And Shapes: Cycle Track Symbol; Bicycle Lane | 30 | Nr | AED | 503.97
GEVIN | 4 | 4.0678 | United Arab Emirates | Dubai | Infrastructure | Palm Jebel Ali | Public Access Road - Phase 1 | NAKHEEL | DBB | Award | 2024 | Remeasure | Roads And Pavings | R823.9 | Surface Markings; Including Finishes, Accessories And All Ancillary Works As Necessary: Letters And Shapes: Cycle Track Symbol; Give Way | 3 | Nr | AED | 503.97
GEVIN | 4 | 4.0678 | United Arab Emirates | Dubai | Infrastructure | Palm Jebel Ali | Public Access Road - Phase 1 | NAKHEEL | DBB | Award | 2024 | Remeasure | Roads And Pavings | R823.10 | Surface Markings; Including Finishes, Accessories And All Ancillary Works As Necessary: Letters And Shapes: Cycle Track Symbol; Pedestrian | 15 | Nr | AED | 503.97
GEVIN | 4 | 4.0679 | United Arab Emirates | Dubai | Infrastructure | Palm Jebel Ali | Public Access Road - Phase 1 | NAKHEEL | DBB | Award | 2024 | Remeasure | Roads And Pavings | R823.11 | Surface Markings; Including Finishes, Accessories And All Ancillary Works As Necessary: Letters And Shapes: Cycle Track Symbol; Scooter Lane | 30 | Nr | AED | 503.97
GEVIN | 4 | 4.0679 | United Arab Emirates | Dubai | Infrastructure | Palm Jebel Ali | Public Access Road - Phase 1 | NAKHEEL | DBB | Award | 2024 | Remeasure | Roads And Pavings | R823.12 | Surface Markings; Including Finishes, Accessories And All Ancillary Works As Necessary: Letters And Shapes: Cycle Track Symbol; Speed Limit 20 | 2 | Nr | AED | 503.97
GEVIN | 4 | 4.0679 | United Arab Emirates | Dubai | Infrastructure | Palm Jebel Ali | Public Access Road - Phase 1 | NAKHEEL | DBB | Award | 2024 | Remeasure | Roads And Pavings | R823.13 | Surface Markings; Including Finishes, Accessories And All Ancillary Works As Necessary: Letters And Shapes: Cycle Track Symbol; Straight Arrow | 32 | Nr | AED | 89.59
GEVIN | 4 | 4.0679 | United Arab Emirates | Dubai | Infrastructure | Palm Jebel Ali | Public Access Road - Phase 1 | NAKHEEL | DBB | Award | 2024 | Remeasure | Roads And Pavings | R824.2 | Surface Markings; Including Finishes, Accessories And All Ancillary Works As Necessary: Letters And Shapes: Proposed Shoulder Line | 4403 | m | AED | 2.52
GEVIN | 4 | 4.0679 | United Arab Emirates | Dubai | Infrastructure | Palm Jebel Ali | Public Access Road - Phase 1 | NAKHEEL | DBB | Award | 2024 | Remeasure | In situ concrete | F100.1 | Designed Concrete; Grade C25/20; Laid On Compacted Sub-Base Including All Ancillary Works As Necessary: Blinding Concrete; 100Mm Thick | 387 | m³ | AED | 325.15
GEVIN | 4 | 4.0679 | United Arab Emirates | Dubai | Infrastructure | Palm Jebel Ali | Public Access Road - Phase 1 | NAKHEEL | DBB | Award | 2024 | Remeasure | In situ concrete | F100.2 | Designed Concrete; Grade C25/20; Laid On Compacted Sub-Base Including All Ancillary Works As Necessary: Concrete Backing And Foundations; To Flush Kerbs | 222 | m³ | AED | 313.92
GEVIN | 4 | 4.0679 | United Arab Emirates | Dubai | Infrastructure | Palm Jebel Ali | Public Access Road - Phase 1 | NAKHEEL | DBB | Award | 2024 | Remeasure | In situ concrete | F100.3 | Designed Concrete; Grade C25/20; Laid On Compacted Sub-Base Including All Ancillary Works As Necessary: Concrete Backing And Foundations; To Upstand Kerbs | 480 | m³ | AED | 313.92
GEVIN | 4 | 4.0679 | United Arab Emirates | Dubai | Infrastructure | Palm Jebel Ali | Public Access Road - Phase 1 | NAKHEEL | DBB | Award | 2024 | Remeasure | In situ concrete | F100.4 | Designed Concrete; Grade C25/20; Laid On Compacted Sub-Base Including All Ancillary Works As Necessary: Concrete Backing And Foundations; To Heel Kerbs | 4 | m³ | AED | 313.92
GEVIN | 4 | 4.0679 | United Arab Emirates | Dubai | Infrastructure | Palm Jebel Ali | Public Access Road - Phase 1 | NAKHEEL | DBB | Award | 2024 | Remeasure | In situ concrete | F100.5 | Designed Concrete; Grade C36/20; Laid On Compacted Sub-Base Including All Ancillary Works As Necessary: Concrete Barrier Foundation | 138 | m³ | AED | 361.31
GEVIN | 4 | 4.0679 | United Arab Emirates | Dubai | Infrastructure | Palm Jebel Ali | Public Access Road - Phase 1 | NAKHEEL | DBB | Award | 2024 | Remeasure | In situ concrete | F611.1 | Grade C25/20; Laid On Compacted Sub-Base Including All Ancillary Works As Necessary: Blinding Concrete; 100Mm Thick | 387 | m³ | AED | 235.61
GEVIN | 4 | 4.068 | United Arab Emirates | Dubai | Infrastructure | Palm Jebel Ali | Public Access Road - Phase 1 | NAKHEEL | DBB | Award | 2024 | Remeasure | In situ concrete | F622.1 | Grade C25/20; Laid On Compacted Sub-Base Including All Ancillary Works As Necessary: Concrete Backing And Foundations; To Flush Kerbs | 222 | m³ | AED | 235.61
GEVIN | 4 | 4.068 | United Arab Emirates | Dubai | Infrastructure | Palm Jebel Ali | Public Access Road - Phase 1 | NAKHEEL | DBB | Award | 2024 | Remeasure | In situ concrete | F622.2 | Grade C25/20; Laid On Compacted Sub-Base Including All Ancillary Works As Necessary: Concrete Backing And Foundations; To Upstand Kerbs | 480 | m³ | AED | 235.61
GEVIN | 4 | 4.068 | United Arab Emirates | Dubai | Infrastructure | Palm Jebel Ali | Public Access Road - Phase 1 | NAKHEEL | DBB | Award | 2024 | Remeasure | In situ concrete | F622.3 | Grade C25/20; Laid On Compacted Sub-Base Including All Ancillary Works As Necessary: Concrete Backing And Foundations; To Heel Kerbs | 4 | m³ | AED | 235.61
GEVIN | 4 | 4.068 | United Arab Emirates | Dubai | Infrastructure | Palm Jebel Ali | Public Access Road - Phase 1 | NAKHEEL | DBB | Award | 2024 | Remeasure | In situ concrete | F622.4 | Grade C36/20; Laid On Compacted Sub-Base Including All Ancillary Works As Necessary: Concrete Barrier Foundation | 138 | m³ | AED | 235.61
GEVIN | 4 | 4.068 | United Arab Emirates | Dubai | Infrastructure | Palm Jebel Ali | Public Access Road - Phase 1 | NAKHEEL | DBB | Award | 2024 | Remeasure | Concrete Ancillaries | G242.1 | Formwork: Fair Finish; Including Accessories And All Ancillary Works As Necessary: Plane Vertical, Width Exceeding 0.1 M But Not Exceeding 0.2 M; To Heel And Flush Kerb Bed And Backing | 1618 | m² | AED | 67.39
GEVIN | 4 | 4.068 | United Arab Emirates | Dubai | Infrastructure | Palm Jebel Ali | Public Access Road - Phase 1 | NAKHEEL | DBB | Award | 2024 | Remeasure | Concrete Ancillaries | G243.1 | Formwork: Fair Finish; Including Accessories And All Ancillary Works As Necessary: Plane Vertical, Width Exceeding 0.2 M But Not Exceeding 0.4 M; To Upstand Kerb Bed And Backing | 2872 | m² | AED | 67.39
GEVIN | 4 | 4.068 | United Arab Emirates | Dubai | Infrastructure | Palm Jebel Ali | Public Access Road - Phase 1 | NAKHEEL | DBB | Award | 2024 | Remeasure | Concrete Ancillaries | G243.2 | Formwork: Fair Finish; Including Accessories And All Ancillary Works As Necessary: Plane Vertical, Width Exceeding 0.2 M But Not Exceeding 0.4 M; To Concrete Barrier Foundation | 368 | m² | AED | 67.39
GEVIN | 4 | 4.068 | United Arab Emirates | Dubai | Infrastructure | Palm Jebel Ali | Public Access Road - Phase 1 | NAKHEEL | DBB | Award | 2024 | Remeasure | Concrete Ancillaries | G520.1 | Reinforcement: Reinforcement; High Yield Bars; Spacers And Chairs At The Discretion Of The Contractor; Including Accessories And All Ancillary Works As Necessary: To Concrete Barrier Foundation; Various Diameter | 20.71 | t | AED | 4542.17
GEVIN | 4 | 4.068 | United Arab Emirates | Dubai | Infrastructure | Palm Jebel Ali | Public Access Road - Phase 1 | NAKHEEL | DBB | Award | 2024 | Remeasure | Precast Concrete | H900.1 | Precast Concrete; Including Concrete Foundation (Measured Separately), Finishes, Joints, Accessories, And All Ancillary Works As Necessary: Concrete Barrier, 940 Mm High | 614 | m | AED | 389.95
GEVIN | 4 | 4.0681 | United Arab Emirates | Dubai | Infrastructure | Palm Jebel Ali | Public Access Road - Phase 1 | NAKHEEL | DBB | Award | 2024 | Remeasure | Pipework - Pipes | I912.1 | Irrigation Distribution Line Upvc Below Ground Pipes And Fittings Laid And Jointed Including Straight Joints, Flexible Joints And All Ancillary Works As Necessary; Laid In Trenches (Measured Elsewhere); Depth Not Exceeding 1500Mm: 160Mm Diameter | 2271 | m | AED | 142.82
GEVIN | 4 | 4.0681 | United Arab Emirates | Dubai | Infrastructure | Palm Jebel Ali | Public Access Road - Phase 1 | NAKHEEL | DBB | Award | 2024 | Remeasure | Pipework - Pipes | I912.2 | Drip Irrigation System Including Pipes And Fittings, Thrust Block, Sprinkler, Drip System, Pop-Up System To Landscape Areas And All Ancillary Works As Necessary; Laid In Trenches: To Ground, Shrubs And Covers | 15357 | m² | AED | 36.9
GEVIN | 4 | 4.0681 | United Arab Emirates | Dubai | Infrastructure | Palm Jebel Ali | Public Access Road - Phase 1 | NAKHEEL | DBB | Award | 2024 | Remeasure | Pipework - Pipes | I912.3 | Drip Irrigation System Including Pipes And Fittings, Thrust Block, Sprinkler, Drip System, Pop-Up System To Landscape Areas And All Ancillary Works As Necessary; Laid In Trenches: To Trees | 559 | Nr | AED | 126.84
GEVIN | 4 | 4.0681 | United Arab Emirates | Dubai | Infrastructure | Palm Jebel Ali | Public Access Road - Phase 1 | NAKHEEL | DBB | Award | 2024 | Remeasure | Pipework - Pipes | I912.4 | Drip Irrigation System Including Pipes And Fittings, Thrust Block, Sprinkler, Drip System, Pop-Up System To Landscape Areas And All Ancillary Works As Necessary; Laid In Trenches: To Grass | 1310 | m² | AED | 36.9
GEVIN | 4 | 4.0681 | United Arab Emirates | Dubai | Infrastructure | Palm Jebel Ali | Public Access Road - Phase 1 | NAKHEEL | DBB | Award | 2024 | Remeasure | Pipework - Fittings And Valves | J911.1 | Irrigation Network Line Fittings; Including Supports, Hangers And All Ancillary Works As Necessary: Tee; 160 X 160Mm Diameter | 20 | Nr | AED | 1095.78
GEVIN | 4 | 4.0681 | United Arab Emirates | Dubai | Infrastructure | Palm Jebel Ali | Public Access Road - Phase 1 | NAKHEEL | DBB | Award | 2024 | Remeasure | Pipework - Fittings And Valves | J911.2 | Irrigation Network Line Fittings; Including Supports, Hangers And All Ancillary Works As Necessary: 90° Bend; 160Mm Diameter | 4 | Nr | AED | 1449.19
GEVIN | 4 | 4.0681 | United Arab Emirates | Dubai | Infrastructure | Palm Jebel Ali | Public Access Road - Phase 1 | NAKHEEL | DBB | Award | 2024 | Remeasure | Pipework - Fittings And Valves | J911.3 | Irrigation Network Line Fittings; Including Supports, Hangers And All Ancillary Works As Necessary: T Branch For Lateral Connections; 160Mm Diameter | 20 | Nr | AED | 1522.75
GEVIN | 4 | 4.0681 | United Arab Emirates | Dubai | Infrastructure | Palm Jebel Ali | Public Access Road - Phase 1 | NAKHEEL | DBB | Award | 2024 | Remeasure | Pipework - Fittings And Valves | J881.1 | Gate Valve; To Irrigation Main And Distribution Line Including, Supports, Fittings, Accessories And All Ancillary Works As Necessary (Valve Box Measured Elsewhere): 160Mm Diameter | 2 | Nr | AED | 8645.21
GEVIN | 4 | 4.0681 | United Arab Emirates | Dubai | Infrastructure | Palm Jebel Ali | Public Access Road - Phase 1 | NAKHEEL | DBB | Award | 2024 | Remeasure | Pipework - Fittings And Valves | J881.2 | Air Release Valve Assembly; To Irrigation Main And Distribution Line Including Double Orifice Air Valve, Gate Valve Meter Gear, Self Restrained Dismantling Joint, Gusset Plate, Flanged Spigot With Puddle Flange, Double Coupling, Accessories And All Ancillary Works As Necessary (Valve Chamber Measured Elsewhere): 160Mm Diameter | 2 | Nr | AED | 15059.75
GEVIN | 4 | 4.0681 | United Arab Emirates | Dubai | Infrastructure | Palm Jebel Ali | Public Access Road - Phase 1 | NAKHEEL | DBB | Award | 2024 | Remeasure | Pipework - Fittings And Valves | J881.3 | Washout Valve Assembly; To Irrigation Main And Distribution Line Including 3Nr. Gate Valve Meter Gear, Self Restrained Dismantling Joint, All Flanged Level Invert Tee, Flanged Spigot With Puddle Flange, Double Coupling, Gusset Plate, Spindle With Square Cap, Accessories And All Ancillary Works As Necessary (Valve Chamber Measured Elsewhere): 160Mm Diameter | 1 | Nr | AED | 29497.68
GEVIN | 4 | 4.0682 | United Arab Emirates | Dubai | Infrastructure | Palm Jebel Ali | Public Access Road - Phase 1 | NAKHEEL | DBB | Award | 2024 | Remeasure | Pipework - Manholes And Pipework Ancillaries | K231.1 | Air Valve Chamber; In-Situ Concrete Double Triangle Heavy Duty, Triangle Ductile Iron Cover And Frame Including 150Mm Diameter Grp Cowl, Pipe Concrete Support, Excavation, Backfilling, 300X300X150Mm Sump Pit, Fittings, Accessories And All Ancillary Works As Necessary: 1400 X 1200Mm Valve Chamber | 2 | Nr | AED | 18901.45
GEVIN | 4 | 4.0682 | United Arab Emirates | Dubai | Infrastructure | Palm Jebel Ali | Public Access Road - Phase 1 | NAKHEEL | DBB | Award | 2024 | Remeasure | Pipework - Manholes And Pipework Ancillaries | K231.2 | Washout Chamber; In-Situ Concrete Double Triangle Heavy Duty, Triangle Ductile Iron Cover And Frame Including 150Mm Diameter Grp Cowl, Pipe Concrete Support, Excavation, Backfilling, 300X300X150 Sump Pit, Fittings, Accessories And All Ancillary Works As Necessary: 2400 X 1800Mm Washout Chamber | 1 | Nr | AED | 34771.57
GEVIN | 4 | 4.0682 | United Arab Emirates | Dubai | Infrastructure | Palm Jebel Ali | Public Access Road - Phase 1 | NAKHEEL | DBB | Award | 2024 | Remeasure | Pipework - Manholes And Pipework Ancillaries | K901.1 | Valve Box To Gate Valve; Including Excavation, Backfilling, Fittings, Accessories And All Ancillary Works As Necessary: To 160Mm Diameter | 2 | Nr | AED | 16740.02
GEVIN | 4 | 4.0682 | United Arab Emirates | Dubai | Infrastructure | Palm Jebel Ali | Public Access Road - Phase 1 | NAKHEEL | DBB | Award | 2024 | Remeasure | Pipework - Supports And Protection | L301.1 | Beds And Surrounds With Compacted Sand And Selected Backfill Materials Layer By Layer To Following Main And Distribution Irrigation Line Pipes And Fittings: 160Mm Diameter | 2271 | m | AED | 21.63
GEVIN | 4 | 4.0682 | United Arab Emirates | Dubai | Infrastructure | Palm Jebel Ali | Public Access Road - Phase 1 | NAKHEEL | DBB | Award | 2024 | Remeasure | Pipework - Supports And Protection | L721.1 | Thrust Block Including Concrete, Supports, Backfilling, Accessories And All Ancillary Works As Necessary: Thrust Block | 11 | Nr | AED | 1165.72
GEVIN | 4 | 4.0682 | United Arab Emirates | Dubai | Infrastructure | Palm Jebel Ali | Public Access Road - Phase 1 | NAKHEEL | DBB | Award | 2024 | Remeasure | Pipework - Supports And Protection | L821.1 | Concrete Surroundings; Including Class A Concrete, Warning Tape With Metallic Back Text, Backfill Materials, 75Mm Thick Class B Blinding Concrete, Accessories And All Ancillary Works As Necessary: To 160Mm Diameter | 48 | m | AED | 299.28
GEVIN | 4 | 4.0682 | United Arab Emirates | Dubai | Infrastructure | Palm Jebel Ali | Public Access Road - Phase 1 | NAKHEEL | DBB | Award | 2024 | Remeasure | Pipework - Supports And Protection | L821.2 | Concrete Surroundings; Including Class A Concrete, Warning Tape With Metallic Back Text, Backfill Materials, 75Mm Thick Class B Blinding Concrete, Accessories And All Ancillary Works As Necessary: 2 X 200Mm Diameter | 123 | m | AED | 457.92
GEVIN | 4 | 4.0682 | United Arab Emirates | Dubai | Infrastructure | Palm Jebel Ali | Public Access Road - Phase 1 | NAKHEEL | DBB | Award | 2024 | Remeasure | Pipework - Supports And Protection | L821.3 | Concrete Surroundings; Including Class A Concrete, Warning Tape With Metallic Back Text, Backfill Materials, 75Mm Thick Class B Blinding Concrete, Accessories And All Ancillary Works As Necessary: 1 X 200Mm Diameter | 145 | m | AED | 484.22
GEVIN | 4 | 4.0682 | United Arab Emirates | Dubai | Infrastructure | Palm Jebel Ali | Public Access Road - Phase 1 | NAKHEEL | DBB | Award | 2024 | Remeasure | Pipework - Supports And Protection | L821.4 | Protection Slab; Including Geotextile, 200Mm Precast Slab, Concrete Class A, Reinforcement, Accessories And All Ancillary Works As Necessary: To 160Mm Diameter | 9 | m | AED | 537.34
GEVIN | 4 | 4.0682 | United Arab Emirates | Dubai | Infrastructure | Palm Jebel Ali | Public Access Road - Phase 1 | NAKHEEL | DBB | Award | 2024 | Remeasure | Pipework - Supports And Protection | L821.5 | Duct Crossing Including All Ancillary Works As Necessary: 2 X 200Mm Diameter | 123 | m | AED | 303.67
GEVIN | 4 | 4.0682 | United Arab Emirates | Dubai | Infrastructure | Palm Jebel Ali | Public Access Road - Phase 1 | NAKHEEL | DBB | Award | 2024 | Remeasure | Pipework - Supports And Protection | L821.6 | Spare Duct Including All Ancillary Works As Necessary: 1 X 200Mm Diameter | 145 | m | AED | 220.98
GEVIN | 4 | 4.0683 | United Arab Emirates | Dubai | Infrastructure | Palm Jebel Ali | Public Access Road - Phase 1 | NAKHEEL | DBB | Award | 2024 | Remeasure | Pipework - Manholes And Pipework Ancillaries | K542.1 | Supply, Lay And Joint Upvc Cable Ducts Laid In A Trench Beneath Carriageways Including Excavation, Backfilling, End Caps, Warning Tapes, Draw Cords, Studs, Concrete Duct Markers And Disposal Of Surplus Excavated Material Complete As Per The Specifications And Drawings.: 2 X 12 Way 150Mm Diameter Upvc Dewa-Ed Duct; Depth Not Exceeding 1.5M | 192 | m | AED | 1355.06
GEVIN | 4 | 4.0683 | United Arab Emirates | Dubai | Infrastructure | Palm Jebel Ali | Public Access Road - Phase 1 | NAKHEEL | DBB | Award | 2024 | Remeasure | Pipework - Manholes And Pipework Ancillaries | K542.2 | Supply, Lay And Joint Upvc Cable Ducts Laid In A Trench Beneath Carriageways Including Excavation, Backfilling, End Caps, Warning Tapes, Draw Cords, Studs, Concrete Duct Markers And Disposal Of Surplus Excavated Material Complete As Per The Specifications And Drawings.: 4 Way 150Mm Diameter Upvc Lv Road Crossing Duct; Depth Not Exceeding 1.5M | 192 | m | AED | 258.87
GEVIN | 4 | 4.0683 | United Arab Emirates | Dubai | Infrastructure | Palm Jebel Ali | Public Access Road - Phase 1 | NAKHEEL | DBB | Award | 2024 | Remeasure | Pipework - Supports And Protection | L541.1 | Concrete Surround As Per The Specifications And Drawings: 2 X 12 Way 150Mm Diameter Upvc Dewa-Ed Duct; Depth Not Exceeding 1.5M | 192 | m | AED | 1326.2
GEVIN | 4 | 4.0683 | United Arab Emirates | Dubai | Infrastructure | Palm Jebel Ali | Public Access Road - Phase 1 | NAKHEEL | DBB | Award | 2024 | Remeasure | Pipework - Supports And Protection | L541.2 | Concrete Surround As Per The Specifications And Drawings: 4 Way 150Mm Diameter Upvc Lv Road Crossing Duct; Depth Not Exceeding 1.5M | 192 | m | AED | 375.38
GEVIN | 4 | 4.0683 | United Arab Emirates | Dubai | Infrastructure | Palm Jebel Ali | Public Access Road - Phase 1 | NAKHEEL | DBB | Award | 2024 | Remeasure | Miscellaneous Work | X900.1 | Existing Cable To Be Lowered As Per Dewa'S Standards; Including Fixings, Supports, Making Good, Disposal To Approved Location, Accessories And All Ancillary Works As Necessary, Complete As Per The Specifications And Drawings.: 1 X 11Kv Cable | 22 | m | AED | 136.83
GEVIN | 4 | 4.0683 | United Arab Emirates | Dubai | Infrastructure | Palm Jebel Ali | Public Access Road - Phase 1 | NAKHEEL | DBB | Award | 2024 | Remeasure | Pipework - Manholes And Pipework Ancillaries | K542 | Supply And Installation Of Cable Duct Laid In Trenches Below Paving Including Excavation, Backfilling, End Caps, Warning Tapes, Draw Ropes, Disposal Of Surplus Excavated Material Etc. As Per Specifications And Drawings.: 9 - Way 100Mm Upvc Telecom Spare Road Crossing Duct; Depth Not Exceeding 1.5M | 160 | m | AED | 376.4
GEVIN | 4 | 4.0683 | United Arab Emirates | Dubai | Infrastructure | Palm Jebel Ali | Public Access Road - Phase 1 | NAKHEEL | DBB | Award | 2024 | Remeasure | Pipework - Supports And Protection | L511 | Sand Beds & Surround Including Warning Tape As Per Specifications And Drawings.: 9 - Way 100Mm Upvc Telecom Spare Road Crossing Duct; Depth Not Exceeding 1.5M | 160 | m | AED | 15.1
GEVIN | 4 | 4.0683 | United Arab Emirates | Dubai | Infrastructure | Palm Jebel Ali | Public Access Road - Phase 1 | NAKHEEL | DBB | Award | 2024 | Remeasure | Pipework - Manholes And Pipework Ancillaries | K522 | Supply, Lay And Joint Lighting Cable Ducts Of Class C Laid In Trench Below Driveway Including Excavation, Backfilling, End Caps, Warning Tapes, 8Mm Diameter Draw Cords, Studs, Duct Markers And Disposal Of Surplus Excavated Material Complete As Per The Specifications And Drawings.: 2-Way 100Mm Diameter Upvc Street Lighting Road Crossing Duct; Depth Not Exceeding 1.5M | 128 | m | AED | 142.98
GEVIN | 4 | 4.0683 | United Arab Emirates | Dubai | Infrastructure | Palm Jebel Ali | Public Access Road - Phase 1 | NAKHEEL | DBB | Award | 2024 | Remeasure | Pipework - Manholes And Pipework Ancillaries | K542 | Supply, Lay And Joint Lighting Cable Ducts Of Class C Laid In Trench Below Driveway Including Excavation, Backfilling, End Caps, Warning Tapes, 8Mm Diameter Draw Cords, Studs, Duct Markers And Disposal Of Surplus Excavated Material Complete As Per The Specifications And Drawings.: 4-Way 100Mm Diameter Upvc Street Lighting Road Crossing Duct; Depth Not Exceeding 1.5M | 85 | m | AED | 207.27
GEVIN | 4 | 4.0683 | United Arab Emirates | Dubai | Infrastructure | Palm Jebel Ali | Public Access Road - Phase 1 | NAKHEEL | DBB | Award | 2024 | Remeasure | Pipework - Supports And Protection | L511.1 | Sand Beds And Surrounds To Road Crossing Duct Including Lean Concrete, Reinforcement, Waterproofing And Coal Tar Epoxy As Applicable As Per The Specifications And Drawings.: 2-Way 100Mm Diameter Upvc Street Lighting Road Crossing Duct; Depth Not Exceeding 1.5M | 128 | m | AED | 180.58
GEVIN | 4 | 4.0684 | United Arab Emirates | Dubai | Infrastructure | Palm Jebel Ali | Public Access Road - Phase 1 | NAKHEEL | DBB | Award | 2024 | Remeasure | Pipework - Supports And Protection | L511.2 | Sand Beds And Surrounds To Road Crossing Duct Including Lean Concrete, Reinforcement, Waterproofing And Coal Tar Epoxy As Applicable As Per The Specifications And Drawings.: 4-Way 100Mm Diameter Upvc Street Lighting Road Crossing Duct; Depth Not Exceeding 1.5M | 85 | m | AED | 259.53
GEVIN | 4 | 4.0684 | United Arab Emirates | Dubai | Infrastructure | Palm Jebel Ali | Public Access Road - Phase 1 | NAKHEEL | DBB | Award | 2024 | Remeasure | Miscellaneous Work | X900.1 | Lighting Pole Foundation: Mass Concrete High Lighting Column Bases, Stainless Steel Cover Plate, Bolts With Wedge And Foundation; Including Excavation, Backfilling, Compaction, Formwork, Concrete, Holding Down Bolts, Nuts And Washer With Denso Tape (Before Casting And After Erection), Bitumen Paint Etc. Complete As Per The Specifications And Drawings.: 10M High Lighting Pole Foundation | 53 | Nr | AED | 1132.44
GEVIN | 4 | 4.0684 | United Arab Emirates | Dubai | Infrastructure | Palm Jebel Ali | Public Access Road - Phase 1 | NAKHEEL | DBB | Award | 2024 | Remeasure | Miscellaneous Work | X900.2 | Feeder Pillar Foundation: Mass Concrete Foundation For Feeder Pillar; Including, Excavation, Backfilling, Compaction, Formwork, Concrete, Holding Down Chemical Anchor Bolts, Stainless Steel Cover Plate, Protection Of Holding Down Bolts, Nuts And Washer With Denso Tape, Bitumen Paint Etc. Complete As Per The Specifications And Drawings.: Feeder Pillar Foundation | 2 | Nr | AED | 1273.64
GEVIN | 4 | 4.0684 | United Arab Emirates | Dubai | Infrastructure | Palm Jebel Ali | Public Access Road - Phase 1 | NAKHEEL | DBB | Award | 2024 | Remeasure | Miscellaneous Work | X900.3 | Package Substation Foundation: Mass Concrete Foundation For Package Substation; Including, Excavation, Backfilling, Compaction, Formwork, Concrete, Holding Down Chemical Anchor Bolts, Stainless Steel Cover Plate, Protection Of Holding Down Bolts, Nuts And Washer With Denso Tape, Bitumen Paint Etc. Complete As Per The Specifications And Drawings.: Package Substation Foundation | 1 | Nr | AED | 50275.83
GEVIN | 4 | 4.0684 | United Arab Emirates | Dubai | Infrastructure | Palm Jebel Ali | Public Access Road - Phase 1 | NAKHEEL | DBB | Award | 2024 | Remeasure | Miscellaneous Work | X900.4 | Lighting Pole Installation: Supply And Install Of Lighting Column And Accessories; Including Brackets, Luminaries, Cut-Outs, Terminate Cables, Commission, Grouting Of Base Plate, Handling Etc. Complete As Per The Specifications And Drawings.: 10M Decorative Pole With 1 X (100W - 110W) Led Luminarie (Pc Rate = Aed 35,000/Nr.) | 4 | Nr | AED | 48818.11
GEVIN | 4 | 4.0684 | United Arab Emirates | Dubai | Infrastructure | Palm Jebel Ali | Public Access Road - Phase 1 | NAKHEEL | DBB | Award | 2024 | Remeasure | Miscellaneous Work | X900.5 | Lighting Pole Installation: Supply And Install Of Lighting Column And Accessories; Including Brackets, Luminaries, Cut-Outs, Terminate Cables, Commission, Grouting Of Base Plate, Handling Etc. Complete As Per The Specifications And Drawings.: 10M Decorative Pole With 2 X (100W - 110W) Led Luminarie (Pc Rate = Aed 40,000/Nr.) | 49 | Nr | AED | 55617.76
GEVIN | 4 | 4.0684 | United Arab Emirates | Dubai | Infrastructure | Palm Jebel Ali | Public Access Road - Phase 1 | NAKHEEL | DBB | Award | 2024 | Remeasure | Miscellaneous Work | X900.6 | Feeder Pillar Installation: Supply And Install Feeder Pillars For Street Lighting Including Cables, Terminations, Testing, Fixings, Supports, Photocell, 24H Astronomical Timer, Contactor, Accessories And All Other Ancillary Works Complete As Per The Specifications And Drawings.: Sl-Fp04; Tcl = 17.36Kw | 1 | Nr | AED | 13395.24
GEVIN | 4 | 4.0684 | United Arab Emirates | Dubai | Infrastructure | Palm Jebel Ali | Public Access Road - Phase 1 | NAKHEEL | DBB | Award | 2024 | Remeasure | Miscellaneous Work | X900.7 | Feeder Pillar Installation: Supply And Install Feeder Pillars For Street Lighting Including Cables, Terminations, Testing, Fixings, Supports, Photocell, 24H Astronomical Timer, Contactor, Accessories And All Other Ancillary Works Complete As Per The Specifications And Drawings.: Sl-Fp04; Tcl = 23.94Kw | 1 | Nr | AED | 13395.24
GEVIN | 4 | 4.0684 | United Arab Emirates | Dubai | Infrastructure | Palm Jebel Ali | Public Access Road - Phase 1 | NAKHEEL | DBB | Award | 2024 | Remeasure | Miscellaneous Work | X900.8 | Trench Excavation: Trench Excavation Including Backfill With Selected Excavated Material And Disposal Of Surplus Excavated Material To Spoil Heaps On Designated Area On Site To Be Determined By The Engineer.: Depth 1.2M, Minimum Width 1.0M | 2605 | m | AED | 53.95
GEVIN | 4 | 4.0685 | United Arab Emirates | Dubai | Infrastructure | Palm Jebel Ali | Public Access Road - Phase 1 | NAKHEEL | DBB | Award | 2024 | Remeasure | Miscellaneous Work | X900.9 | Beds And Surrounds: Stone Free Sand Bed And Surround Including Warning Tape As Per Specifications And Drawings.: Depth 1.2M, Minimum Width 1.0M | 2605 | m | AED | 27.9
GEVIN | 4 | 4.0685 | United Arab Emirates | Dubai | Infrastructure | Palm Jebel Ali | Public Access Road - Phase 1 | NAKHEEL | DBB | Award | 2024 | Remeasure | Miscellaneous Work | X900.10 | Supply And Lay Of Cables Including All Terminations, Fixings, Supports, Accessories And All Ancillary Works Complete As Per The Specifications And Drawings.: 4C X 25Mm² Cu Xlpe/Swa/Mdpe + 1C X 16Mm² Cu Ecc Cable: From Slfp-04 To Street Lights | 2344 | m | AED | 93.47
GEVIN | 4 | 4.0685 | United Arab Emirates | Dubai | Infrastructure | Palm Jebel Ali | Public Access Road - Phase 1 | NAKHEEL | DBB | Award | 2024 | Remeasure | Miscellaneous Work | X900.11 | Supply And Lay Of Cables Including All Terminations, Fixings, Supports, Accessories And All Ancillary Works Complete As Per The Specifications And Drawings.: 4C X 70Mm² Cu Xlpe/Swa/Mdpe + 1C X 35Mm² Cu Ecc Cable: From Prop. Pk03 To Slfp-04 | 70 | m | AED | 255.82
GEVIN | 4 | 4.0685 | United Arab Emirates | Dubai | Infrastructure | Palm Jebel Ali | Public Access Road - Phase 1 | NAKHEEL | DBB | Award | 2024 | Remeasure | Miscellaneous Work | X900.12 | Supply And Lay Of Cables Including All Terminations, Fixings, Supports, Accessories And All Ancillary Works Complete As Per The Specifications And Drawings.: From Prop. Pk03 To Slfp-04: From Ex. Pk10798 To Slfp-04 | 281 | m | AED | 255.82
GEVIN | 4 | 4.0685 | United Arab Emirates | Dubai | Infrastructure | Palm Jebel Ali | Public Access Road - Phase 1 | NAKHEEL | DBB | Award | 2024 | Remeasure | Miscellaneous Work | X900.13 | Supply And Lay Of Cables Including All Terminations, Fixings, Supports, Accessories And All Ancillary Works Complete As Per The Specifications And Drawings.: From Ex. Pk10798 To Slfp-04: Warning Tape 250Mm Wide With English And Arabic Written As Approved By Rta Road Lighting. | 2605 | m | AED | 3.67
GEVIN | 4 | 4.0685 | United Arab Emirates | Dubai | Infrastructure | Palm Jebel Ali | Public Access Road - Phase 1 | NAKHEEL | DBB | Award | 2024 | Remeasure | Miscellaneous Work | X900.14 | Supply And Lay Of Cables Including All Terminations, Fixings, Supports, Accessories And All Ancillary Works Complete As Per The Specifications And Drawings.: Warning Tape 250Mm Wide With English And Arabic Written As Approved By Rta Road Lighting.: Route Marker 2.5Mm Thick Rigid Pvc Interlocked Tiles For Main Cables From S/S To Fp With English And Arabic Writing As Approved By Rta Road Lighting. | 343 | m | AED | 18.05
GEVIN | 4 | 4.0685 | United Arab Emirates | Dubai | Infrastructure | Palm Jebel Ali | Public Access Road - Phase 1 | NAKHEEL | DBB | Award | 2024 | Remeasure | Miscellaneous Work | X900.15 | Earthing System: Supply And Install Complete Earthing System Cast Iron Plaque Lettered Earth Rod Into Concrete Slab (Precast), 70Mm² Single Core Copper Earth Wire To The Column Mass Concrete Surround And 2 Layers Denso Tape.: Earth Pits | 3 | Nr | AED | 5985.15
GEVIN | 4 | 4.0685 | United Arab Emirates | Dubai | Infrastructure | Palm Jebel Ali | Public Access Road - Phase 1 | NAKHEEL | DBB | Award | 2024 | Remeasure | Miscellaneous Work | X900.17 | Tie-In Connection: Tie-In Connection To Existing/New Substation | 2 | Nr | AED | 7269.06
GEVIN | 4 | 4.0685 | United Arab Emirates | Dubai | Infrastructure | Palm Jebel Ali | Public Access Road - Phase 1 | NAKHEEL | DBB | Award | 2024 | Remeasure | Pipework - Manholes And Pipework Ancillaries | K532 | Ducts: Supply, Lay And Joint Cable Ducts Laid In A Trench Including Excavation, Backfilling, End Caps, Warning Tapes, Draw Cords, Studs, Concrete Duct Markers And Disposal Of Surplus Excavated Material Complete As Per The Specifications And Drawings.: 2W+1W 150Mm Diameter Upvc Split And Spare Duct; Depth Not Exceeding 1.5M | 24 | m | AED | 437.64
GEVIN | 4 | 4.0685 | United Arab Emirates | Dubai | Infrastructure | Palm Jebel Ali | Public Access Road - Phase 1 | NAKHEEL | DBB | Award | 2024 | Remeasure | Pipework - Supports And Protection | L511 | Beds And Surrounds Including Warning Tape: Sand Beds And Surround Of Duct As Per Specifications And Drawings.: 2W+1W 150Mm Diameter Upvc Split And Spare Duct; Depth Not Exceeding 1.5M | 24 | m | AED | 256.67
GEVIN | 4 | 4.0686 | United Arab Emirates | Dubai | Infrastructure | Palm Jebel Ali | Public Access Road - Phase 1 | NAKHEEL | DBB | Award | 2024 | Remeasure | Ground Investigation | B111 | Trial Pit And Trenches To Ascertain/ Verify/ Locate Existing Services; Excavation By Hand In Material Other Than Rock Including Preparation, Submission Of Records, Results, And Disposal Of Excavated Material.: Maximum Depth : Not Exceeding 1M | 5 | Nr | AED | 1811.7
GEVIN | 4 | 4.0686 | United Arab Emirates | Dubai | Infrastructure | Palm Jebel Ali | Public Access Road - Phase 1 | NAKHEEL | DBB | Award | 2024 | Remeasure | Ground Investigation | B112 | Trial Pit And Trenches To Ascertain/ Verify/ Locate Existing Services; Excavation By Hand In Material Other Than Rock Including Preparation, Submission Of Records, Results, And Disposal Of Excavated Material.: Maximum Depth : 1 - 2M | 5 | Nr | AED | 5273.19
GEVIN | 4 | 4.0686 | United Arab Emirates | Dubai | Infrastructure | Palm Jebel Ali | Public Access Road - Phase 1 | NAKHEEL | DBB | Award | 2024 | Remeasure | Ground Investigation | B113 | Trial Pit And Trenches To Ascertain/ Verify/ Locate Existing Services; Excavation By Hand In Material Other Than Rock Including Preparation, Submission Of Records, Results, And Disposal Of Excavated Material.: Maximum Depth : 2 - 3M | 5 | Nr | AED | 8515.32
GEVIN | 4 | 4.0686 | United Arab Emirates | Dubai | Infrastructure | Palm Jebel Ali | Public Access Road - Phase 1 | NAKHEEL | DBB | Award | 2024 | Remeasure | Ground Investigation | B114 | Trial Pit And Trenches To Ascertain/ Verify/ Locate Existing Services; Excavation By Hand In Material Other Than Rock Including Preparation, Submission Of Records, Results, And Disposal Of Excavated Material.: Maximum Depth : 3 - 5M | 7 | Nr | AED | 20430.31
GEVIN | 4 | 4.0686 | United Arab Emirates | Dubai | Infrastructure | Palm Jebel Ali | Public Access Road - Phase 1 | NAKHEEL | DBB | Award | 2024 | Remeasure | Demolition And Site Clearance | D100.1 | Site Clearance: Clearing And Grubbing Of All Existing Vegetation Unless Otherwise Indicated In The Drawings And Disposal Off Site: General Clearance | 18400 | m² | AED | 0.6003
GEVIN | 4 | 4.0686 | United Arab Emirates | Dubai | Infrastructure | Palm Jebel Ali | Public Access Road - Phase 1 | NAKHEEL | DBB | Award | 2024 | Remeasure | Earthworks | E421.1 | General Excavation: General Excavation; For Cuttings Material Other Than Top Soil, Rock Or Artificial Hard For Material; Including Upholding Sides Of Excavation: Maximum Depth Not Exceeding 0.25 M | 219 | m³ | AED | 13.7
GEVIN | 4 | 4.0686 | United Arab Emirates | Dubai | Infrastructure | Palm Jebel Ali | Public Access Road - Phase 1 | NAKHEEL | DBB | Award | 2024 | Remeasure | Earthworks | E900.1 | General Excavation: Daylight Excavation; For Cuttings Material Other Than Top Soil, Rock Or Artificial Hard For Material; Including Upholding Sides Of Excavation: Maximum Depth Exceeding 0.25 M But Not Exceeding 0.5 M | 70 | m³ | AED | 26.61
GEVIN | 4 | 4.0686 | United Arab Emirates | Dubai | Infrastructure | Palm Jebel Ali | Public Access Road - Phase 1 | NAKHEEL | DBB | Award | 2024 | Remeasure | Earthworks | E522.1 | Preparation Of Excavated Surfaces To Receive Permanent Works; Material Other Than Topsoil, Rock Or Artificial Hard Material: To Excavated Area | 3565 | m² | AED | 2.98
GEVIN | 4 | 4.0686 | United Arab Emirates | Dubai | Infrastructure | Palm Jebel Ali | Public Access Road - Phase 1 | NAKHEEL | DBB | Award | 2024 | Remeasure | Earthworks | E530.2 | Preparation Of Excavated Surfaces To Receive Permanent Works; Material Other Than Topsoil, Rock Or Artificial Hard Material: Disposal To Dubai Municipality | 2500 | m³ | AED | 117.24
GEVIN | 4 | 4.0686 | United Arab Emirates | Dubai | Infrastructure | Palm Jebel Ali | Public Access Road - Phase 1 | NAKHEEL | DBB | Award | 2024 | Remeasure | Earthworks | E530.3 | Preparation Of Excavated Surfaces To Receive Permanent Works; Material Other Than Topsoil, Rock Or Artificial Hard Material: Disposal To Recycle Factory | 5000 | m³ | AED | 82.94
GEVIN | 4 | 4.0686 | United Arab Emirates | Dubai | Infrastructure | Palm Jebel Ali | Public Access Road - Phase 1 | NAKHEEL | DBB | Award | 2024 | Remeasure | Earthworks | E530.4 | Preparation Of Excavated Surfaces To Receive Permanent Works; Material Other Than Topsoil, Rock Or Artificial Hard Material: Disposal Within Dubai Waterfront | 5000 | m³ | AED | 8.11
GEVIN | 4 | 4.0687 | United Arab Emirates | Dubai | Infrastructure | Palm Jebel Ali | Public Access Road - Phase 1 | NAKHEEL | DBB | Award | 2024 | Remeasure | Earthworks | E645.1 | Filling: Planting Medium; Comprising Homogeneous Mixture Of Soil, Peat-Free Compost And Fertilizers; Including All Ancillary Works As Necessary: 300Mm Depth; To Groundcovers | 1898 | m³ | AED | 72.64
GEVIN | 4 | 4.0687 | United Arab Emirates | Dubai | Infrastructure | Palm Jebel Ali | Public Access Road - Phase 1 | NAKHEEL | DBB | Award | 2024 | Remeasure | Earthworks | E645.2 | Filling: Planting Medium; Comprising Homogeneous Mixture Of Soil, Peat-Free Compost And Fertilizers; Including All Ancillary Works As Necessary: 500Mm Depth; To Shrubs | 1241 | m³ | AED | 72.64
GEVIN | 4 | 4.0687 | United Arab Emirates | Dubai | Infrastructure | Palm Jebel Ali | Public Access Road - Phase 1 | NAKHEEL | DBB | Award | 2024 | Remeasure | Earthworks | E645.3 | Filling: Planting Medium; Comprising Homogeneous Mixture Of Soil, Peat-Free Compost And Fertilizers; Including All Ancillary Works As Necessary: 500Mm Depth; To Grass | 264 | m³ | AED | 72.64
GEVIN | 4 | 4.0687 | United Arab Emirates | Dubai | Infrastructure | Palm Jebel Ali | Public Access Road - Phase 1 | NAKHEEL | DBB | Award | 2024 | Remeasure | Earthworks | E645.4 | Filling: Planting Medium; Comprising Homogeneous Mixture Of Soil, Peat-Free Compost And Fertilizers; Including All Ancillary Works As Necessary: 1000Mm Depth; To Specimen Shrubs | 25 | m³ | AED | 72.64
GEVIN | 4 | 4.0687 | United Arab Emirates | Dubai | Infrastructure | Palm Jebel Ali | Public Access Road - Phase 1 | NAKHEEL | DBB | Award | 2024 | Remeasure | Earthworks | E645.5 | Filling: Planting Medium; Comprising Homogeneous Mixture Of Soil, Peat-Free Compost And Fertilizers; Including All Ancillary Works As Necessary: 1500Mm Depth; To Tree Pit | 246 | m³ | AED | 72.64
GEVIN | 4 | 4.0687 | United Arab Emirates | Dubai | Infrastructure | Palm Jebel Ali | Public Access Road - Phase 1 | NAKHEEL | DBB | Award | 2024 | Remeasure | Earthworks | E645.6 | Filling: Planting Medium; Comprising Homogeneous Mixture Of Soil, Peat-Free Compost And Fertilizers; Including All Ancillary Works As Necessary: 2000Mm Depth; To Palm Pit | 232 | m³ | AED | 72.64
GEVIN | 4 | 4.0687 | United Arab Emirates | Dubai | Infrastructure | Palm Jebel Ali | Public Access Road - Phase 1 | NAKHEEL | DBB | Award | 2024 | Remeasure | Earthworks | E631.1 | Filling To Excavation; Commencing From Existing Grade Up To The Soffit Of Paving Build-Up;: Compacted Subgrade Layer To Not Less Than 95% Mdd | 2506 | m³ | AED | 20.99
GEVIN | 4 | 4.0687 | United Arab Emirates | Dubai | Infrastructure | Palm Jebel Ali | Public Access Road - Phase 1 | NAKHEEL | DBB | Award | 2024 | Remeasure | Earthworks | E900.2 | Daylight Fill; Materials Other Than Topsoil, Rock Or Artificial Hard Material; Including Accessories And All Ancillary Works As Necessary: Maximum Depth Exceeding 0.25 M But Not Exceeding 0.5 M | 675 | m³ | AED | 51.73
GEVIN | 4 | 4.0687 | United Arab Emirates | Dubai | Infrastructure | Palm Jebel Ali | Public Access Road - Phase 1 | NAKHEEL | DBB | Award | 2024 | Remeasure | Earthworks | E648 | Filling; 150Mm Thick; Cement Stabilized Aggregate Capping Layer Compacted To 95%Mdd; Including All Ancillary Works As Necessary: To Verge Area | 111 | m³ | AED | 439.64
GEVIN | 4 | 4.0687 | United Arab Emirates | Dubai | Infrastructure | Palm Jebel Ali | Public Access Road - Phase 1 | NAKHEEL | DBB | Award | 2024 | Remeasure | Earthworks | E722.1 | Preparation Of Filled Surface; Materials Other Than Topsoil, Rock Or Artificial Hard Material: To Verge Area | 743 | m² | AED | 6.74
GEVIN | 4 | 4.0688 | United Arab Emirates | Dubai | Infrastructure | Palm Jebel Ali | Public Access Road - Phase 1 | NAKHEEL | DBB | Award | 2024 | Remeasure | Earthworks | E522.1 | Preparation Of Filled Surface; Materials Other Than Topsoil, Rock Or Artificial Hard Material: To Road Pavings And Kerb Areas | 8395 | m² | AED | 2.98
GEVIN | 4 | 4.0688 | United Arab Emirates | Dubai | Infrastructure | Palm Jebel Ali | Public Access Road - Phase 1 | NAKHEEL | DBB | Award | 2024 | Remeasure | Earthworks | E522.2 | Preparation Of Filled Surface; Materials Other Than Topsoil, Rock Or Artificial Hard Material: To Softscape Areas | 3403 | m² | AED | 27.67
GEVIN | 4 | 4.0688 | United Arab Emirates | Dubai | Infrastructure | Palm Jebel Ali | Public Access Road - Phase 1 | NAKHEEL | DBB | Award | 2024 | Remeasure | Earthworks | E522.3 | Preparation Of Filled Surface; Materials Other Than Topsoil, Rock Or Artificial Hard Material: To Gravel | 3148 | m² | AED | 10.38
GEVIN | 4 | 4.0688 | United Arab Emirates | Dubai | Infrastructure | Palm Jebel Ali | Public Access Road - Phase 1 | NAKHEEL | DBB | Award | 2024 | Remeasure | Earthworks | E820.1 | Gravel Mulch; Size 50-100Mm; Including Accessories And All Ancillary Works As Necessary: 100Mm Thick; To Shrubs | 1241 | m² | AED | 38.05
GEVIN | 4 | 4.0688 | United Arab Emirates | Dubai | Infrastructure | Palm Jebel Ali | Public Access Road - Phase 1 | NAKHEEL | DBB | Award | 2024 | Remeasure | Earthworks | E820.2 | Gravel Mulch; Size 50-100Mm; Including Accessories And All Ancillary Works As Necessary: 100Mm Thick; To Groundcovers | 1898 | m² | AED | 38.05
GEVIN | 4 | 4.0688 | United Arab Emirates | Dubai | Infrastructure | Palm Jebel Ali | Public Access Road - Phase 1 | NAKHEEL | DBB | Award | 2024 | Remeasure | Earthworks | E820.3 | Gravel Mulch; Size 50-100Mm; Including Accessories And All Ancillary Works As Necessary: 100Mm Thick; To Grass | 264 | m² | AED | 38.05
GEVIN | 4 | 4.0688 | United Arab Emirates | Dubai | Infrastructure | Palm Jebel Ali | Public Access Road - Phase 1 | NAKHEEL | DBB | Award | 2024 | Remeasure | Earthworks | E850.1 | Shrubs; Including Earthworks, Fertilizer, Trimming, Accessories And All Ancillary Works As Necessary: Boug-G; Bougainvillea Glabra; Paper Flower; Overall Height 400Mm; Spread 400-500Mm | 1134 | m² | AED | 66.88
GEVIN | 4 | 4.0688 | United Arab Emirates | Dubai | Infrastructure | Palm Jebel Ali | Public Access Road - Phase 1 | NAKHEEL | DBB | Award | 2024 | Remeasure | Earthworks | E850.2 | Shrubs; Including Earthworks, Fertilizer, Trimming, Accessories And All Ancillary Works As Necessary: Cari-M; Carissa Macrocarpa; Natal Plum; Overall Height 1200Mm; Spread 900Mm | 107 | m² | AED | 49.58
GEVIN | 4 | 4.0688 | United Arab Emirates | Dubai | Infrastructure | Palm Jebel Ali | Public Access Road - Phase 1 | NAKHEEL | DBB | Award | 2024 | Remeasure | Earthworks | E850.3 | Groundcovers; Including Earthworks, Fertilizer, Trimming, Accessories And All Ancillary Works As Necessary: Cath-R; Catharanthus Roseus; Vinca Rosea; Overall Height 300Mm; Spread 300Mm | 130 | m² | AED | 49.58
GEVIN | 4 | 4.0689 | United Arab Emirates | Dubai | Infrastructure | Palm Jebel Ali | Public Access Road - Phase 1 | NAKHEEL | DBB | Award | 2024 | Remeasure | Earthworks | E850.4 | Groundcovers; Including Earthworks, Fertilizer, Trimming, Accessories And All Ancillary Works As Necessary: Ruel-C; Ruellia Ciliosa; Ciliate Wild Petunia; Overall Height 300Mm; Spread 300Mm | 1371 | m² | AED | 69.18
GEVIN | 4 | 4.0689 | United Arab Emirates | Dubai | Infrastructure | Palm Jebel Ali | Public Access Road - Phase 1 | NAKHEEL | DBB | Award | 2024 | Remeasure | Earthworks | E850.5 | Groundcovers; Including Earthworks, Fertilizer, Trimming, Accessories And All Ancillary Works As Necessary: Sesu-P; Sesuvium Portulacastrum; Sea Purslane; Overall Height 50Mm; Spread 300Mm | 397 | m² | AED | 80.72
GEVIN | 4 | 4.0689 | United Arab Emirates | Dubai | Infrastructure | Palm Jebel Ali | Public Access Road - Phase 1 | NAKHEEL | DBB | Award | 2024 | Remeasure | Earthworks | E850.6 | Grass; Including Earthworks, Fertilizer, Trimming, Accessories And All Ancillary Works As Necessary: Penn-S; Pennisetum Setaceum; Fountain Grass; Overall Height 600Mm; Spread 600Mm | 264 | m² | AED | 50.74
GEVIN | 4 | 4.0689 | United Arab Emirates | Dubai | Infrastructure | Palm Jebel Ali | Public Access Road - Phase 1 | NAKHEEL | DBB | Award | 2024 | Remeasure | Earthworks | E860.1 | Trees; Including 35Mm Tree Ties, Earthworks, Fertilizer, Trimming, Accessories And All Ancillary Works As Necessary: Azad-I; Azadirachta Indica; Neem; Overall Height 5000Mm; Spread 2200Mm | 73 | Nr | AED | 2801.95
GEVIN | 4 | 4.0689 | United Arab Emirates | Dubai | Infrastructure | Palm Jebel Ali | Public Access Road - Phase 1 | NAKHEEL | DBB | Award | 2024 | Remeasure | Earthworks | E860.2 | Palm; Including Rootball, Earthworks, Fertilizer, Trimming, Accessories And All Ancillary Works As Necessary: Phoe-D; Phoenix Dactylifera; Date Palm; Overall Height 6000Mm; Spread 3000Mm | 29 | Nr | AED | 4571.91
GEVIN | 4 | 4.0689 | United Arab Emirates | Dubai | Infrastructure | Palm Jebel Ali | Public Access Road - Phase 1 | NAKHEEL | DBB | Award | 2024 | Remeasure | Earthworks | E860.3 | Specimen Shrubs; Including Earthworks, Fertilizer, Trimming, Accessories And All Ancillary Works As Necessary: Wash-F; Washintonia Filifera; Desert Fan Palm; Overall Height 1500Mm; Spread 1200Mm | 6 | Nr | AED | 737.96
GEVIN | 4 | 4.0689 | United Arab Emirates | Dubai | Infrastructure | Palm Jebel Ali | Public Access Road - Phase 1 | NAKHEEL | DBB | Award | 2024 | Remeasure | Earthworks | E860.4 | Specimen Shrubs; Including Earthworks, Fertilizer, Trimming, Accessories And All Ancillary Works As Necessary: Agav-S; Agave Sisalana; Sisal; Overall Height 900Mm; Spread 900Mm | 19 | Nr | AED | 136.06
GEVIN | 4 | 4.0689 | United Arab Emirates | Dubai | Infrastructure | Palm Jebel Ali | Public Access Road - Phase 1 | NAKHEEL | DBB | Award | 2024 | Remeasure | Earthworks | E900.4 | Planting Management; Including Consumables, Accessories And All Ancillary Works As Necessary; Complete: Operation And Maintenance For Landscape Works For A Duration Of 24 Months From The Date Of Taking Over | 24 | Nr | AED | 21737.68
GEVIN | 4 | 4.0689 | United Arab Emirates | Dubai | Infrastructure | Palm Jebel Ali | Public Access Road - Phase 1 | NAKHEEL | DBB | Award | 2024 | Remeasure | Earthworks | E900.7 | Sundries: Tree Stake; Size 50 X 50Mm | 408 | Nr | AED | 57.65
GEVIN | 4 | 4.0689 | United Arab Emirates | Dubai | Infrastructure | Palm Jebel Ali | Public Access Road - Phase 1 | NAKHEEL | DBB | Award | 2024 | Remeasure | Earthworks | E900.8 | Sundries: Plastic Edger; Between Gravel And Planting | 3126 | m | AED | 13.84
GEVIN | 4 | 4.069 | United Arab Emirates | Dubai | Infrastructure | Palm Jebel Ali | Public Access Road - Phase 1 | NAKHEEL | DBB | Award | 2024 | Remeasure | Miscellaneous Metalwork | N900.1 | Featured Hoardings: Screening Hoardings; High Quality; To Be Engineered For Windy Weather Conditions And Advertisings; Including Steel Supports, Frames, Concrete Blocks, Fixings, Accessories And All Ancillary Works As Necessary: 2000~2500Mm High | 739 | m | AED | 298.21
GEVIN | 4 | 4.069 | United Arab Emirates | Dubai | Infrastructure | Palm Jebel Ali | Public Access Road - Phase 1 | NAKHEEL | DBB | Award | 2024 | Remeasure | Roads And Pavings | R184.1 | Granular Sub-Base; (Cbr = 30%): Pavement Type 1; For Road; 150Mm Thick | 5769 | m² | AED | 22.07
GEVIN | 4 | 4.069 | United Arab Emirates | Dubai | Infrastructure | Palm Jebel Ali | Public Access Road - Phase 1 | NAKHEEL | DBB | Award | 2024 | Remeasure | Roads And Pavings | R184.2 | Aggregate Road Base Course; (Cbr = 80%): Pavement Type 1; For Road; 150Mm Thick | 5769 | m² | AED | 22.76
GEVIN | 4 | 4.069 | United Arab Emirates | Dubai | Infrastructure | Palm Jebel Ali | Public Access Road - Phase 1 | NAKHEEL | DBB | Award | 2024 | Remeasure | Roads And Pavings | R450.1 | Asphalt Wearing Course: Pavement Type 1; For Road; 50Mm Thick | 5769 | m² | AED | 34.64
GEVIN | 4 | 4.069 | United Arab Emirates | Dubai | Infrastructure | Palm Jebel Ali | Public Access Road - Phase 1 | NAKHEEL | DBB | Award | 2024 | Remeasure | Waterproofing | W149.1 | Prime Coat: Pavement Type 1; For Road | 5769 | m² | AED | 4.24
GEVIN | 4 | 4.069 | United Arab Emirates | Dubai | Infrastructure | Palm Jebel Ali | Public Access Road - Phase 1 | NAKHEEL | DBB | Award | 2024 | Remeasure | Roads And Pavings | R186.1 | Aggregate Road Base Course; 2 Layers; (Cbr = 80%): Pavement Type 2; Interlock For Road; 230Mm Thick | 566 | m² | AED | 40.08
GEVIN | 4 | 4.069 | United Arab Emirates | Dubai | Infrastructure | Palm Jebel Ali | Public Access Road - Phase 1 | NAKHEEL | DBB | Award | 2024 | Remeasure | Roads And Pavings | R751.1 | Interlocking Precast Concrete Block Pavers: Pavement Type 2; Interlock For Road; 80Mm Thick | 566 | m² | AED | 56.58
GEVIN | 4 | 4.069 | United Arab Emirates | Dubai | Infrastructure | Palm Jebel Ali | Public Access Road - Phase 1 | NAKHEEL | DBB | Award | 2024 | Remeasure | Roads And Pavings | R184.3 | Granular Sub-Base; (Cbr = 30%): Pavement Type 3; Interlock For Footpath; 150Mm Thick | 847 | m² | AED | 22.55
GEVIN | 4 | 4.069 | United Arab Emirates | Dubai | Infrastructure | Palm Jebel Ali | Public Access Road - Phase 1 | NAKHEEL | DBB | Award | 2024 | Remeasure | Roads And Pavings | R751.2 | Interlocking Precast Concrete Block Pavers: Pavement Type 3; Interlock For Footpath; 60Mm Thick | 847 | m² | AED | 56.58
GEVIN | 4 | 4.069 | United Arab Emirates | Dubai | Infrastructure | Palm Jebel Ali | Public Access Road - Phase 1 | NAKHEEL | DBB | Award | 2024 | Remeasure | Roads And Pavings | R184.4 | Aggregate Road Base Course; (Cbr = 80%): To Pavement Type 4; For Cycle Track; 150Mm Thick | 959 | m² | AED | 24.83
GEVIN | 4 | 4.069 | United Arab Emirates | Dubai | Infrastructure | Palm Jebel Ali | Public Access Road - Phase 1 | NAKHEEL | DBB | Award | 2024 | Remeasure | Roads And Pavings | R450.2 | Ac Wearing Course: To Pavement Type 4; For Cycle Track; 50Mm Thick | 959 | m² | AED | 35.08
GEVIN | 4 | 4.0691 | United Arab Emirates | Dubai | Infrastructure | Palm Jebel Ali | Public Access Road - Phase 1 | NAKHEEL | DBB | Award | 2024 | Remeasure | Waterproofing | W149.2 | Prime Coat: To Pavement Type 4; For Cycle Track | 959 | m² | AED | 4.24
GEVIN | 4 | 4.0691 | United Arab Emirates | Dubai | Infrastructure | Palm Jebel Ali | Public Access Road - Phase 1 | NAKHEEL | DBB | Award | 2024 | Remeasure | Roads And Pavings | R183.1 | Gravel Surface; Loosely Laid; In Natural Finish; Color Light Grey; Including Beds And All Ancillary Works As Necessary: Type Gs1; Size 20-30Mm Diameter; 100Mm Thick | 3148 | m² | AED | 62.56
GEVIN | 4 | 4.0691 | United Arab Emirates | Dubai | Infrastructure | Palm Jebel Ali | Public Access Road - Phase 1 | NAKHEEL | DBB | Award | 2024 | Remeasure | Roads And Pavings | R668.1 | Tie-In Works; Between New And Existing Pavement; Including Making Good, Accessories And All Ancillary Works As Necessary : Prime Coat; Girth 320Mm; Between Phase 1B And Sales Center | 21 | m | AED | 632.83
GEVIN | 4 | 4.0691 | United Arab Emirates | Dubai | Infrastructure | Palm Jebel Ali | Public Access Road - Phase 1 | NAKHEEL | DBB | Award | 2024 | Remeasure | Roads And Pavings | R711.1 | Upstand Kerbs; Straight Or Curved To Radius Exceeding 12 M; Including 20 Mm Thick And Jointed In Dry Mix Mortar, Accessories And All Ancillary Works As Necessary: Hydraulically Pressed Precast Upstand Kerbs; Size 305 X 150 Mm | 634 | m | AED | 34.29
GEVIN | 4 | 4.0691 | United Arab Emirates | Dubai | Infrastructure | Palm Jebel Ali | Public Access Road - Phase 1 | NAKHEEL | DBB | Award | 2024 | Remeasure | Roads And Pavings | R711.2 | Heel Kerbs; Straight Or Curved To Radius Exceeding 12 M; Including 20 Mm Thick And Jointed In Dry Mix Mortar, Accessories And All Ancillary Works As Necessary: Precast Heel Kerbs; Size 75 X 150 Mm | 93 | m | AED | 22.59
GEVIN | 4 | 4.0691 | United Arab Emirates | Dubai | Infrastructure | Palm Jebel Ali | Public Access Road - Phase 1 | NAKHEEL | DBB | Award | 2024 | Remeasure | Roads And Pavings | R711.3 | Flush Kerb; Straight Or Curved To Radius Exceeding 12 M;Including 20 Mm Thick And Jointed In Dry Mix Mortar, Accessories And All Ancillary Works As Necessary: Precast Flush Kerb; Size 150 X 225Mm | 1010 | m | AED | 30.25
GEVIN | 4 | 4.0691 | United Arab Emirates | Dubai | Infrastructure | Palm Jebel Ali | Public Access Road - Phase 1 | NAKHEEL | DBB | Award | 2024 | Remeasure | Roads And Pavings | R812.1 | Regulation Sign Panel: Type 302; Giveway | 4 | Nr | AED | 596.49
GEVIN | 4 | 4.0691 | United Arab Emirates | Dubai | Infrastructure | Palm Jebel Ali | Public Access Road - Phase 1 | NAKHEEL | DBB | Award | 2024 | Remeasure | Roads And Pavings | R812.2 | Regulation Sign Panel: Type 329; Roundabout | 4 | Nr | AED | 636.36
GEVIN | 4 | 4.0691 | United Arab Emirates | Dubai | Infrastructure | Palm Jebel Ali | Public Access Road - Phase 1 | NAKHEEL | DBB | Award | 2024 | Remeasure | Roads And Pavings | R812.3 | Regulation Sign Panel: Type 341.2; Pedestrian And Cyclist Only.Segregated | 1 | Nr | AED | 636.36
GEVIN | 4 | 4.0691 | United Arab Emirates | Dubai | Infrastructure | Palm Jebel Ali | Public Access Road - Phase 1 | NAKHEEL | DBB | Award | 2024 | Remeasure | Roads And Pavings | R812.4 | Regulation Sign Panel: Type 344-40; Maximum Speed Limit | 1 | Nr | AED | 636.36
GEVIN | 4 | 4.0692 | United Arab Emirates | Dubai | Infrastructure | Palm Jebel Ali | Public Access Road - Phase 1 | NAKHEEL | DBB | Award | 2024 | Remeasure | Roads And Pavings | R812.5 | Regulation Sign Panel: Type 353; No Cyclist | 1 | Nr | AED | 636.36
GEVIN | 4 | 4.0692 | United Arab Emirates | Dubai | Infrastructure | Palm Jebel Ali | Public Access Road - Phase 1 | NAKHEEL | DBB | Award | 2024 | Remeasure | Roads And Pavings | R812.6 | Regulation Sign Panel: Type 420; Roundabout Ahead | 2 | Nr | AED | 596.49
GEVIN | 4 | 4.0692 | United Arab Emirates | Dubai | Infrastructure | Palm Jebel Ali | Public Access Road - Phase 1 | NAKHEEL | DBB | Award | 2024 | Remeasure | Roads And Pavings | R812.7 | Regulation Sign Panel: Type 435; Speed Hump Ahead | 4 | Nr | AED | 596.49
GEVIN | 4 | 4.0692 | United Arab Emirates | Dubai | Infrastructure | Palm Jebel Ali | Public Access Road - Phase 1 | NAKHEEL | DBB | Award | 2024 | Remeasure | Roads And Pavings | R812.8 | Regulation Sign Panel: Type 453.1; Gore Hazard/Plate | 2 | Nr | AED | 470.43
GEVIN | 4 | 4.0692 | United Arab Emirates | Dubai | Infrastructure | Palm Jebel Ali | Public Access Road - Phase 1 | NAKHEEL | DBB | Award | 2024 | Remeasure | Roads And Pavings | R812.9 | Regulation Sign Panel: Type 456; Multiple Chevron Right | 2 | Nr | AED | 592.18
GEVIN | 4 | 4.0692 | United Arab Emirates | Dubai | Infrastructure | Palm Jebel Ali | Public Access Road - Phase 1 | NAKHEEL | DBB | Award | 2024 | Remeasure | Roads And Pavings | R812.10 | Regulation Sign Panel: Type 9043 | 1 | Nr | AED | 707.65
GEVIN | 4 | 4.0692 | United Arab Emirates | Dubai | Infrastructure | Palm Jebel Ali | Public Access Road - Phase 1 | NAKHEEL | DBB | Award | 2024 | Remeasure | Roads And Pavings | R823.1 | Surface Markings; Including Finishes, Accessories And All Ancillary Works As Necessary.: Letters And Shapes: Type 614.1; Straight Arrow | 7 | Nr | AED | 50.4
GEVIN | 4 | 4.0692 | United Arab Emirates | Dubai | Infrastructure | Palm Jebel Ali | Public Access Road - Phase 1 | NAKHEEL | DBB | Award | 2024 | Remeasure | Roads And Pavings | R823.2 | Surface Markings; Including Finishes, Accessories And All Ancillary Works As Necessary.: Letters And Shapes: Type 614.2; Right Turn Arrow | 2 | Nr | AED | 61.6
GEVIN | 4 | 4.0692 | United Arab Emirates | Dubai | Infrastructure | Palm Jebel Ali | Public Access Road - Phase 1 | NAKHEEL | DBB | Award | 2024 | Remeasure | Roads And Pavings | R823.3 | Surface Markings; Including Finishes, Accessories And All Ancillary Works As Necessary.: Letters And Shapes: Type 614.3; Left Turn Arrow | 1 | Nr | AED | 61.6
GEVIN | 4 | 4.0693 | United Arab Emirates | Dubai | Infrastructure | Palm Jebel Ali | Public Access Road - Phase 1 | NAKHEEL | DBB | Award | 2024 | Remeasure | Roads And Pavings | R825.1 | Surface Markings; Including Finishes, Accessories And All Ancillary Works As Necessary.: Letters And Shapes: Type 602, Give Way Line Marking | 27 | m | AED | 11.2
GEVIN | 4 | 4.0693 | United Arab Emirates | Dubai | Infrastructure | Palm Jebel Ali | Public Access Road - Phase 1 | NAKHEEL | DBB | Award | 2024 | Remeasure | Roads And Pavings | R825.2 | Surface Markings; Including Finishes, Accessories And All Ancillary Works As Necessary.: Letters And Shapes: Type 611, Use Of No Passing Line | 39 | m | AED | 1.68
GEVIN | 4 | 4.0693 | United Arab Emirates | Dubai | Infrastructure | Palm Jebel Ali | Public Access Road - Phase 1 | NAKHEEL | DBB | Award | 2024 | Remeasure | Roads And Pavings | R824.1 | Surface Markings; Including Finishes, Accessories And All Ancillary Works As Necessary.: Letters And Shapes: Type 613, Edge Line | 972 | m | AED | 1.68
GEVIN | 4 | 4.0693 | United Arab Emirates | Dubai | Infrastructure | Palm Jebel Ali | Public Access Road - Phase 1 | NAKHEEL | DBB | Award | 2024 | Remeasure | Roads And Pavings | R825.3 | Surface Markings; Including Finishes, Accessories And All Ancillary Works As Necessary.: Letters And Shapes: Type 652; Dividing Line | 325 | m | AED | 1.68
GEVIN | 4 | 4.0693 | United Arab Emirates | Dubai | Infrastructure | Palm Jebel Ali | Public Access Road - Phase 1 | NAKHEEL | DBB | Award | 2024 | Remeasure | Roads And Pavings | R825.4 | Surface Markings; Including Finishes, Accessories And All Ancillary Works As Necessary.: Letters And Shapes: Type 654, Lane Line Marking | 551 | m | AED | 1.68
GEVIN | 4 | 4.0693 | United Arab Emirates | Dubai | Infrastructure | Palm Jebel Ali | Public Access Road - Phase 1 | NAKHEEL | DBB | Award | 2024 | Remeasure | Roads And Pavings | R825.5 | Surface Markings; Including Finishes, Accessories And All Ancillary Works As Necessary.: Letters And Shapes: Type 680, Guide Line Marking | 141 | m | AED | 1.68
GEVIN | 4 | 4.0693 | United Arab Emirates | Dubai | Infrastructure | Palm Jebel Ali | Public Access Road - Phase 1 | NAKHEEL | DBB | Award | 2024 | Remeasure | Roads And Pavings | R823.4 | Surface Markings; Including Finishes, Accessories And All Ancillary Works As Necessary.: Letters And Shapes: Cycle Track Symbol; Bicycle Lane | 6 | Nr | AED | 503.97
GEVIN | 4 | 4.0693 | United Arab Emirates | Dubai | Infrastructure | Palm Jebel Ali | Public Access Road - Phase 1 | NAKHEEL | DBB | Award | 2024 | Remeasure | Roads And Pavings | R823.5 | Surface Markings; Including Finishes, Accessories And All Ancillary Works As Necessary.: Letters And Shapes: Cycle Track Symbol; Pedestrian | 3 | Nr | AED | 503.97
GEVIN | 4 | 4.0693 | United Arab Emirates | Dubai | Infrastructure | Palm Jebel Ali | Public Access Road - Phase 1 | NAKHEEL | DBB | Award | 2024 | Remeasure | Roads And Pavings | R823.6 | Surface Markings; Including Finishes, Accessories And All Ancillary Works As Necessary.: Letters And Shapes: Cycle Track Symbol; Scooter Lane | 6 | Nr | AED | 503.97
GEVIN | 4 | 4.0693 | United Arab Emirates | Dubai | Infrastructure | Palm Jebel Ali | Public Access Road - Phase 1 | NAKHEEL | DBB | Award | 2024 | Remeasure | Roads And Pavings | R823.7 | Surface Markings; Including Finishes, Accessories And All Ancillary Works As Necessary.: Letters And Shapes: Cycle Track Symbol; Straight Arrow | 6 | Nr | AED | 89.59
GEVIN | 4 | 4.0694 | United Arab Emirates | Dubai | Infrastructure | Palm Jebel Ali | Public Access Road - Phase 1 | NAKHEEL | DBB | Award | 2024 | Remeasure | Roads And Pavings | R824.2 | Surface Markings; Including Finishes, Accessories And All Ancillary Works As Necessary.: Letters And Shapes: Proposed Shoulder Line | 781 | m | AED | 2.52
GEVIN | 4 | 4.0694 | United Arab Emirates | Dubai | Infrastructure | Palm Jebel Ali | Public Access Road - Phase 1 | NAKHEEL | DBB | Award | 2024 | Remeasure | In situ concrete | F100.1 | Designed Concrete; Grade C25/20; Laid On Compacted Sub-Base Including All Ancillary Works As Necessary: Blinding Concrete; 100Mm Thick | 56 | m³ | AED | 325.15
GEVIN | 4 | 4.0694 | United Arab Emirates | Dubai | Infrastructure | Palm Jebel Ali | Public Access Road - Phase 1 | NAKHEEL | DBB | Award | 2024 | Remeasure | In situ concrete | F100.2 | Designed Concrete; Grade C25/20; Laid On Compacted Sub-Base Including All Ancillary Works As Necessary: Concrete Backing And Foundations; To Flush Kerbs | 39 | m³ | AED | 313.92
GEVIN | 4 | 4.0694 | United Arab Emirates | Dubai | Infrastructure | Palm Jebel Ali | Public Access Road - Phase 1 | NAKHEEL | DBB | Award | 2024 | Remeasure | In situ concrete | F100.3 | Designed Concrete; Grade C25/20; Laid On Compacted Sub-Base Including All Ancillary Works As Necessary: Concrete Backing And Foundations; To Upstand Kerbs | 73 | m³ | AED | 313.92
GEVIN | 4 | 4.0694 | United Arab Emirates | Dubai | Infrastructure | Palm Jebel Ali | Public Access Road - Phase 1 | NAKHEEL | DBB | Award | 2024 | Remeasure | In situ concrete | F100.4 | Designed Concrete; Grade C25/20; Laid On Compacted Sub-Base Including All Ancillary Works As Necessary: Concrete Backing And Foundations; To Heel Kerbs | 2 | m³ | AED | 313.92
GEVIN | 4 | 4.0694 | United Arab Emirates | Dubai | Infrastructure | Palm Jebel Ali | Public Access Road - Phase 1 | NAKHEEL | DBB | Award | 2024 | Remeasure | In situ concrete | F611.1 | Grade C25/20; Laid On Compacted Sub-Base Including All Ancillary Works As Necessary: Blinding Concrete; 100Mm Thick | 56 | m² | AED | 235.61
GEVIN | 4 | 4.0694 | United Arab Emirates | Dubai | Infrastructure | Palm Jebel Ali | Public Access Road - Phase 1 | NAKHEEL | DBB | Award | 2024 | Remeasure | In situ concrete | F622.1 | Grade C25/20; Laid On Compacted Sub-Base Including All Ancillary Works As Necessary: Concrete Backing And Foundations; To Flush Kerbs | 37 | m³ | AED | 235.61
GEVIN | 4 | 4.0694 | United Arab Emirates | Dubai | Infrastructure | Palm Jebel Ali | Public Access Road - Phase 1 | NAKHEEL | DBB | Award | 2024 | Remeasure | In situ concrete | F622.2 | Grade C25/20; Laid On Compacted Sub-Base Including All Ancillary Works As Necessary: Concrete Backing And Foundations; To Upstand Kerbs | 73 | m³ | AED | 235.61
GEVIN | 4 | 4.0694 | United Arab Emirates | Dubai | Infrastructure | Palm Jebel Ali | Public Access Road - Phase 1 | NAKHEEL | DBB | Award | 2024 | Remeasure | In situ concrete | F622.3 | Grade C25/20; Laid On Compacted Sub-Base Including All Ancillary Works As Necessary: Concrete Backing And Foundations; To Heel Kerbs | 2 | m³ | AED | 235.61
GEVIN | 4 | 4.0694 | United Arab Emirates | Dubai | Infrastructure | Palm Jebel Ali | Public Access Road - Phase 1 | NAKHEEL | DBB | Award | 2024 | Remeasure | Concrete Ancillaries | G242.1 | Formwork: Fair Finish; Including Accessories And All Ancillary Works As Necessary: Plane Vertical, Width Exceeding 0.1 M But Not Exceeding 0.2 M; To Heel And Flush Kerb Bed And Backing | 34 | m² | AED | 67.39
GEVIN | 4 | 4.0694 | United Arab Emirates | Dubai | Infrastructure | Palm Jebel Ali | Public Access Road - Phase 1 | NAKHEEL | DBB | Award | 2024 | Remeasure | Concrete Ancillaries | G243.1 | Formwork: Fair Finish; Including Accessories And All Ancillary Works As Necessary: Plane Vertical, Width Exceeding 0.2 M But Not Exceeding 0.4 M; To Upstand Kerb Bed And Bedding | 1053 | m² | AED | 67.39
GEVIN | 4 | 4.0695 | United Arab Emirates | Dubai | Infrastructure | Palm Jebel Ali | Public Access Road - Phase 1 | NAKHEEL | DBB | Award | 2024 | Remeasure | Pipework - Pipes | I912.1 | Irrigation Distribution Line Upvc Below Ground Pipes And Fittings Laid And Jointed Including Straight Joints, Flexible Joints And All Ancillary Works As Necessary; Laid In Trenches (Measured Elsewhere); Depth Not Exceeding 1500Mm: 160Mm Diameter | 473 | m | AED | 142.82
GEVIN | 4 | 4.0695 | United Arab Emirates | Dubai | Infrastructure | Palm Jebel Ali | Public Access Road - Phase 1 | NAKHEEL | DBB | Award | 2024 | Remeasure | Pipework - Pipes | I912.2 | Drip Irrigation System Including Pipes And Fittings, Thrust Block, Sprinkler, Drip System, Pop-Up System To Landscape Areas And All Ancillary Works As Necessary; Laid In Trenches: To Ground, Shrubs And Covers | 3139 | m² | AED | 36.9
GEVIN | 4 | 4.0695 | United Arab Emirates | Dubai | Infrastructure | Palm Jebel Ali | Public Access Road - Phase 1 | NAKHEEL | DBB | Award | 2024 | Remeasure | Pipework - Pipes | I912.3 | Drip Irrigation System Including Pipes And Fittings, Thrust Block, Sprinkler, Drip System, Pop-Up System To Landscape Areas And All Ancillary Works As Necessary; Laid In Trenches: To Trees | 102 | Nr | AED | 126.84
GEVIN | 4 | 4.0695 | United Arab Emirates | Dubai | Infrastructure | Palm Jebel Ali | Public Access Road - Phase 1 | NAKHEEL | DBB | Award | 2024 | Remeasure | Pipework - Pipes | I912.4 | Drip Irrigation System Including Pipes And Fittings, Thrust Block, Sprinkler, Drip System, Pop-Up System To Landscape Areas And All Ancillary Works As Necessary; Laid In Trenches: To Grass | 264 | m² | AED | 36.9
GEVIN | 4 | 4.0695 | United Arab Emirates | Dubai | Infrastructure | Palm Jebel Ali | Public Access Road - Phase 1 | NAKHEEL | DBB | Award | 2024 | Remeasure | Pipework - Fittings And Valves | J911.1 | Irrigation Network Line Fittings; Including Supports, Hangers And All Ancillary Works As Necessary: Tee; 160 X 160Mm Diameter | 8 | Nr | AED | 1095.78
GEVIN | 4 | 4.0695 | United Arab Emirates | Dubai | Infrastructure | Palm Jebel Ali | Public Access Road - Phase 1 | NAKHEEL | DBB | Award | 2024 | Remeasure | Pipework - Fittings And Valves | J911.2 | Irrigation Network Line Fittings; Including Supports, Hangers And All Ancillary Works As Necessary: End Cap; 160Mm Diameter | 1 | Nr | AED | 273.61
GEVIN | 4 | 4.0695 | United Arab Emirates | Dubai | Infrastructure | Palm Jebel Ali | Public Access Road - Phase 1 | NAKHEEL | DBB | Award | 2024 | Remeasure | Pipework - Fittings And Valves | J911.3 | Irrigation Network Line Fittings; Including Supports, Hangers And All Ancillary Works As Necessary: T Branch For Lateral Connections; 160Mm Diameter | 6 | Nr | AED | 1522.75
GEVIN | 4 | 4.0695 | United Arab Emirates | Dubai | Infrastructure | Palm Jebel Ali | Public Access Road - Phase 1 | NAKHEEL | DBB | Award | 2024 | Remeasure | Pipework - Fittings And Valves | J881.1 | Gate Valve; To Irrigation Main And Distribution Line Including, Supports, Fittings, Accessories And All Ancillary Works As Necessary (Valve Box Measured Elsewhere): 160Mm Diameter | 1 | Nr | AED | 8645.21
GEVIN | 4 | 4.0695 | United Arab Emirates | Dubai | Infrastructure | Palm Jebel Ali | Public Access Road - Phase 1 | NAKHEEL | DBB | Award | 2024 | Remeasure | Pipework - Fittings And Valves | J881.2 | Air Release Valve Assembly; To Irrigation Main And Distribution Line Including Double Orifice Air Valve, Gate Valve Mitre Gear, Self Restrained Dismantling Joint, Gusset Plate, Flanged Spigot With Puddle Flange, Double Coupling, Accessories And All Ancillary Works As Necessary (Valve Chamber Measured Elsewhere): 160Mm Diameter | 1 | Nr | AED | 15059.75
GEVIN | 4 | 4.0695 | United Arab Emirates | Dubai | Infrastructure | Palm Jebel Ali | Public Access Road - Phase 1 | NAKHEEL | DBB | Award | 2024 | Remeasure | Pipework - Fittings And Valves | J881.3 | Washout Valve Assembly; To Irrigation Main And Distribution Line Including 3Nr. Gate Valve Mitre Gear, Self Restrained Dismantling Joint, All Flanged Level Invert Tee, Flanged Spigot With Puddle Flange, Double Coupling, Gusset Plate, Spindle With Square Cap, Accessories And All Ancillary Works As Necessary (Valve Chamber Measured Elsewhere): 160Mm Diameter | 1 | Nr | AED | 29497.68
GEVIN | 4 | 4.0696 | United Arab Emirates | Dubai | Infrastructure | Palm Jebel Ali | Public Access Road - Phase 1 | NAKHEEL | DBB | Award | 2024 | Remeasure | Pipework - Manholes And Pipework Ancillaries | K231.1 | Air Valve Chamber; In-Situ Concrete Double Triangle Heavy Duty, Triangle Ductile Iron Cover And Frame Including 150Mm Diameter Grp Cowl, Pipe Concrete Support, Excavation, Backfilling, 300X300X150Mm Sump Pit, Fittings, Accessories And All Ancillary Works As Necessary: 1400 X 1200Mm Valve Chamber | 1 | Nr | AED | 18901.45
GEVIN | 4 | 4.0696 | United Arab Emirates | Dubai | Infrastructure | Palm Jebel Ali | Public Access Road - Phase 1 | NAKHEEL | DBB | Award | 2024 | Remeasure | Pipework - Manholes And Pipework Ancillaries | K231.2 | Washout Chamber; In-Situ Concrete Double Triangle Heavy Duty, Triangle Ductile Iron Cover And Frame Including 150Mm Diameter Grp Cowl, Pipe Concrete Support, Excavation, Backfilling, 300X300X150 Sump Pit, Fittings, Accessories And All Ancillary Works As Necessary: 2400 X 1800Mm Washout Chamber | 1 | Nr | AED | 34771.57
GEVIN | 4 | 4.0696 | United Arab Emirates | Dubai | Infrastructure | Palm Jebel Ali | Public Access Road - Phase 1 | NAKHEEL | DBB | Award | 2024 | Remeasure | Pipework - Manholes And Pipework Ancillaries | K901.1 | Valve Box To Gate Valve; Including Excavation, Backfilling, Fittings, Accessories And All Ancillary Works As Necessary: To 160Mm Diameter | 1 | Nr | AED | 16740.02
GEVIN | 4 | 4.0696 | United Arab Emirates | Dubai | Infrastructure | Palm Jebel Ali | Public Access Road - Phase 1 | NAKHEEL | DBB | Award | 2024 | Remeasure | Pipework - Supports And Protection | L301.1 | Beds And Surrounds With Compacted Sand And Selected Backfill Materials Layer By Layer To Following Main And Distribution Irrigation Line Pipes And Fittings: 160Mm Diameter | 473 | m | AED | 21.63
GEVIN | 4 | 4.0696 | United Arab Emirates | Dubai | Infrastructure | Palm Jebel Ali | Public Access Road - Phase 1 | NAKHEEL | DBB | Award | 2024 | Remeasure | Pipework - Supports And Protection | L721.1 | Thrust Block Including Concrete, Supports, Backfilling, Accessories And All Ancillary Works As Necessary: Thrust Block | 2 | Nr | AED | 1165.72
GEVIN | 4 | 4.0696 | United Arab Emirates | Dubai | Infrastructure | Palm Jebel Ali | Public Access Road - Phase 1 | NAKHEEL | DBB | Award | 2024 | Remeasure | Pipework - Supports And Protection | L821.1 | Concrete Surroundings; Including Class A Concrete, Warning Tape With Metallic Back Text, Backfill Materials, 75Mm Thick Class B Blinding Concrete, Accessories And All Ancillary Works As Necessary: To 160Mm Diameter | 15 | m | AED | 299.28
GEVIN | 4 | 4.0696 | United Arab Emirates | Dubai | Infrastructure | Palm Jebel Ali | Public Access Road - Phase 1 | NAKHEEL | DBB | Award | 2024 | Remeasure | Pipework - Supports And Protection | L821.2 | Concrete Surroundings; Including Class A Concrete, Warning Tape With Metallic Back Text, Backfill Materials, 75Mm Thick Class B Blinding Concrete, Accessories And All Ancillary Works As Necessary: 2 X 200Mm Diameter | 36 | m | AED | 457.92
GEVIN | 4 | 4.0696 | United Arab Emirates | Dubai | Infrastructure | Palm Jebel Ali | Public Access Road - Phase 1 | NAKHEEL | DBB | Award | 2024 | Remeasure | Pipework - Supports And Protection | L821.3 | Concrete Surroundings; Including Class A Concrete, Warning Tape With Metallic Back Text, Backfill Materials, 75Mm Thick Class B Blinding Concrete, Accessories And All Ancillary Works As Necessary: 1 X 200Mm Diameter | 42 | m | AED | 484.22
GEVIN | 4 | 4.0696 | United Arab Emirates | Dubai | Infrastructure | Palm Jebel Ali | Public Access Road - Phase 1 | NAKHEEL | DBB | Award | 2024 | Remeasure | Pipework - Supports And Protection | L821.4 | Duct Crossing Including All Ancillary Works As Necessary: 2 X 200Mm Diameter | 36 | m | AED | 303.67
GEVIN | 4 | 4.0697 | United Arab Emirates | Dubai | Infrastructure | Palm Jebel Ali | Public Access Road - Phase 1 | NAKHEEL | DBB | Award | 2024 | Remeasure | Pipework - Supports And Protection | L821.5 | Spare Duct Including All Ancillary Works As Necessary: 1 X 200Mm Diameter | 42 | m | AED | 220.98
GEVIN | 4 | 4.0697 | United Arab Emirates | Dubai | Infrastructure | Palm Jebel Ali | Public Access Road - Phase 1 | NAKHEEL | DBB | Award | 2024 | Remeasure | Pipework - Manholes And Pipework Ancillaries | K542.1 | Supply, Lay And Joint Upvc Cable Ducts Laid In A Trench Beneath Carriageways Including Excavation, Backfilling, End Caps, Warning Tapes, Draw Cords, Studs, Concrete Duct Markers And Disposal Of Surplus Excavated Material Complete As Per The Specifications And Drawings.: 2 X 12 Way 150Mm Diameter Upvc Dewa-Ed Duct; Depth Not Exceeding 1.5M | 32 | m | AED | 1355.06
GEVIN | 4 | 4.0697 | United Arab Emirates | Dubai | Infrastructure | Palm Jebel Ali | Public Access Road - Phase 1 | NAKHEEL | DBB | Award | 2024 | Remeasure | Pipework - Manholes And Pipework Ancillaries | K542.2 | Supply, Lay And Joint Upvc Cable Ducts Laid In A Trench Beneath Carriageways Including Excavation, Backfilling, End Caps, Warning Tapes, Draw Cords, Studs, Concrete Duct Markers And Disposal Of Surplus Excavated Material Complete As Per The Specifications And Drawings.: 4 Way 150Mm Diameter Upvc Lv Road Crossing Duct; Depth Not Exceeding 1.5M | 32 | m | AED | 258.87
GEVIN | 4 | 4.0697 | United Arab Emirates | Dubai | Infrastructure | Palm Jebel Ali | Public Access Road - Phase 1 | NAKHEEL | DBB | Award | 2024 | Remeasure | Pipework - Supports And Protection | L541.1 | Concrete Surround As Per The Specifications And Drawings: 2 X 12 Way 150Mm Diameter Upvc Dewa-Ed Duct; Depth Not Exceeding 1.5M | 32 | m | AED | 1326.2
GEVIN | 4 | 4.0697 | United Arab Emirates | Dubai | Infrastructure | Palm Jebel Ali | Public Access Road - Phase 1 | NAKHEEL | DBB | Award | 2024 | Remeasure | Pipework - Supports And Protection | L541.2 | Concrete Surround As Per The Specifications And Drawings: 4 Way 150Mm Diameter Upvc Lv Road Crossing Duct; Depth Not Exceeding 1.5M | 32 | m | AED | 375.38
GEVIN | 4 | 4.0697 | United Arab Emirates | Dubai | Infrastructure | Palm Jebel Ali | Public Access Road - Phase 1 | NAKHEEL | DBB | Award | 2024 | Remeasure | Pipework - Manholes And Pipework Ancillaries | K542 | Supply And Installation Of Cable Duct Laid In Trenches Below Paving Including Excavation, Backfilling, End Caps, Warning Tapes, Draw Ropes, Disposal Of Surplus Excavated Material Etc. As Per Specifications And Drawings.: 9 - Way 100Mm Upvc Telecom Spare Road Crossing Duct; Depth Not Exceeding 1.5M | 41 | m | AED | 376.4
GEVIN | 4 | 4.0697 | United Arab Emirates | Dubai | Infrastructure | Palm Jebel Ali | Public Access Road - Phase 1 | NAKHEEL | DBB | Award | 2024 | Remeasure | Pipework - Supports And Protection | L511 | Sand Beds & Surround Including Warning Tape As Per Specifications And Drawings.: 9 - Way 100Mm Upvc Telecom Spare Road Crossing Duct; Depth Not Exceeding 1.5M | 41 | m | AED | 15.1
GEVIN | 4 | 4.0697 | United Arab Emirates | Dubai | Infrastructure | Palm Jebel Ali | Public Access Road - Phase 1 | NAKHEEL | DBB | Award | 2024 | Remeasure | Pipework - Manholes And Pipework Ancillaries | K522 | Supply, Lay And Joint Lighting Cable Ducts Of Class C Laid In Trench Below Driveway Including Excavation, Backfilling, End Caps, Warning Tapes, 8Mm Diameter Draw Cords, Studs, Duct Markers And Disposal Of Surplus Excavated Material Complete As Per The Specifications And Drawings.: 2-Way 100Mm Diameter Upvc Street Lighting Road Crossing Duct; Depth Not Exceeding 1.5M | 74 | m | AED | 142.98
GEVIN | 4 | 4.0697 | United Arab Emirates | Dubai | Infrastructure | Palm Jebel Ali | Public Access Road - Phase 1 | NAKHEEL | DBB | Award | 2024 | Remeasure | Pipework - Supports And Protection | L511 | Concrete Surrounds To Road Crossing Duct Including Lean Concrete, Reinforcement, Waterproofing And Coal Tar Epoxy As Applicable As Per The Specifications And Drawings.: 2-Way 100Mm Diameter Upvc Street Lighting Road Crossing Duct; Depth Not Exceeding 1.5M | 74 | m | AED | 180.58
GEVIN | 4 | 4.0697 | United Arab Emirates | Dubai | Infrastructure | Palm Jebel Ali | Public Access Road - Phase 1 | NAKHEEL | DBB | Award | 2024 | Remeasure | Miscellaneous Work | X900.1 | Lighting Pole Foundation: Mass Concrete High Lighting Column Bases, Stainless Steel Cover Plate, Bolts With Wedge And Foundation; Including Excavation, Backfilling, Compaction, Formwork, Concrete, Holding Down Bolts, Nuts And Washer With Denso Tape (Before Casting And After Erection), Bitumen Paint Etc. Complete As Per The Specifications And Drawings.: 10M High Lighting Pole Foundation | 12 | Nr | AED | 1132.44
GEVIN | 4 | 4.0697 | United Arab Emirates | Dubai | Infrastructure | Palm Jebel Ali | Public Access Road - Phase 1 | NAKHEEL | DBB | Award | 2024 | Remeasure | Miscellaneous Work | X900.2 | Lighting Pole Installation: Supply And Install Of Lighting Column And Accessories; Including Brackets, Luminaries, Cut-Outs, Terminate Cables, Commission, Grouting Of Base Plate, Handling Etc. Complete As Per The Specifications And Drawings.: 10M Decorative Pole With 1 X (100W - 110W) Led Luminarie (Pc Rate = Aed 35,000/Nr.) | 2 | Nr | AED | 48818.11
GEVIN | 4 | 4.0698 | United Arab Emirates | Dubai | Infrastructure | Palm Jebel Ali | Public Access Road - Phase 1 | NAKHEEL | DBB | Award | 2024 | Remeasure | Miscellaneous Work | X900.3 | Lighting Pole Installation: Supply And Install Of Lighting Column And Accessories; Including Brackets, Luminaries, Cut-Outs, Terminate Cables, Commission, Grouting Of Base Plate, Handling Etc. Complete As Per The Specifications And Drawings.: 10M Decorative Pole With 2 X (100W - 110W) Led Luminarie (Pc Rate = Aed 40,000/Nr.) | 10 | Nr | AED | 55617.76
GEVIN | 4 | 4.0698 | United Arab Emirates | Dubai | Infrastructure | Palm Jebel Ali | Public Access Road - Phase 1 | NAKHEEL | DBB | Award | 2024 | Remeasure | Miscellaneous Work | X900.4 | Trench Excavation: Trench Excavation Including Backfill With Selected Excavated Material And Disposal Of Surplus Excavated Material To Spoil Heaps On Designated Area On Site To Be Determined By The Engineer.: Depth 1.2M, Minimum Width 1.0M | 451 | m | AED | 53.95
GEVIN | 4 | 4.0698 | United Arab Emirates | Dubai | Infrastructure | Palm Jebel Ali | Public Access Road - Phase 1 | NAKHEEL | DBB | Award | 2024 | Remeasure | Miscellaneous Work | X900.5 | Beds And Surrounds: Stone Free Sand Bed And Surround Including Warning Tape As Per Specifications And Drawings.: Depth 1.2M, Minimum Width 1.0M | 451 | m | AED | 27.9
GEVIN | 4 | 4.0698 | United Arab Emirates | Dubai | Infrastructure | Palm Jebel Ali | Public Access Road - Phase 1 | NAKHEEL | DBB | Award | 2024 | Remeasure | Miscellaneous Work | X900.6 | Supply And Lay Of Cables Including All Terminations, Fixings, Supports, Accessories And All Ancillary Works Complete As Per The Specifications And Drawings.: 4C X 25Mm² Cu Xlpe/Swa/Mdpe + 1C X 16Mm² Cu Ecc Cable: From Slfp-04 To Street Lights | 469 | m | AED | 93.47
GEVIN | 4 | 4.0698 | United Arab Emirates | Dubai | Infrastructure | Palm Jebel Ali | Public Access Road - Phase 1 | NAKHEEL | DBB | Award | 2024 | Remeasure | Miscellaneous Work | X900.7 | Warning Tape 250Mm Wide With English And Arabic Written As Approved By Rta Road Lighting. | 451 | m | AED | 3.67
GEVIN | 4 | 4.0698 | United Arab Emirates | Dubai | Infrastructure | Palm Jebel Ali | Public Access Road - Phase 1 | NAKHEEL | DBB | Award | 2024 | Remeasure | Miscellaneous Work | X900.8 | Earthing System: Supply And Install Complete Earthing System Cast Iron Plaque Lettered Earth Rod Into Concrete Slab (Precast), 70Mm² Single Core Copper Earth Wire To The Column Mass Concrete Surround And 2 Layers Denso Tape.: Earth Pits | 1 | Nr | AED | 5985.15
LS 2023-01 | 4 | 4.0698 | United Arab Emirates | Abu Dhabi | Hard & Soft Landscaping | Pixel Towers - The Makers District | Landscaping | IMKAN | tba |  | 2023 |  | Pipe Work - Pipes | I711.1 | Irrigation; Supply And Install Pe Irrigation Pipes Complete Including Testing And Commissioning As Per Drawings And Specifications.; Od 20 Mm Dia. Hdpe | 251 | m | AED | 10 | 2510
LS 2023-01 | 4 | 4.0698 | United Arab Emirates | Abu Dhabi | Hard & Soft Landscaping | Pixel Towers - The Makers District | Landscaping | IMKAN | tba |  | 2023 |  | Pipe Work - Pipes | I911.1 | Irrigation; Supply And Install Pe Irrigation Pipes Complete Including Testing And Commissioning As Per Drawings And Specifications.; Od 16 Mm Dia. Lldpe | 77 | m | AED | 5 | 385
LS 2023-01 | 4 | 4.0698 | United Arab Emirates | Abu Dhabi | Hard & Soft Landscaping | Pixel Towers - The Makers District | Landscaping | IMKAN | tba |  | 2023 |  | Pipe Work - Pipes | X900.1 | Irrigation; Supply And Install Pe Irrigation Pipes Complete Including Testing And Commissioning As Per Drawings And Specifications.; Supply And Installation Of Pressure Compensating Emitters | 428 | nr | AED | 100 | 42800
LS 2023-01 | 4 | 4.0698 | United Arab Emirates | Abu Dhabi | Hard & Soft Landscaping | Pixel Towers - The Makers District | Landscaping | IMKAN | tba |  | 2023 |  | Pipe Work - Pipes | I711.2 | Supply And Install Pe Conduit Pipes Above False Ceiling At Floor Corridors And In Open Areas Complete As Per Drawings And Specifications.; Od 32 Mm Dia. Hdpe | 150 | m | AED | 16 | 2400
LS 2023-01 | 4 | 4.0699 | United Arab Emirates | Abu Dhabi | Hard & Soft Landscaping | Pixel Towers - The Makers District | Landscaping | IMKAN | tba |  | 2023 |  | Pipe Work - Pipes | X900.2 | Irrigation Controller; Supply And Installation Of Powder Coated Aluminum Enclosure Panel (Wall Mounted) Including Glazed Door For Irrigation Controller As Per Drawings And Specifications. | 3 | nr | AED | 500 | 1500
LS 2023-01 | 4 | 4.0699 | United Arab Emirates | Abu Dhabi | Hard & Soft Landscaping | Pixel Towers - The Makers District | Landscaping | IMKAN | tba |  | 2023 |  | Pipe Work - Pipes | X900.3 | Supply And Installation Of Battery Operated Irrigation Controller Inside Aluminum Enclosure Panel Including Termination Of Incoming And Outgoing Pipes As Per Drawings And Specifications.; Irrigation Controller With 1 Outlet | 1 | nr | AED | 382 | 382
LS 2023-01 | 4 | 4.0699 | United Arab Emirates | Abu Dhabi | Hard & Soft Landscaping | Pixel Towers - The Makers District | Landscaping | IMKAN | tba |  | 2023 |  | Pipe Work - Pipes | X900.4 | Supply And Installation Of Battery Operated Irrigation Controller Inside Aluminum Enclosure Panel Including Termination Of Incoming And Outgoing Pipes As Per Drawings And Specifications.; Irrigation Controller With 2 Outlet | 2 | nr | AED | 400 | 800
LS 2023-01 | 4 | 4.0699 | United Arab Emirates | Abu Dhabi | Hard & Soft Landscaping | Pixel Towers - The Makers District | Landscaping | IMKAN | tba |  | 2023 |  | Pipe Work - Pipes | X900.5 | Risers; Supply And Install The Risers Inside Planters With All Necessary Pipe Fittings Including Tees, Elbows, Etc. As Shown On Drawings And Specifications. | 107 | nr | AED | 30 | 3210
LS 2023-01 | 4 | 4.0699 | United Arab Emirates | Abu Dhabi | Hard & Soft Landscaping | Pixel Towers - The Makers District | Landscaping | IMKAN | tba |  | 2023 |  | Pipe Work - Pipes | X900.6 | Miscellaneous Items For Irrigation; Removal And Reinstatement Of Gypsum False Ceiling For Installation Of Pe Pipes As Per Engineer'S Instruction. | 66 | m | AED | 50 | 3300
LS 2023-01 | 4 | 4.0699 | United Arab Emirates | Abu Dhabi | Hard & Soft Landscaping | Pixel Towers - The Makers District | Landscaping | IMKAN | tba |  | 2023 |  | Pipe Work - Pipes | X900.8 | Miscellaneous Items For Irrigation; Supply And Installation Of Gypsum Bulk Head Including Support Frame As Shown On Drawings And Specifications. | 10 | m | AED | 25 | 250
LS 2023-01 | 4 | 4.0699 | United Arab Emirates | Abu Dhabi | Hard & Soft Landscaping | Pixel Towers - The Makers District | Landscaping | IMKAN | tba |  | 2023 |  | Pipe Work - Pipes | X900.9 | Miscellaneous Items For Irrigation; Painting To Gypsum Bulk Head Including Application Of Mesh Fabric To Gypsum Board Joint, Primer, Application Of Stucco And Two Coats Of Final Paint As Shown On Drawings And Specifications. | 10 | m | AED | 20 | 200
LS 2023-01 | 4 | 4.0699 | United Arab Emirates | Abu Dhabi | Hard & Soft Landscaping | Pixel Towers - The Makers District | Landscaping | IMKAN | tba |  | 2023 |  | Pipe Work - Pipes | X900.11 | Miscellaneous Items For Irrigation; Connecting To Existing Irrigation Line As Per Drawings, Specifications And Engineer'S Instruction. | 1 | nr | AED | 500 | 500
LS 2023-01 | 4 | 4.0699 | United Arab Emirates | Abu Dhabi | Hard & Soft Landscaping | Pixel Towers - The Makers District | Landscaping | IMKAN | tba |  | 2023 |  | Pipe Work - Pipes | X900.12 | Miscellaneous Items For Irrigation; Connecting To Existing Potable Water Line As Per Drawings, Specifications And Engineer'S Instruction. | 2 | nr | AED | 750 | 1500
LS 2023-01 | 4 | 4.07 | United Arab Emirates | Abu Dhabi | Hard & Soft Landscaping | Pixel Towers - The Makers District | Landscaping | IMKAN | tba |  | 2023 |  | Pipe Work - Pipes | L900.1 | Grp Planter Box; Supply And Installation Of Specast Grp Planter Box Including Vertical Lifting, Steel Support Frame, Anchor Bolts, Cutting Into Existing Grc Cladding, Including Necessary Drainage System As Per Drawings, Specifications And As Directed By The Engineer.; Type - 01 Grp Planter Box, 875 X 400 Mm Sized | 97 | nr | AED | 2200 | 213400
LS 2023-01 | 4 | 4.07 | United Arab Emirates | Abu Dhabi | Hard & Soft Landscaping | Pixel Towers - The Makers District | Landscaping | IMKAN | tba |  | 2023 |  | Pipe Work - Pipes | L900.2 | Grp Planter Box; Supply And Installation Of Specast Grp Planter Box Including Vertical Lifting, Steel Support Frame, Anchor Bolts, Cutting Into Existing Grc Cladding, Including Necessary Drainage System As Per Drawings, Specifications And As Directed By The Engineer.; Type - 02 Grp Planter Box, 600 X 600 Mm Sized | 10 | nr | AED | 2300 | 23000
LS 2023-01 | 4 | 4.07 | United Arab Emirates | Abu Dhabi | Hard & Soft Landscaping | Pixel Towers - The Makers District | Landscaping | IMKAN | tba |  | 2023 |  | Pipe Work - Pipes | L900.3 | Soil Fill For Grp Planter Box; Zeoplant And Red Sand; Filling With Zeoplant Mixed With Soil At A Ratio Of 55% Zeoplant And 35% Red Sand All Complete In Accordance With Drawings, Specifications And As Per Engineer'S Approval.; For Grp Planter Box Type - 01 | 5 | m³ | AED | 160 | 800
LS 2023-01 | 4 | 4.07 | United Arab Emirates | Abu Dhabi | Hard & Soft Landscaping | Pixel Towers - The Makers District | Landscaping | IMKAN | tba |  | 2023 |  | Pipe Work - Pipes | L900.4 | Soil Fill For Grp Planter Box; Zeoplant And Red Sand; Filling With Zeoplant Mixed With Soil At A Ratio Of 55% Zeoplant And 35% Red Sand All Complete In Accordance With Drawings, Specifications And As Per Engineer'S Approval.; For Grp Planter Box Type - 02 | 1 | m³ | AED | 160 | 160
LS 2023-01 | 4 | 4.07 | United Arab Emirates | Abu Dhabi | Hard & Soft Landscaping | Pixel Towers - The Makers District | Landscaping | IMKAN | tba |  | 2023 |  | Pipe Work - Pipes | L900.5 | Zeoplant, Peat And Sweet Sand; Filling With Zeoplant Mixed With Peat And Sweet Sand At A Ratio Of 30% Horticultural Zeoplant, 30% Peat And 40% Sweet Sand All Complete In Accordance With Drawings, Specifications And As Per Engineer'S Approval.; For Grp Planter Box Type - 01 | 7 | m³ | AED | 165 | 1155
LS 2023-01 | 4 | 4.07 | United Arab Emirates | Abu Dhabi | Hard & Soft Landscaping | Pixel Towers - The Makers District | Landscaping | IMKAN | tba |  | 2023 |  | Pipe Work - Pipes | L900.6 | Zeoplant, Peat And Sweet Sand; Filling With Zeoplant Mixed With Peat And Sweet Sand At A Ratio Of 30% Horticultural Zeoplant, 30% Peat And 40% Sweet Sand All Complete In Accordance With Drawings, Specifications And As Per Engineer'S Approval.; For Grp Planter Box Type - 02 | 1 | m³ | AED | 165 | 165
LS 2023-01 | 4 | 4.07 | United Arab Emirates | Abu Dhabi | Hard & Soft Landscaping | Pixel Towers - The Makers District | Landscaping | IMKAN | tba |  | 2023 |  | Pipe Work - Pipes | L900.7 | Root Barriers; Supply And Install Geosynthetic Root Barrier To Planter Box, Including Necessary Laps, Joints, Etc. Complete As Per Drawings And Specifications; For Grp Planter Box Type - 01 | 133 | m² | AED | 28 | 3724
LS 2023-01 | 4 | 4.07 | United Arab Emirates | Abu Dhabi | Hard & Soft Landscaping | Pixel Towers - The Makers District | Landscaping | IMKAN | tba |  | 2023 |  | Pipe Work - Pipes | L900.8 | Root Barriers; Supply And Install Geosynthetic Root Barrier To Planter Box, Including Necessary Laps, Joints, Etc. Complete As Per Drawings And Specifications; For Grp Planter Box Type - 02 | 13 | m² | AED | 28 | 364
LS 2023-01 | 4 | 4.07 | United Arab Emirates | Abu Dhabi | Hard & Soft Landscaping | Pixel Towers - The Makers District | Landscaping | IMKAN | tba |  | 2023 |  | Pipe Work - Pipes | W23*.1 | Waterproofing Layer; Supply And Install Waterproofing Layer To Planter Box Including Necessary Laps, Joints, Etc. As Per Drawings And Specifications; For Grp Planter Box Type - 01 | 184 | m² | AED | 57 | 10488
LS 2023-01 | 4 | 4.07 | United Arab Emirates | Abu Dhabi | Hard & Soft Landscaping | Pixel Towers - The Makers District | Landscaping | IMKAN | tba |  | 2023 |  | Pipe Work - Pipes | W23*.2 | Waterproofing Layer; Supply And Install Waterproofing Layer To Planter Box Including Necessary Laps, Joints, Etc. As Per Drawings And Specifications; For Grp Planter Box Type - 02 | 20 | m² | AED | 57 | 1140
LS 2023-01 | 4 | 4.0701 | United Arab Emirates | Abu Dhabi | Hard & Soft Landscaping | Pixel Towers - The Makers District | Landscaping | IMKAN | tba |  | 2023 |  | Pipe Work - Pipes | W293.1 | Geotextile Layer; Supply And Install Geotextile Layer To Planter Box, Including Necessary Laps, Joints, Etc. Complete As Per Drawings And Specifications; For Grp Planter Box Type - 01 | 111 | m² | AED | 6 | 666
LS 2023-01 | 4 | 4.0701 | United Arab Emirates | Abu Dhabi | Hard & Soft Landscaping | Pixel Towers - The Makers District | Landscaping | IMKAN | tba |  | 2023 |  | Pipe Work - Pipes | W293.2 | Geotextile Layer; Supply And Install Geotextile Layer To Planter Box, Including Necessary Laps, Joints, Etc. Complete As Per Drawings And Specifications; For Grp Planter Box Type - 02 | 11 | m² | AED | 6 | 66
LS 2023-01 | 4 | 4.0701 | United Arab Emirates | Abu Dhabi | Hard & Soft Landscaping | Pixel Towers - The Makers District | Landscaping | IMKAN | tba |  | 2023 |  | Pipe Work - Pipes | W191.1 | Moisture Management Sheet; Supply And Install Moisture Management Sheet To Planter Box, Including Necessary Laps, Joints, Etc. Complete As Per Drawings And Specifications; For Grp Planter Box Type - 01 | 22 | m² | AED | 50 | 1100
LS 2023-01 | 4 | 4.0701 | United Arab Emirates | Abu Dhabi | Hard & Soft Landscaping | Pixel Towers - The Makers District | Landscaping | IMKAN | tba |  | 2023 |  | Pipe Work - Pipes | W191.2 | Moisture Management Sheet; Supply And Install Moisture Management Sheet To Planter Box, Including Necessary Laps, Joints, Etc. Complete As Per Drawings And Specifications; For Grp Planter Box Type - 02 | 2 | m² | AED | 50 | 100
LS 2023-01 | 4 | 4.0701 | United Arab Emirates | Abu Dhabi | Hard & Soft Landscaping | Pixel Towers - The Makers District | Landscaping | IMKAN | tba |  | 2023 |  | Pipe Work - Pipes | W193.1 | Nero Drainage Cell; Supply And Install Nero Drainage Cell To Planter Box, Vertically, Including Necessary Laps, Joints, Etc. Complete As Per Drawings And Specifications; For Grp Planter Box Type - 01 | 111 | m² | AED | 90 | 9990
LS 2023-01 | 4 | 4.0701 | United Arab Emirates | Abu Dhabi | Hard & Soft Landscaping | Pixel Towers - The Makers District | Landscaping | IMKAN | tba |  | 2023 |  | Pipe Work - Pipes | W193.2 | Nero Drainage Cell; Supply And Install Nero Drainage Cell To Planter Box, Vertically, Including Necessary Laps, Joints, Etc. Complete As Per Drawings And Specifications; For Grp Planter Box Type - 02 | 11 | m² | AED | 90 | 990
LS 2023-01 | 4 | 4.0701 | United Arab Emirates | Abu Dhabi | Hard & Soft Landscaping | Pixel Towers - The Makers District | Landscaping | IMKAN | tba |  | 2023 |  | Pipe Work - Pipes | W193.3 | Drainage Sheet; Supply And Install Drainage Sheet To Planter Box, Horizontally, Including Necessary Laps, Joints, Etc. Complete As Per Drawings And Specifications; For Grp Planter Box Type - 01 | 22 | m² | AED | 80 | 1760
LS 2023-01 | 4 | 4.0701 | United Arab Emirates | Abu Dhabi | Hard & Soft Landscaping | Pixel Towers - The Makers District | Landscaping | IMKAN | tba |  | 2023 |  | Pipe Work - Pipes | W193.4 | Drainage Sheet; Supply And Install Drainage Sheet To Planter Box, Horizontally, Including Necessary Laps, Joints, Etc. Complete As Per Drawings And Specifications; For Grp Planter Box Type - 02 | 2 | m² | AED | 80 | 160
LS 2023-01 | 4 | 4.0701 | United Arab Emirates | Abu Dhabi | Hard & Soft Landscaping | Pixel Towers - The Makers District | Landscaping | IMKAN | tba |  | 2023 |  | Pipe Work - Pipes | N900.1 | Stainless Steel Grating; Supply And Install 1.5Mm Guage Stainless Steel Grating (Grade 316) Cover For Grp Plater Box Complete As Per Drawings And Specifications; For Grp Planter Box Type - 01 Size 100X332Mm | 97 | nr | AED | 650 | 63050
LS 2023-01 | 4 | 4.0701 | United Arab Emirates | Abu Dhabi | Hard & Soft Landscaping | Pixel Towers - The Makers District | Landscaping | IMKAN | tba |  | 2023 |  | Pipe Work - Pipes | N900.2 | Stainless Steel Grating; Supply And Install 1.5Mm Guage Stainless Steel Grating (Grade 316) Cover For Grp Plater Box Complete As Per Drawings And Specifications; For Grp Planter Box Type - 02 Size 100X532Mm | 10 | nr | AED | 1000 | 10000
LS 2023-01 | 4 | 4.0701 | United Arab Emirates | Abu Dhabi | Hard & Soft Landscaping | Pixel Towers - The Makers District | Landscaping | IMKAN | tba |  | 2023 |  | Pipe Work - Pipes | N900.3 | Supply And Install Aluminium Flash Strip Coping Block On Top Of Grp Plater Box Complete As Per Drawings And Specifications; For Grp Planter Box Type - 01 | 195 | m | AED | 60 | 11700
LS 2023-01 | 4 | 4.0702 | United Arab Emirates | Abu Dhabi | Hard & Soft Landscaping | Pixel Towers - The Makers District | Landscaping | IMKAN | tba |  | 2023 |  | Pipe Work - Pipes | N900.4 | Supply And Install Aluminium Flash Strip Coping Block On Top Of Grp Plater Box Complete As Per Drawings And Specifications; For Grp Planter Box Type - 02 | 19 | m | AED | 60 | 1140
LS 2023-01 | 4 | 4.0702 | United Arab Emirates | Abu Dhabi | Hard & Soft Landscaping | Pixel Towers - The Makers District | Landscaping | IMKAN | tba |  | 2023 |  | Pipe Work - Pipes | E850.1 | Supply And Planting Of Plants; Including Sourcing, Obtaining, Delivering To Site And Planting All The Plant Species, Protection And Other Related Works, All Complete As Per Drawings, Specifications And Directed By Engineer. (Grp Planter Box, Planting Soil, Additives And Other Protection Layers Measured Separately).; Shrubs; Callistermon Viminalis (Weeping Bottlebush) | 10 | nr | AED | 470 | 4700
LS 2023-01 | 4 | 4.0702 | United Arab Emirates | Abu Dhabi | Hard & Soft Landscaping | Pixel Towers - The Makers District | Landscaping | IMKAN | tba |  | 2023 |  | Pipe Work - Pipes | E850.2 | Supply And Planting Of Plants; Including Sourcing, Obtaining, Delivering To Site And Planting All The Plant Species, Protection And Other Related Works, All Complete As Per Drawings, Specifications And Directed By Engineer. (Grp Planter Box, Planting Soil, Additives And Other Protection Layers Measured Separately).; Shrubs; Ficus Microcarpa "Green Island" | 4 | nr | AED | 130 | 520
LS 2023-01 | 4 | 4.0702 | United Arab Emirates | Abu Dhabi | Hard & Soft Landscaping | Pixel Towers - The Makers District | Landscaping | IMKAN | tba |  | 2023 |  | Pipe Work - Pipes | E850.3 | Supply And Planting Of Plants; Including Sourcing, Obtaining, Delivering To Site And Planting All The Plant Species, Protection And Other Related Works, All Complete As Per Drawings, Specifications And Directed By Engineer. (Grp Planter Box, Planting Soil, Additives And Other Protection Layers Measured Separately).; Shrubs; Leucophyllum Frutescens (Barometer Bush) | 50 | nr | AED | 40 | 2000
LS 2023-01 | 4 | 4.0702 | United Arab Emirates | Abu Dhabi | Hard & Soft Landscaping | Pixel Towers - The Makers District | Landscaping | IMKAN | tba |  | 2023 |  | Pipe Work - Pipes | E850.4 | Supply And Planting Of Plants; Including Sourcing, Obtaining, Delivering To Site And Planting All The Plant Species, Protection And Other Related Works, All Complete As Per Drawings, Specifications And Directed By Engineer. (Grp Planter Box, Planting Soil, Additives And Other Protection Layers Measured Separately).; Shrubs; Russelia Equisetiformis (Firecracker Plant) | 40 | nr | AED | 75 | 3000
LS 2023-01 | 4 | 4.0702 | United Arab Emirates | Abu Dhabi | Hard & Soft Landscaping | Pixel Towers - The Makers District | Landscaping | IMKAN | tba |  | 2023 |  | Pipe Work - Pipes | E850.5 | Supply And Planting Of Plants; Including Sourcing, Obtaining, Delivering To Site And Planting All The Plant Species, Protection And Other Related Works, All Complete As Per Drawings, Specifications And Directed By Engineer. (Grp Planter Box, Planting Soil, Additives And Other Protection Layers Measured Separately).; Shrubs; Adenium Obesum (Desert Rose) | 32 | nr | AED | 204 | 6528
LS 2023-01 | 4 | 4.0702 | United Arab Emirates | Abu Dhabi | Hard & Soft Landscaping | Pixel Towers - The Makers District | Landscaping | IMKAN | tba |  | 2023 |  | Pipe Work - Pipes | E850.6 | Supply And Planting Of Plants; Including Sourcing, Obtaining, Delivering To Site And Planting All The Plant Species, Protection And Other Related Works, All Complete As Per Drawings, Specifications And Directed By Engineer. (Grp Planter Box, Planting Soil, Additives And Other Protection Layers Measured Separately).; Shrubs; Capparis Spinosa (Caper Bush) | 16 | nr | AED | 30 | 480
LS 2023-01 | 4 | 4.0702 | United Arab Emirates | Abu Dhabi | Hard & Soft Landscaping | Pixel Towers - The Makers District | Landscaping | IMKAN | tba |  | 2023 |  | Pipe Work - Pipes | E840 | Groundcovers; Ipomea (Sweet Potato) | 253 | nr | AED | 4 | 1012
LS 2023-01 | 4 | 4.0702 | United Arab Emirates | Abu Dhabi | Hard & Soft Landscaping | Pixel Towers - The Makers District | Landscaping | IMKAN | tba |  | 2023 |  | Pipe Work - Pipes | I711.1 | Irrigation; Supply And Install Pe Irrigation Pipes Complete Including Testing And Commissioning As Per Drawings And Specifications.; Od 20 Mm Dia. Hdpe | 382 | m | AED | 10 | 3820
LS 2023-01 | 4 | 4.0702 | United Arab Emirates | Abu Dhabi | Hard & Soft Landscaping | Pixel Towers - The Makers District | Landscaping | IMKAN | tba |  | 2023 |  | Pipe Work - Pipes | I911.1 | Irrigations; Supply And Install Pe Irrigation Pipes Complete Including Testing And Commissioning As Per Drawings And Specifications.; Od 16 Mm Dia. Lldpe | 33 | m | AED | 5 | 165
LS 2023-01 | 4 | 4.0703 | United Arab Emirates | Abu Dhabi | Hard & Soft Landscaping | Pixel Towers - The Makers District | Landscaping | IMKAN | tba |  | 2023 |  | Pipe Work - Pipes | I911.2 | Irrigation; Supply And Install Pe Irrigation Pipes Complete Including Testing And Commissioning As Per Drawings And Specifications.; Od 16 Mm Dia. Lldpe With Inline Emitters | 53 | m | AED | 100 | 5300
LS 2023-01 | 4 | 4.0703 | United Arab Emirates | Abu Dhabi | Hard & Soft Landscaping | Pixel Towers - The Makers District | Landscaping | IMKAN | tba |  | 2023 |  | Pipe Work - Pipes | I711.2 | Supply And Install Pe Conduit Pipes Above False Ceiling At Floor Corridors And In Open Areas Complete As Per Drawings And Specifications.; Od 32 Mm Dia. Hdpe | 282 | m | AED | 16 | 4512
LS 2023-01 | 4 | 4.0703 | United Arab Emirates | Abu Dhabi | Hard & Soft Landscaping | Pixel Towers - The Makers District | Landscaping | IMKAN | tba |  | 2023 |  | Pipe Work - Pipes | X900.1 | Irrigation Controller; Supply And Installation Of Powder Coated Aluminum Enclosure Panel (Wall Mounted) Including Glazed Door For Irrigation Controller As Per Drawings And Specifications. | 7 | nr | AED | 500 | 3500
LS 2023-01 | 4 | 4.0703 | United Arab Emirates | Abu Dhabi | Hard & Soft Landscaping | Pixel Towers - The Makers District | Landscaping | IMKAN | tba |  | 2023 |  | Pipe Work - Pipes | X900.2 | Supply And Installation Of Battery Operated Irrigation Controller Inside Aluminum Enclosure Panel Including Termination Of Incoming And Outgoing Pipes As Per Drawings And Specifications.; Irrigation Controller With 1 Outlet | 4 | nr | AED | 382 | 1528
LS 2023-01 | 4 | 4.0703 | United Arab Emirates | Abu Dhabi | Hard & Soft Landscaping | Pixel Towers - The Makers District | Landscaping | IMKAN | tba |  | 2023 |  | Pipe Work - Pipes | X900.3 | Supply And Installation Of Battery Operated Irrigation Controller Inside Aluminum Enclosure Panel Including Termination Of Incoming And Outgoing Pipes As Per Drawings And Specifications.; Irrigation Controller With 2 Outlet | 3 | nr | AED | 400 | 1200
LS 2023-01 | 4 | 4.0703 | United Arab Emirates | Abu Dhabi | Hard & Soft Landscaping | Pixel Towers - The Makers District | Landscaping | IMKAN | tba |  | 2023 |  | Pipe Work - Pipes | X900.4 | Risers; Supply And Install The Risers Inside Planters With All Necessary Pipe Fittings Including Tees, Elbows, Etc. As Shown On Drawings And Specifications. | 122 | nr | AED | 30 | 3660
LS 2023-01 | 4 | 4.0703 | United Arab Emirates | Abu Dhabi | Hard & Soft Landscaping | Pixel Towers - The Makers District | Landscaping | IMKAN | tba |  | 2023 |  | Pipe Work - Pipes | X900.5 | Miscellaneous Items For Irrigation; Removal And Reinstatement Of Gypsum False Ceiling For Installation Of Pe Pipes As Per Engineer'S Instruction. | 114 | m | AED | 50 | 5700
LS 2023-01 | 4 | 4.0703 | United Arab Emirates | Abu Dhabi | Hard & Soft Landscaping | Pixel Towers - The Makers District | Landscaping | IMKAN | tba |  | 2023 |  | Pipe Work - Pipes | X900.7 | Miscellaneous Items For Irrigation; Supply And Installation Of Gypsum Bulk Head Including Support Frame As Shown On Drawings And Specifications. | 13 | m | AED | 25 | 325
LS 2023-01 | 4 | 4.0703 | United Arab Emirates | Abu Dhabi | Hard & Soft Landscaping | Pixel Towers - The Makers District | Landscaping | IMKAN | tba |  | 2023 |  | Pipe Work - Pipes | X900.8 | Miscellaneous Items For Irrigation; Painting To Gypsum Bulk Head Including Application Of Mesh Fabric To Gypsum Board Joint, Primer, Application Of Stucco And Two Coats Of Final Paint As Shown On Drawings And Specifications. | 13 | m | AED | 20 | 260
LS 2023-01 | 4 | 4.0704 | United Arab Emirates | Abu Dhabi | Hard & Soft Landscaping | Pixel Towers - The Makers District | Landscaping | IMKAN | tba |  | 2023 |  | Pipe Work - Pipes | X900.10 | Miscellaneous Items For Irrigation; Connecting To Existing Irrigation Line As Per Drawings, Specifications And Engineer'S Instruction. | 3 | nr | AED | 500 | 1500
LS 2023-01 | 4 | 4.0704 | United Arab Emirates | Abu Dhabi | Hard & Soft Landscaping | Pixel Towers - The Makers District | Landscaping | IMKAN | tba |  | 2023 |  | Pipe Work - Pipes | X900.11 | Miscellaneous Items For Irrigation; Connecting To Existing Potable Water Line As Per Drawings, Specifications And Engineer'S Instruction. | 4 | nr | AED | 750 | 3000
LS 2023-01 | 4 | 4.0704 | United Arab Emirates | Abu Dhabi | Hard & Soft Landscaping | Pixel Towers - The Makers District | Landscaping | IMKAN | tba |  | 2023 |  | Pipe Work - Pipes | L900.1 | Grp Planter Box; Supply And Installation Of Specast Grp Planter Box Including Vertical Lifting, Steel Support Frame, Anchor Bolts, Cutting Into Existing Grc Cladding, Including Necessary Drainage System As Per Drawings, Specifications And As Directed By The Engineer.; Type - 01 Grp Planter Box, 875 X 400 Mm Sized | 110 | nr | AED | 2200 | 242000
LS 2023-01 | 4 | 4.0704 | United Arab Emirates | Abu Dhabi | Hard & Soft Landscaping | Pixel Towers - The Makers District | Landscaping | IMKAN | tba |  | 2023 |  | Pipe Work - Pipes | L900.2 | Grp Planter Box; Supply And Installation Of Specast Grp Planter Box Including Vertical Lifting, Steel Support Frame, Anchor Bolts, Cutting Into Existing Grc Cladding, Including Necessary Drainage System As Per Drawings, Specifications And As Directed By The Engineer.; Type - 02 Grp Planter Box, 600 X 600 Mm Sized | 12 | nr | AED | 2300 | 27600
LS 2023-01 | 4 | 4.0704 | United Arab Emirates | Abu Dhabi | Hard & Soft Landscaping | Pixel Towers - The Makers District | Landscaping | IMKAN | tba |  | 2023 |  | Pipe Work - Pipes | L900.3 | Soil Fill For Grp Planter Box; Zeoplant And Red Sand; Filling With Zeoplant Mixed With Soil At A Ratio Of 55% Zeoplant And 35% Red Sand All Complete In Accordance With Drawings, Specifications And As Per Engineer'S Approval.; For Grp Planter Box Type - 01 | 6 | m³ | AED | 160 | 960
LS 2023-01 | 4 | 4.0704 | United Arab Emirates | Abu Dhabi | Hard & Soft Landscaping | Pixel Towers - The Makers District | Landscaping | IMKAN | tba |  | 2023 |  | Pipe Work - Pipes | L900.4 | Soil Fill For Grp Planter Box; Zeoplant And Red Sand; Filling With Zeoplant Mixed With Soil At A Ratio Of 55% Zeoplant And 35% Red Sand All Complete In Accordance With Drawings, Specifications And As Per Engineer'S Approval.; For Grp Planter Box Type - 02 | 1 | m³ | AED | 160 | 160
LS 2023-01 | 4 | 4.0704 | United Arab Emirates | Abu Dhabi | Hard & Soft Landscaping | Pixel Towers - The Makers District | Landscaping | IMKAN | tba |  | 2023 |  | Pipe Work - Pipes | L900.5 | Zeoplant, Peat And Sweet Sand; Filling With Zeoplant Mixed With Peat And Sweet Sand At A Ratio Of 30% Horticultural Zeoplant, 30% Peat And 40% Sweet Sand All Complete In Accordance With Drawings, Specifications And As Per Engineer'S Approval.; For Grp Planter Box Type - 01 | 8 | m³ | AED | 165 | 1320
LS 2023-01 | 4 | 4.0704 | United Arab Emirates | Abu Dhabi | Hard & Soft Landscaping | Pixel Towers - The Makers District | Landscaping | IMKAN | tba |  | 2023 |  | Pipe Work - Pipes | L900.6 | Zeoplant, Peat And Sweet Sand; Filling With Zeoplant Mixed With Peat And Sweet Sand At A Ratio Of 30% Horticultural Zeoplant, 30% Peat And 40% Sweet Sand All Complete In Accordance With Drawings, Specifications And As Per Engineer'S Approval.; For Grp Planter Box Type - 02 | 1 | m³ | AED | 165 | 165
LS 2023-01 | 4 | 4.0704 | United Arab Emirates | Abu Dhabi | Hard & Soft Landscaping | Pixel Towers - The Makers District | Landscaping | IMKAN | tba |  | 2023 |  | Pipe Work - Pipes | L900.7 | Root Barriers; Supply And Install Geosynthetic Root Barrier To Planter Box, Including Necessary Laps, Joints, Etc. Complete As Per Drawings And Specifications; For Grp Planter Box Type - 01 | 151 | m² | AED | 28 | 4228
LS 2023-01 | 4 | 4.0704 | United Arab Emirates | Abu Dhabi | Hard & Soft Landscaping | Pixel Towers - The Makers District | Landscaping | IMKAN | tba |  | 2023 |  | Pipe Work - Pipes | L900.8 | Root Barriers; Supply And Install Geosynthetic Root Barrier To Planter Box, Including Necessary Laps, Joints, Etc. Complete As Per Drawings And Specifications; For Grp Planter Box Type - 02 | 15 | m² | AED | 28 | 420
LS 2023-01 | 4 | 4.0705 | United Arab Emirates | Abu Dhabi | Hard & Soft Landscaping | Pixel Towers - The Makers District | Landscaping | IMKAN | tba |  | 2023 |  | Pipe Work - Pipes | W23*.1 | Waterproofing Layer; Supply And Install Waterproofing Layer To Planter Box Including Necessary Laps, Joints, Etc. As Per Drawings And Specifications; For Grp Planter Box Type - 01 | 209 | m² | AED | 57 | 11913
LS 2023-01 | 4 | 4.0705 | United Arab Emirates | Abu Dhabi | Hard & Soft Landscaping | Pixel Towers - The Makers District | Landscaping | IMKAN | tba |  | 2023 |  | Pipe Work - Pipes | W23*.2 | Waterproofing Layer; Supply And Install Waterproofing Layer To Planter Box Including Necessary Laps, Joints, Etc. As Per Drawings And Specifications; For Grp Planter Box Type - 02 | 25 | m² | AED | 57 | 1425
LS 2023-01 | 4 | 4.0705 | United Arab Emirates | Abu Dhabi | Hard & Soft Landscaping | Pixel Towers - The Makers District | Landscaping | IMKAN | tba |  | 2023 |  | Pipe Work - Pipes | W293.1 | Geotextile Layer; Supply And Install Geotextile Layer To Planter Box, Including Necessary Laps, Joints, Etc. Complete As Per Drawings And Specifications; For Grp Planter Box Type - 01 | 126 | m² | AED | 6 | 756
LS 2023-01 | 4 | 4.0705 | United Arab Emirates | Abu Dhabi | Hard & Soft Landscaping | Pixel Towers - The Makers District | Landscaping | IMKAN | tba |  | 2023 |  | Pipe Work - Pipes | W293.2 | Geotextile Layer; Supply And Install Geotextile Layer To Planter Box, Including Necessary Laps, Joints, Etc. Complete As Per Drawings And Specifications; For Grp Planter Box Type - 02 | 13 | m² | AED | 6 | 78
LS 2023-01 | 4 | 4.0705 | United Arab Emirates | Abu Dhabi | Hard & Soft Landscaping | Pixel Towers - The Makers District | Landscaping | IMKAN | tba |  | 2023 |  | Pipe Work - Pipes | W191.1 | Moisture Management Sheet; Supply And Install Moisture Management Sheet To Planter Box, Including Necessary Laps, Joints, Etc. Complete As Per Drawings And Specifications; For Grp Planter Box Type - 01 | 25 | m² | AED | 50 | 1250
LS 2023-01 | 4 | 4.0705 | United Arab Emirates | Abu Dhabi | Hard & Soft Landscaping | Pixel Towers - The Makers District | Landscaping | IMKAN | tba |  | 2023 |  | Pipe Work - Pipes | W191.2 | Moisture Management Sheet; Supply And Install Moisture Management Sheet To Planter Box, Including Necessary Laps, Joints, Etc. Complete As Per Drawings And Specifications; For Grp Planter Box Type - 02 | 3 | m² | AED | 50 | 150
LS 2023-01 | 4 | 4.0705 | United Arab Emirates | Abu Dhabi | Hard & Soft Landscaping | Pixel Towers - The Makers District | Landscaping | IMKAN | tba |  | 2023 |  | Pipe Work - Pipes | W193.1 | Nero Drainage Cell; Supply And Install Nero Drainage Cell To Planter Box, Vertically, Including Necessary Laps, Joints, Etc. Complete As Per Drawings And Specifications; For Grp Planter Box Type - 01 | 126 | m² | AED | 90 | 11340
LS 2023-01 | 4 | 4.0705 | United Arab Emirates | Abu Dhabi | Hard & Soft Landscaping | Pixel Towers - The Makers District | Landscaping | IMKAN | tba |  | 2023 |  | Pipe Work - Pipes | W193.2 | Nero Drainage Cell; Supply And Install Nero Drainage Cell To Planter Box, Vertically, Including Necessary Laps, Joints, Etc. Complete As Per Drawings And Specifications; For Grp Planter Box Type - 02 | 13 | m² | AED | 90 | 1170
LS 2023-01 | 4 | 4.0705 | United Arab Emirates | Abu Dhabi | Hard & Soft Landscaping | Pixel Towers - The Makers District | Landscaping | IMKAN | tba |  | 2023 |  | Pipe Work - Pipes | W193.3 | Drainage Sheet; Supply And Install Drainage Sheet To Planter Box, Horizontally, Including Necessary Laps, Joints, Etc. Complete As Per Drawings And Specifications; For Grp Planter Box Type - 01 | 25 | m² | AED | 80 | 2000
LS 2023-01 | 4 | 4.0705 | United Arab Emirates | Abu Dhabi | Hard & Soft Landscaping | Pixel Towers - The Makers District | Landscaping | IMKAN | tba |  | 2023 |  | Pipe Work - Pipes | W193.4 | Drainage Sheet; Supply And Install Drainage Sheet To Planter Box, Horizontally, Including Necessary Laps, Joints, Etc. Complete As Per Drawings And Specifications; For Grp Planter Box Type - 02 | 3 | m² | AED | 80 | 240
LS 2023-01 | 4 | 4.0705 | United Arab Emirates | Abu Dhabi | Hard & Soft Landscaping | Pixel Towers - The Makers District | Landscaping | IMKAN | tba |  | 2023 |  | Pipe Work - Pipes | N900.1 | Stainless Steel Grating; Supply And Install Stainless Steel Grating (Grade 316) Cover For Grp Plater Box Complete As Per Drawings And Specifications; For Grp Planter Box Type - 01 Size 100X332Mm | 110 | nr | AED | 650 | 71500
LS 2023-01 | 4 | 4.0706 | United Arab Emirates | Abu Dhabi | Hard & Soft Landscaping | Pixel Towers - The Makers District | Landscaping | IMKAN | tba |  | 2023 |  | Pipe Work - Pipes | N900.2 | Stainless Steel Grating; Supply And Install Stainless Steel Grating (Grade 316) Cover For Grp Plater Box Complete As Per Drawings And Specifications; For Grp Planter Box Type - 02 Size 100X532Mm | 12 | nr | AED | 1000 | 12000
LS 2023-01 | 4 | 4.0706 | United Arab Emirates | Abu Dhabi | Hard & Soft Landscaping | Pixel Towers - The Makers District | Landscaping | IMKAN | tba |  | 2023 |  | Pipe Work - Pipes | N900.3 | Aluminium Flash Strip Coping Block; Supply And Install Aluminium Flash Strip Coping Block On Top Of Grp Plater Box Complete As Per Drawings And Specifications; For Grp Planter Box Type - 01 | 222 | m | AED | 60 | 13320
LS 2023-01 | 4 | 4.0706 | United Arab Emirates | Abu Dhabi | Hard & Soft Landscaping | Pixel Towers - The Makers District | Landscaping | IMKAN | tba |  | 2023 |  | Pipe Work - Pipes | N900.4 | Aluminium Flash Strip Coping Block; Supply And Install Aluminium Flash Strip Coping Block On Top Of Grp Plater Box Complete As Per Drawings And Specifications; For Grp Planter Box Type - 02 | 22 | m | AED | 60 | 1320
LS 2023-01 | 4 | 4.0706 | United Arab Emirates | Abu Dhabi | Hard & Soft Landscaping | Pixel Towers - The Makers District | Landscaping | IMKAN | tba |  | 2023 |  | Pipe Work - Pipes | E850.1 | Supply And Planting Of Plants; Including Sourcing, Obtaining, Delivering To Site And Planting All The Plant Species, Protection And Other Related Works, All Complete As Per Drawings, Specifications And Directed By Engineer. (Grp Planter Box, Planting Soil, Additives And Other Protection Layers Measured Separately).; Shrubs; Callistermon Viminalis (Weeping Bottlebush) | 12 | nr | AED | 470 | 5640
LS 2023-01 | 4 | 4.0706 | United Arab Emirates | Abu Dhabi | Hard & Soft Landscaping | Pixel Towers - The Makers District | Landscaping | IMKAN | tba |  | 2023 |  | Pipe Work - Pipes | E850.2 | Supply And Planting Of Plants; Including Sourcing, Obtaining, Delivering To Site And Planting All The Plant Species, Protection And Other Related Works, All Complete As Per Drawings, Specifications And Directed By Engineer. (Grp Planter Box, Planting Soil, Additives And Other Protection Layers Measured Separately).; Shrubs; Ficus Microcarpa "Green Island" | 50 | nr | AED | 130 | 6500
LS 2023-01 | 4 | 4.0706 | United Arab Emirates | Abu Dhabi | Hard & Soft Landscaping | Pixel Towers - The Makers District | Landscaping | IMKAN | tba |  | 2023 |  | Pipe Work - Pipes | E850.3 | Supply And Planting Of Plants; Including Sourcing, Obtaining, Delivering To Site And Planting All The Plant Species, Protection And Other Related Works, All Complete As Per Drawings, Specifications And Directed By Engineer. (Grp Planter Box, Planting Soil, Additives And Other Protection Layers Measured Separately).; Shrubs; Russelia Equisetiformis (Firecracker Plant) | 106 | nr | AED | 75 | 7950
LS 2023-01 | 4 | 4.0706 | United Arab Emirates | Abu Dhabi | Hard & Soft Landscaping | Pixel Towers - The Makers District | Landscaping | IMKAN | tba |  | 2023 |  | Pipe Work - Pipes | E850.4 | Supply And Planting Of Plants; Including Sourcing, Obtaining, Delivering To Site And Planting All The Plant Species, Protection And Other Related Works, All Complete As Per Drawings, Specifications And Directed By Engineer. (Grp Planter Box, Planting Soil, Additives And Other Protection Layers Measured Separately).; Shrubs; Adenium Obesum (Desert Rose) | 64 | nr | AED | 204 | 13056
LS 2023-01 | 4 | 4.0706 | United Arab Emirates | Abu Dhabi | Hard & Soft Landscaping | Pixel Towers - The Makers District | Landscaping | IMKAN | tba |  | 2023 |  | Pipe Work - Pipes | E840 | Groundcovers; Ipomea (Sweet Potato) | 378 | nr | AED | 4 | 1512
LS 2023-01 | 4 | 4.0706 | United Arab Emirates | Abu Dhabi | Hard & Soft Landscaping | Pixel Towers - The Makers District | Landscaping | IMKAN | tba |  | 2023 |  | Pipe Work - Pipes | I711.1 | Irrigation; Supply And Install Pe Irrigation Pipes Complete Including Testing And Commissioning As Per Drawings And Specifications.; Od 20 Mm Dia. Hdpe | 407 | m | AED | 10 | 4070
LS 2023-01 | 4 | 4.0706 | United Arab Emirates | Abu Dhabi | Hard & Soft Landscaping | Pixel Towers - The Makers District | Landscaping | IMKAN | tba |  | 2023 |  | Pipe Work - Pipes | I911.1 | Irrigation; Supply And Install Pe Irrigation Pipes Complete Including Testing And Commissioning As Per Drawings And Specifications.; Od 16 Mm Dia. Lldpe | 36 | m | AED | 5 | 180
LS 2023-01 | 4 | 4.0707 | United Arab Emirates | Abu Dhabi | Hard & Soft Landscaping | Pixel Towers - The Makers District | Landscaping | IMKAN | tba |  | 2023 |  | Pipe Work - Pipes | I911.2 | Irrigation; Supply And Install Pe Irrigation Pipes Complete Including Testing And Commissioning As Per Drawings And Specifications.; Od 16 Mm Dia. Lldpe With Inline Emitters | 58 | m | AED | 100 | 5800
LS 2023-01 | 4 | 4.0707 | United Arab Emirates | Abu Dhabi | Hard & Soft Landscaping | Pixel Towers - The Makers District | Landscaping | IMKAN | tba |  | 2023 |  | Pipe Work - Pipes | I711.2 | Supply And Install Pe Conduit Pipes Above False Ceiling At Floor Corridors And In Open Areas Complete As Per Drawings And Specifications.; Od 32 Mm Dia. Hdpe | 298 | m | AED | 16 | 4768
LS 2023-01 | 4 | 4.0707 | United Arab Emirates | Abu Dhabi | Hard & Soft Landscaping | Pixel Towers - The Makers District | Landscaping | IMKAN | tba |  | 2023 |  | Pipe Work - Pipes | X900.1 | Irrigation Controller; Supply And Installation Of Powder Coated Aluminum Enclosure Panel (Wall Mounted) Including Glazed Door For Irrigation Controller As Per Drawings And Specifications. | 8 | nr | AED | 500 | 4000
LS 2023-01 | 4 | 4.0707 | United Arab Emirates | Abu Dhabi | Hard & Soft Landscaping | Pixel Towers - The Makers District | Landscaping | IMKAN | tba |  | 2023 |  | Pipe Work - Pipes | X900.2 | Supply And Installation Of Battery Operated Irrigation Controller Inside Aluminum Enclosure Panel Including Termination Of Incoming And Outgoing Pipes As Per Drawings And Specifications.; Irrigation Controller With 1 Outlet | 4 | nr | AED | 382 | 1528
LS 2023-01 | 4 | 4.0707 | United Arab Emirates | Abu Dhabi | Hard & Soft Landscaping | Pixel Towers - The Makers District | Landscaping | IMKAN | tba |  | 2023 |  | Pipe Work - Pipes | X900.3 | Supply And Installation Of Battery Operated Irrigation Controller Inside Aluminum Enclosure Panel Including Termination Of Incoming And Outgoing Pipes As Per Drawings And Specifications.; Irrigation Controller With 2 Outlet | 4 | nr | AED | 400 | 1600
LS 2023-01 | 4 | 4.0707 | United Arab Emirates | Abu Dhabi | Hard & Soft Landscaping | Pixel Towers - The Makers District | Landscaping | IMKAN | tba |  | 2023 |  | Pipe Work - Pipes | X900.4 | Risers; Supply And Install The Risers Inside Planters With All Necessary Pipe Fittings Including Tees, Elbows, Etc. As Shown On Drawings And Specifications. | 133 | nr | AED | 30 | 3990
LS 2023-01 | 4 | 4.0707 | United Arab Emirates | Abu Dhabi | Hard & Soft Landscaping | Pixel Towers - The Makers District | Landscaping | IMKAN | tba |  | 2023 |  | Pipe Work - Pipes | X900.5 | Miscellaneous Items For Irrigation; Removal And Reinstatement Of Gypsum False Ceiling For Installation Of Pe Pipes As Per Engineer'S Instruction. | 123 | m | AED | 50 | 6150
LS 2023-01 | 4 | 4.0707 | United Arab Emirates | Abu Dhabi | Hard & Soft Landscaping | Pixel Towers - The Makers District | Landscaping | IMKAN | tba |  | 2023 |  | Pipe Work - Pipes | X900.7 | Miscellaneous Items For Irrigation; Supply And Installation Of Gypsum Bulk Head Including Support Frame As Shown On Drawings And Specifications. | 8 | m | AED | 25 | 200
LS 2023-01 | 4 | 4.0707 | United Arab Emirates | Abu Dhabi | Hard & Soft Landscaping | Pixel Towers - The Makers District | Landscaping | IMKAN | tba |  | 2023 |  | Pipe Work - Pipes | X900.8 | Miscellaneous Items For Irrigation; Painting To Gypsum Bulk Head Including Application Of Mesh Fabric To Gypsum Board Joint, Primer, Application Of Stucco And Two Coats Of Final Paint As Shown On Drawings And Specifications. | 8 | m | AED | 20 | 160
LS 2023-01 | 4 | 4.0708 | United Arab Emirates | Abu Dhabi | Hard & Soft Landscaping | Pixel Towers - The Makers District | Landscaping | IMKAN | tba |  | 2023 |  | Pipe Work - Pipes | X900.10 | Miscellaneous Items For Irrigation; Connecting To Existing Irrigation Line As Per Drawings, Specifications And Engineer'S Instruction. | 4 | nr | AED | 500 | 2000
LS 2023-01 | 4 | 4.0708 | United Arab Emirates | Abu Dhabi | Hard & Soft Landscaping | Pixel Towers - The Makers District | Landscaping | IMKAN | tba |  | 2023 |  | Pipe Work - Pipes | X900.11 | Miscellaneous Items For Irrigation; Connecting To Existing Potable Water Line As Per Drawings, Specifications And Engineer'S Instruction. | 4 | nr | AED | 750 | 3000
LS 2023-01 | 4 | 4.0708 | United Arab Emirates | Abu Dhabi | Hard & Soft Landscaping | Pixel Towers - The Makers District | Landscaping | IMKAN | tba |  | 2023 |  | Pipe Work - Pipes | L900.1 | Grp Planter Box; Supply And Installation Of Specast Grp Planter Box Including Vertical Lifting, Steel Support Frame, Anchor Bolts, Cutting Into Existing Grc Cladding, Including Necessary Drainage System As Per Drawings, Specifications And As Directed By The Engineer.; Type - 01 Grp Planter Box, 875 X 400 Mm Sized | 122 | nr | AED | 2200 | 268400
LS 2023-01 | 4 | 4.0708 | United Arab Emirates | Abu Dhabi | Hard & Soft Landscaping | Pixel Towers - The Makers District | Landscaping | IMKAN | tba |  | 2023 |  | Pipe Work - Pipes | L900.2 | Grp Planter Box; Supply And Installation Of Specast Grp Planter Box Including Vertical Lifting, Steel Support Frame, Anchor Bolts, Cutting Into Existing Grc Cladding, Including Necessary Drainage System As Per Drawings, Specifications And As Directed By The Engineer.; Type - 02 Grp Planter Box, 600 X 600 Mm Sized | 11 | nr | AED | 2300 | 25300
LS 2023-01 | 4 | 4.0708 | United Arab Emirates | Abu Dhabi | Hard & Soft Landscaping | Pixel Towers - The Makers District | Landscaping | IMKAN | tba |  | 2023 |  | Pipe Work - Pipes | L900.3 | Soil Fill For Grp Planter Box; Zeoplant And Red Sand; Filling With Zeoplant Mixed With Soil At A Ratio Of 55% Zeoplant And 35% Red Sand All Complete In Accordance With Drawings, Specifications And As Per Engineer'S Approval.; For Grp Planter Box Type - 01 | 7 | m³ | AED | 160 | 1120
LS 2023-01 | 4 | 4.0708 | United Arab Emirates | Abu Dhabi | Hard & Soft Landscaping | Pixel Towers - The Makers District | Landscaping | IMKAN | tba |  | 2023 |  | Pipe Work - Pipes | L900.4 | Soil Fill For Grp Planter Box; Zeoplant And Red Sand; Filling With Zeoplant Mixed With Soil At A Ratio Of 55% Zeoplant And 35% Red Sand All Complete In Accordance With Drawings, Specifications And As Per Engineer'S Approval.; For Grp Planter Box Type - 02 | 1 | m³ | AED | 160 | 160
LS 2023-01 | 4 | 4.0708 | United Arab Emirates | Abu Dhabi | Hard & Soft Landscaping | Pixel Towers - The Makers District | Landscaping | IMKAN | tba |  | 2023 |  | Pipe Work - Pipes | L900.5 | Zeoplant, Peat And Sweet Sand; Filling With Zeoplant Mixed With Peat And Sweet Sand At A Ratio Of 30% Horticultural Zeoplant, 30% Peat And 40% Sweet Sand All Complete In Accordance With Drawings, Specifications And As Per Engineer'S Approval.; For Grp Planter Box Type - 01 | 9 | m³ | AED | 165 | 1485
LS 2023-01 | 4 | 4.0708 | United Arab Emirates | Abu Dhabi | Hard & Soft Landscaping | Pixel Towers - The Makers District | Landscaping | IMKAN | tba |  | 2023 |  | Pipe Work - Pipes | L900.6 | Zeoplant, Peat And Sweet Sand; Filling With Zeoplant Mixed With Peat And Sweet Sand At A Ratio Of 30% Horticultural Zeoplant, 30% Peat And 40% Sweet Sand All Complete In Accordance With Drawings, Specifications And As Per Engineer'S Approval.; For Grp Planter Box Type - 02 | 1 | m³ | AED | 165 | 165
LS 2023-01 | 4 | 4.0708 | United Arab Emirates | Abu Dhabi | Hard & Soft Landscaping | Pixel Towers - The Makers District | Landscaping | IMKAN | tba |  | 2023 |  | Pipe Work - Pipes | L900.7 | Root Barriers; Supply And Install Geosynthetic Root Barrier To Planter Box, Including Necessary Laps, Joints, Etc. Complete As Per Drawings And Specifications; For Grp Planter Box Type - 01 | 167 | m² | AED | 28 | 4676
LS 2023-01 | 4 | 4.0708 | United Arab Emirates | Abu Dhabi | Hard & Soft Landscaping | Pixel Towers - The Makers District | Landscaping | IMKAN | tba |  | 2023 |  | Pipe Work - Pipes | L900.8 | Root Barriers; Supply And Install Geosynthetic Root Barrier To Planter Box, Including Necessary Laps, Joints, Etc. Complete As Per Drawings And Specifications; For Grp Planter Box Type - 02 | 14 | m² | AED | 28 | 392
LS 2023-01 | 4 | 4.0709 | United Arab Emirates | Abu Dhabi | Hard & Soft Landscaping | Pixel Towers - The Makers District | Landscaping | IMKAN | tba |  | 2023 |  | Pipe Work - Pipes | W23*.1 | Waterproofing Layer; Supply And Install Waterproofing Layer To Planter Box Including Necessary Laps, Joints, Etc. As Per Drawings And Specifications; For Grp Planter Box Type - 01 | 232 | m² | AED | 57 | 13224
LS 2023-01 | 4 | 4.0709 | United Arab Emirates | Abu Dhabi | Hard & Soft Landscaping | Pixel Towers - The Makers District | Landscaping | IMKAN | tba |  | 2023 |  | Pipe Work - Pipes | W23*.2 | Waterproofing Layer; Supply And Install Waterproofing Layer To Planter Box Including Necessary Laps, Joints, Etc. As Per Drawings And Specifications; For Grp Planter Box Type - 02 | 23 | m² | AED | 57 | 1311
LS 2023-01 | 4 | 4.0709 | United Arab Emirates | Abu Dhabi | Hard & Soft Landscaping | Pixel Towers - The Makers District | Landscaping | IMKAN | tba |  | 2023 |  | Pipe Work - Pipes | W293.1 | Geotextile Layer; Supply And Install Geotextile Layer To Planter Box, Including Necessary Laps, Joints, Etc. Complete As Per Drawings And Specifications; For Grp Planter Box Type - 01 | 140 | m² | AED | 6 | 840
LS 2023-01 | 4 | 4.0709 | United Arab Emirates | Abu Dhabi | Hard & Soft Landscaping | Pixel Towers - The Makers District | Landscaping | IMKAN | tba |  | 2023 |  | Pipe Work - Pipes | W293.2 | Geotextile Layer; Supply And Install Geotextile Layer To Planter Box, Including Necessary Laps, Joints, Etc. Complete As Per Drawings And Specifications; For Grp Planter Box Type - 02 | 12 | m² | AED | 6 | 72
LS 2023-01 | 4 | 4.0709 | United Arab Emirates | Abu Dhabi | Hard & Soft Landscaping | Pixel Towers - The Makers District | Landscaping | IMKAN | tba |  | 2023 |  | Pipe Work - Pipes | W191.1 | Moisture Management Sheet; Supply And Install Moisture Management Sheet To Planter Box, Including Necessary Laps, Joints, Etc. Complete As Per Drawings And Specifications; For Grp Planter Box Type - 01 | 27 | m² | AED | 50 | 1350
LS 2023-01 | 4 | 4.0709 | United Arab Emirates | Abu Dhabi | Hard & Soft Landscaping | Pixel Towers - The Makers District | Landscaping | IMKAN | tba |  | 2023 |  | Pipe Work - Pipes | W191.2 | Moisture Management Sheet; Supply And Install Moisture Management Sheet To Planter Box, Including Necessary Laps, Joints, Etc. Complete As Per Drawings And Specifications; For Grp Planter Box Type - 02 | 2 | m² | AED | 50 | 100
LS 2023-01 | 4 | 4.0709 | United Arab Emirates | Abu Dhabi | Hard & Soft Landscaping | Pixel Towers - The Makers District | Landscaping | IMKAN | tba |  | 2023 |  | Pipe Work - Pipes | W193.1 | Nero Drainage Cell; Supply And Install Nero Drainage Cell To Planter Box, Vertically, Including Necessary Laps, Joints, Etc. Complete As Per Drawings And Specifications; For Grp Planter Box Type - 01 | 140 | m² | AED | 90 | 12600
LS 2023-01 | 4 | 4.0709 | United Arab Emirates | Abu Dhabi | Hard & Soft Landscaping | Pixel Towers - The Makers District | Landscaping | IMKAN | tba |  | 2023 |  | Pipe Work - Pipes | W193.2 | Nero Drainage Cell; Supply And Install Nero Drainage Cell To Planter Box, Vertically, Including Necessary Laps, Joints, Etc. Complete As Per Drawings And Specifications; For Grp Planter Box Type - 02 | 12 | m² | AED | 90 | 1080
LS 2023-01 | 4 | 4.0709 | United Arab Emirates | Abu Dhabi | Hard & Soft Landscaping | Pixel Towers - The Makers District | Landscaping | IMKAN | tba |  | 2023 |  | Pipe Work - Pipes | W193.3 | Drainage Sheet; Supply And Install Drainage Sheet To Planter Box, Horizontally, Including Necessary Laps, Joints, Etc. Complete As Per Drawings And Specifications; For Grp Planter Box Type - 01 | 27 | m² | AED | 80 | 2160
LS 2023-01 | 4 | 4.0709 | United Arab Emirates | Abu Dhabi | Hard & Soft Landscaping | Pixel Towers - The Makers District | Landscaping | IMKAN | tba |  | 2023 |  | Pipe Work - Pipes | W193.4 | Drainage Sheet; Supply And Install Drainage Sheet To Planter Box, Horizontally, Including Necessary Laps, Joints, Etc. Complete As Per Drawings And Specifications; For Grp Planter Box Type - 02 | 2 | m² | AED | 80 | 160
LS 2023-01 | 4 | 4.0709 | United Arab Emirates | Abu Dhabi | Hard & Soft Landscaping | Pixel Towers - The Makers District | Landscaping | IMKAN | tba |  | 2023 |  | Pipe Work - Pipes | N900.1 | Stainless Steel Grating; Supply And Install Stainless Steel Grating (Grade 316) Cover For Grp Plater Box Complete As Per Drawings And Specifications; For Grp Planter Box Type - 01 Size 100X332Mm | 122 | nr | AED | 650 | 79300
LS 2023-01 | 4 | 4.071 | United Arab Emirates | Abu Dhabi | Hard & Soft Landscaping | Pixel Towers - The Makers District | Landscaping | IMKAN | tba |  | 2023 |  | Pipe Work - Pipes | N900.2 | Stainless Steel Grating; Supply And Install Stainless Steel Grating (Grade 316) Cover For Grp Plater Box Complete As Per Drawings And Specifications; For Grp Planter Box Type - 02 Size 100X532Mm | 11 | nr | AED | 1000 | 11000
LS 2023-01 | 4 | 4.071 | United Arab Emirates | Abu Dhabi | Hard & Soft Landscaping | Pixel Towers - The Makers District | Landscaping | IMKAN | tba |  | 2023 |  | Pipe Work - Pipes | N900.3 | Aluminium Flash Strip Coping Block; Supply And Install Aluminium Flash Strip Coping Block On Top Of Grp Plater Box Complete As Per Drawings And Specifications; For Grp Planter Box Type - 01 | 246 | m | AED | 60 | 14760
LS 2023-01 | 4 | 4.071 | United Arab Emirates | Abu Dhabi | Hard & Soft Landscaping | Pixel Towers - The Makers District | Landscaping | IMKAN | tba |  | 2023 |  | Pipe Work - Pipes | N900.4 | Aluminium Flash Strip Coping Block; Supply And Install Aluminium Flash Strip Coping Block On Top Of Grp Plater Box Complete As Per Drawings And Specifications; For Grp Planter Box Type - 02 | 20 | m | AED | 60 | 1200
LS 2023-01 | 4 | 4.071 | United Arab Emirates | Abu Dhabi | Hard & Soft Landscaping | Pixel Towers - The Makers District | Landscaping | IMKAN | tba |  | 2023 |  | Pipe Work - Pipes | E850.1 | Supply And Planting Of Plants; Including Sourcing, Obtaining, Delivering To Site And Planting All The Plant Species, Protection And Other Related Works, All Complete As Per Drawings, Specifications And Directed By Engineer. (Grp Planter Box, Planting Soil, Additives And Other Protection Layers Measured Separately).; Shrubs; Callistermon Viminalis (Weeping Bottlebush) | 50 | nr | AED | 130 | 6500
LS 2023-01 | 4 | 4.071 | United Arab Emirates | Abu Dhabi | Hard & Soft Landscaping | Pixel Towers - The Makers District | Landscaping | IMKAN | tba |  | 2023 |  | Pipe Work - Pipes | E850.2 | Supply And Planting Of Plants; Including Sourcing, Obtaining, Delivering To Site And Planting All The Plant Species, Protection And Other Related Works, All Complete As Per Drawings, Specifications And Directed By Engineer. (Grp Planter Box, Planting Soil, Additives And Other Protection Layers Measured Separately).; Shrubs; Ficus Microcarpa "Green Island" | 122 | nr | AED | 40 | 4880
LS 2023-01 | 4 | 4.071 | United Arab Emirates | Abu Dhabi | Hard & Soft Landscaping | Pixel Towers - The Makers District | Landscaping | IMKAN | tba |  | 2023 |  | Pipe Work - Pipes | E850.3 | Supply And Planting Of Plants; Including Sourcing, Obtaining, Delivering To Site And Planting All The Plant Species, Protection And Other Related Works, All Complete As Per Drawings, Specifications And Directed By Engineer. (Grp Planter Box, Planting Soil, Additives And Other Protection Layers Measured Separately).; Shrubs; Russelia Equisetiformis (Firecracker Plant) | 72 | nr | AED | 75 | 5400
LS 2023-01 | 4 | 4.071 | United Arab Emirates | Abu Dhabi | Hard & Soft Landscaping | Pixel Towers - The Makers District | Landscaping | IMKAN | tba |  | 2023 |  | Pipe Work - Pipes | E850.4 | Supply And Planting Of Plants; Including Sourcing, Obtaining, Delivering To Site And Planting All The Plant Species, Protection And Other Related Works, All Complete As Per Drawings, Specifications And Directed By Engineer. (Grp Planter Box, Planting Soil, Additives And Other Protection Layers Measured Separately).; Shrubs; Adenium Obesum (Desert Rose) | 11 | nr | AED | 510 | 5610
LS 2023-01 | 4 | 4.071 | United Arab Emirates | Abu Dhabi | Hard & Soft Landscaping | Pixel Towers - The Makers District | Landscaping | IMKAN | tba |  | 2023 |  | Pipe Work - Pipes | E840 | Groundcovers; Ipomea (Sweet Potato) | 410 | nr | AED | 4 | 1640
LS 2023-01 | 4 | 4.071 | United Arab Emirates | Abu Dhabi | Hard & Soft Landscaping | Pixel Towers - The Makers District | Landscaping | IMKAN | tba |  | 2023 |  | Pipe Work - Pipes | I711.1 | Irrigation; Supply And Install Pe Irrigation Pipes Complete Including Testing And Commissioning As Per Drawings And Specifications.; Od 20 Mm Dia. Hdpe | 453 | m | AED | 10 | 4530
LS 2023-01 | 4 | 4.071 | United Arab Emirates | Abu Dhabi | Hard & Soft Landscaping | Pixel Towers - The Makers District | Landscaping | IMKAN | tba |  | 2023 |  | Pipe Work - Pipes | I911.1 | Irrigation; Supply And Install Pe Irrigation Pipes Complete Including Testing And Commissioning As Per Drawings And Specifications.; Od 16 Mm Dia. Lldpe | 34 | m | AED | 5 | 170
LS 2023-01 | 4 | 4.0711 | United Arab Emirates | Abu Dhabi | Hard & Soft Landscaping | Pixel Towers - The Makers District | Landscaping | IMKAN | tba |  | 2023 |  | Pipe Work - Pipes | I911.2 | Irrigation; Supply And Install Pe Irrigation Pipes Complete Including Testing And Commissioning As Per Drawings And Specifications.; Od 16 Mm Dia. Lldpe With Inline Emitters | 55 | m | AED | 100 | 5500
LS 2023-01 | 4 | 4.0711 | United Arab Emirates | Abu Dhabi | Hard & Soft Landscaping | Pixel Towers - The Makers District | Landscaping | IMKAN | tba |  | 2023 |  | Pipe Work - Pipes | I711.2 | Supply And Install Pe Conduit Pipes Above False Ceiling At Floor Corridors And In Open Areas Complete As Per Drawings And Specifications.; Od 32 Mm Dia. Hdpe | 356 | m | AED | 16 | 5696
LS 2023-01 | 4 | 4.0711 | United Arab Emirates | Abu Dhabi | Hard & Soft Landscaping | Pixel Towers - The Makers District | Landscaping | IMKAN | tba |  | 2023 |  | Pipe Work - Pipes | X900.1 | Irrigation Controller; Supply And Installation Of Powder Coated Aluminum Enclosure Panel (Wall Mounted) Including Glazed Door For Irrigation Controller As Per Drawings And Specifications. | 9 | nr | AED | 500 | 4500
LS 2023-01 | 4 | 4.0711 | United Arab Emirates | Abu Dhabi | Hard & Soft Landscaping | Pixel Towers - The Makers District | Landscaping | IMKAN | tba |  | 2023 |  | Pipe Work - Pipes | X900.2 | Supply And Installation Of Battery Operated Irrigation Controller Inside Aluminum Enclosure Panel Including Termination Of Incoming And Outgoing Pipes As Per Drawings And Specifications.; Irrigation Controller With 1 Outlet | 4 | nr | AED | 382 | 1528
LS 2023-01 | 4 | 4.0711 | United Arab Emirates | Abu Dhabi | Hard & Soft Landscaping | Pixel Towers - The Makers District | Landscaping | IMKAN | tba |  | 2023 |  | Pipe Work - Pipes | X900.3 | Supply And Installation Of Battery Operated Irrigation Controller Inside Aluminum Enclosure Panel Including Termination Of Incoming And Outgoing Pipes As Per Drawings And Specifications.; Irrigation Controller With 2 Outlet | 5 | nr | AED | 400 | 2000
LS 2023-01 | 4 | 4.0711 | United Arab Emirates | Abu Dhabi | Hard & Soft Landscaping | Pixel Towers - The Makers District | Landscaping | IMKAN | tba |  | 2023 |  | Pipe Work - Pipes | X900.4 | Risers; Supply And Install The Risers Inside Planters With All Necessary Pipe Fittings Including Tees, Elbows, Etc. As Shown On Drawings And Specifications. | 120 | nr | AED | 30 | 3600
LS 2023-01 | 4 | 4.0711 | United Arab Emirates | Abu Dhabi | Hard & Soft Landscaping | Pixel Towers - The Makers District | Landscaping | IMKAN | tba |  | 2023 |  | Pipe Work - Pipes | X900.5 | Miscellaneous Items For Irrigation; Removal And Reinstatement Of Gypsum False Ceiling For Installation Of Pe Pipes As Per Engineer'S Instruction. | 152 | m | AED | 50 | 7600
LS 2023-01 | 4 | 4.0711 | United Arab Emirates | Abu Dhabi | Hard & Soft Landscaping | Pixel Towers - The Makers District | Landscaping | IMKAN | tba |  | 2023 |  | Pipe Work - Pipes | X900.8 | Miscellaneous Items For Irrigation; Painting To Gypsum Bulk Head Including Application Of Mesh Fabric To Gypsum Board Joint, Primer, Application Of Stucco And Two Coats Of Final Paint As Shown On Drawings And Specifications. | 4 | nr | AED | 20 | 80
LS 2023-01 | 4 | 4.0711 | United Arab Emirates | Abu Dhabi | Hard & Soft Landscaping | Pixel Towers - The Makers District | Landscaping | IMKAN | tba |  | 2023 |  | Pipe Work - Pipes | X900.9 | Miscellaneous Items For Irrigation; Allow For Removal And Reinstatement Of Grc Cladding To Allow Pulling Of Irrigation Line As Per Engineer'S Instruction. | 5 | nr | AED | 2500 | 12500
LS 2023-01 | 4 | 4.0712 | United Arab Emirates | Abu Dhabi | Hard & Soft Landscaping | Pixel Towers - The Makers District | Landscaping | IMKAN | tba |  | 2023 |  | Pipe Work - Pipes | L900.1 | Grp Planter Box; Supply And Installation Of Specast Grp Planter Box Including Vertical Lifting, Steel Support Frame, Anchor Bolts, Cutting Into Existing Grc Cladding, Including Necessary Drainage System As Per Drawings, Specifications And As Directed By The Engineer.; Type - 01 Grp Planter Box, 875 X 400 Mm Sized | 103 | nr | AED | 2200 | 226600
LS 2023-01 | 4 | 4.0712 | United Arab Emirates | Abu Dhabi | Hard & Soft Landscaping | Pixel Towers - The Makers District | Landscaping | IMKAN | tba |  | 2023 |  | Pipe Work - Pipes | L900.2 | Grp Planter Box; Supply And Installation Of Specast Grp Planter Box Including Vertical Lifting, Steel Support Frame, Anchor Bolts, Cutting Into Existing Grc Cladding, Including Necessary Drainage System As Per Drawings, Specifications And As Directed By The Engineer.; Type - 02 Grp Planter Box, 600 X 600 Mm Sized | 17 | nr | AED | 2300 | 39100
LS 2023-01 | 4 | 4.0712 | United Arab Emirates | Abu Dhabi | Hard & Soft Landscaping | Pixel Towers - The Makers District | Landscaping | IMKAN | tba |  | 2023 |  | Pipe Work - Pipes | L900.3 | Soil Fill For Grp Planter Box; Zeoplant And Red Sand; Filling With Zeoplant Mixed With Soil At A Ratio Of 55% Zeoplant And 35% Red Sand All Complete In Accordance With Drawings, Specifications And As Per Engineer'S Approval.; For Grp Planter Box Type - 01 | 6 | m³ | AED | 160 | 960
LS 2023-01 | 4 | 4.0712 | United Arab Emirates | Abu Dhabi | Hard & Soft Landscaping | Pixel Towers - The Makers District | Landscaping | IMKAN | tba |  | 2023 |  | Pipe Work - Pipes | L900.4 | Soil Fill For Grp Planter Box; Zeoplant And Red Sand; Filling With Zeoplant Mixed With Soil At A Ratio Of 55% Zeoplant And 35% Red Sand All Complete In Accordance With Drawings, Specifications And As Per Engineer'S Approval.; For Grp Planter Box Type - 02 | 1 | m³ | AED | 160 | 160
LS 2023-01 | 4 | 4.0712 | United Arab Emirates | Abu Dhabi | Hard & Soft Landscaping | Pixel Towers - The Makers District | Landscaping | IMKAN | tba |  | 2023 |  | Pipe Work - Pipes | L900.5 | Zeoplant, Peat And Sweet Sand; Filling With Zeoplant Mixed With Peat And Sweet Sand At A Ratio Of 30% Horticultural Zeoplant, 30% Peat And 40% Sweet Sand All Complete In Accordance With Drawings, Specifications And As Per Engineer'S Approval.; For Grp Planter Box Type - 01 | 8 | m³ | AED | 165 | 1320
LS 2023-01 | 4 | 4.0712 | United Arab Emirates | Abu Dhabi | Hard & Soft Landscaping | Pixel Towers - The Makers District | Landscaping | IMKAN | tba |  | 2023 |  | Pipe Work - Pipes | L900.6 | Zeoplant, Peat And Sweet Sand; Filling With Zeoplant Mixed With Peat And Sweet Sand At A Ratio Of 30% Horticultural Zeoplant, 30% Peat And 40% Sweet Sand All Complete In Accordance With Drawings, Specifications And As Per Engineer'S Approval.; For Grp Planter Box Type - 02 | 1 | m³ | AED | 165 | 165
LS 2023-01 | 4 | 4.0712 | United Arab Emirates | Abu Dhabi | Hard & Soft Landscaping | Pixel Towers - The Makers District | Landscaping | IMKAN | tba |  | 2023 |  | Pipe Work - Pipes | L900.7 | Root Barriers; Supply And Install Geosynthetic Root Barrier To Planter Box, Including Necessary Laps, Joints, Etc. Complete As Per Drawings And Specifications; For Grp Planter Box Type - 01 | 141 | m² | AED | 28 | 3948
LS 2023-01 | 4 | 4.0712 | United Arab Emirates | Abu Dhabi | Hard & Soft Landscaping | Pixel Towers - The Makers District | Landscaping | IMKAN | tba |  | 2023 |  | Pipe Work - Pipes | L900.8 | Root Barriers; Supply And Install Geosynthetic Root Barrier To Planter Box, Including Necessary Laps, Joints, Etc. Complete As Per Drawings And Specifications; For Grp Planter Box Type - 02 | 22 | m² | AED | 28 | 616
LS 2023-01 | 4 | 4.0712 | United Arab Emirates | Abu Dhabi | Hard & Soft Landscaping | Pixel Towers - The Makers District | Landscaping | IMKAN | tba |  | 2023 |  | Pipe Work - Pipes | W23*.1 | Waterproofing Layer; Supply And Install Waterproofing Layer To Planter Box Including Necessary Laps, Joints, Etc. As Per Drawings And Specifications; For Grp Planter Box Type - 01 | 195 | m² | AED | 57 | 11115
LS 2023-01 | 4 | 4.0712 | United Arab Emirates | Abu Dhabi | Hard & Soft Landscaping | Pixel Towers - The Makers District | Landscaping | IMKAN | tba |  | 2023 |  | Pipe Work - Pipes | W23*.2 | Waterproofing Layer; Supply And Install Waterproofing Layer To Planter Box Including Necessary Laps, Joints, Etc. As Per Drawings And Specifications; For Grp Planter Box Type - 02 | 35 | m² | AED | 57 | 1995
LS 2023-01 | 4 | 4.0713 | United Arab Emirates | Abu Dhabi | Hard & Soft Landscaping | Pixel Towers - The Makers District | Landscaping | IMKAN | tba |  | 2023 |  | Pipe Work - Pipes | W293.1 | Geotextile Layer; Supply And Install Geotextile Layer To Planter Box, Including Necessary Laps, Joints, Etc. Complete As Per Drawings And Specifications; For Grp Planter Box Type - 01 | 118 | m² | AED | 6 | 708
LS 2023-01 | 4 | 4.0713 | United Arab Emirates | Abu Dhabi | Hard & Soft Landscaping | Pixel Towers - The Makers District | Landscaping | IMKAN | tba |  | 2023 |  | Pipe Work - Pipes | W293.2 | Geotextile Layer; Supply And Install Geotextile Layer To Planter Box, Including Necessary Laps, Joints, Etc. Complete As Per Drawings And Specifications; For Grp Planter Box Type - 02 | 18 | m² | AED | 6 | 108
LS 2023-01 | 4 | 4.0713 | United Arab Emirates | Abu Dhabi | Hard & Soft Landscaping | Pixel Towers - The Makers District | Landscaping | IMKAN | tba |  | 2023 |  | Pipe Work - Pipes | W191.1 | Moisture Management Sheet; Supply And Install Moisture Management Sheet To Planter Box, Including Necessary Laps, Joints, Etc. Complete As Per Drawings And Specifications; For Grp Planter Box Type - 01 | 23 | m² | AED | 50 | 1150
LS 2023-01 | 4 | 4.0713 | United Arab Emirates | Abu Dhabi | Hard & Soft Landscaping | Pixel Towers - The Makers District | Landscaping | IMKAN | tba |  | 2023 |  | Pipe Work - Pipes | W191.2 | Moisture Management Sheet; Supply And Install Moisture Management Sheet To Planter Box, Including Necessary Laps, Joints, Etc. Complete As Per Drawings And Specifications; For Grp Planter Box Type - 02 | 4 | m² | AED | 50 | 200
LS 2023-01 | 4 | 4.0713 | United Arab Emirates | Abu Dhabi | Hard & Soft Landscaping | Pixel Towers - The Makers District | Landscaping | IMKAN | tba |  | 2023 |  | Pipe Work - Pipes | W193.1 | Nero Drainage Cell; Supply And Install Nero Drainage Cell To Planter Box, Vertically, Including Necessary Laps, Joints, Etc. Complete As Per Drawings And Specifications; For Grp Planter Box Type - 01 | 118 | m² | AED | 90 | 10620
LS 2023-01 | 4 | 4.0713 | United Arab Emirates | Abu Dhabi | Hard & Soft Landscaping | Pixel Towers - The Makers District | Landscaping | IMKAN | tba |  | 2023 |  | Pipe Work - Pipes | W193.2 | Nero Drainage Cell; Supply And Install Nero Drainage Cell To Planter Box, Vertically, Including Necessary Laps, Joints, Etc. Complete As Per Drawings And Specifications; For Grp Planter Box Type - 02 | 18 | m² | AED | 90 | 1620
LS 2023-01 | 4 | 4.0713 | United Arab Emirates | Abu Dhabi | Hard & Soft Landscaping | Pixel Towers - The Makers District | Landscaping | IMKAN | tba |  | 2023 |  | Pipe Work - Pipes | W193.3 | Drainage Sheet; Supply And Install Drainage Sheet To Planter Box, Horizontally, Including Necessary Laps, Joints, Etc. Complete As Per Drawings And Specifications; For Grp Planter Box Type - 01 | 23 | m² | AED | 80 | 1840
LS 2023-01 | 4 | 4.0713 | United Arab Emirates | Abu Dhabi | Hard & Soft Landscaping | Pixel Towers - The Makers District | Landscaping | IMKAN | tba |  | 2023 |  | Pipe Work - Pipes | W193.4 | Drainage Sheet; Supply And Install Drainage Sheet To Planter Box, Horizontally, Including Necessary Laps, Joints, Etc. Complete As Per Drawings And Specifications; For Grp Planter Box Type - 02 | 4 | m² | AED | 80 | 320
LS 2023-01 | 4 | 4.0713 | United Arab Emirates | Abu Dhabi | Hard & Soft Landscaping | Pixel Towers - The Makers District | Landscaping | IMKAN | tba |  | 2023 |  | Pipe Work - Pipes | N900.1 | Stainless Steel Grating; Supply And Install Stainless Steel Grating (Grade 316) Cover For Grp Plater Box Complete As Per Drawings And Specifications; For Grp Planter Box Type - 01 Size 100X332Mm | 103 | nr | AED | 650 | 66950
LS 2023-01 | 4 | 4.0713 | United Arab Emirates | Abu Dhabi | Hard & Soft Landscaping | Pixel Towers - The Makers District | Landscaping | IMKAN | tba |  | 2023 |  | Pipe Work - Pipes | N900.2 | Stainless Steel Grating; Supply And Install Stainless Steel Grating (Grade 316) Cover For Grp Plater Box Complete As Per Drawings And Specifications; For Grp Planter Box Type - 02 Size 100X532Mm | 17 | nr | AED | 1000 | 17000
LS 2023-01 | 4 | 4.0713 | United Arab Emirates | Abu Dhabi | Hard & Soft Landscaping | Pixel Towers - The Makers District | Landscaping | IMKAN | tba |  | 2023 |  | Pipe Work - Pipes | N900.3 | Aluminium Flash Strip Coping Block; Supply And Install Aluminium Flash Strip Coping Block On Top Of Grp Plater Box Complete As Per Drawings And Specifications; For Grp Planter Box Type - 01 | 207 | m | AED | 60 | 12420
LS 2023-01 | 4 | 4.0714 | United Arab Emirates | Abu Dhabi | Hard & Soft Landscaping | Pixel Towers - The Makers District | Landscaping | IMKAN | tba |  | 2023 |  | Pipe Work - Pipes | N900.4 | Aluminium Flash Strip Coping Block; Supply And Install Aluminium Flash Strip Coping Block On Top Of Grp Plater Box Complete As Per Drawings And Specifications; For Grp Planter Box Type - 02 | 32 | m | AED | 60 | 1920
LS 2023-01 | 4 | 4.0714 | United Arab Emirates | Abu Dhabi | Hard & Soft Landscaping | Pixel Towers - The Makers District | Landscaping | IMKAN | tba |  | 2023 |  | Pipe Work - Pipes | E850.1 | Supply And Planting Of Plants; Including Sourcing, Obtaining, Delivering To Site And Planting All The Plant Species, Protection And Other Related Works, All Complete As Per Drawings, Specifications And Directed By Engineer. (Grp Planter Box, Planting Soil, Additives And Other Protection Layers Measured Separately).; Shrubs; Callistermon Viminalis (Weeping Bottlebush) | 17 | nr | AED | 470 | 7990
LS 2023-01 | 4 | 4.0714 | United Arab Emirates | Abu Dhabi | Hard & Soft Landscaping | Pixel Towers - The Makers District | Landscaping | IMKAN | tba |  | 2023 |  | Pipe Work - Pipes | E850.2 | Supply And Planting Of Plants; Including Sourcing, Obtaining, Delivering To Site And Planting All The Plant Species, Protection And Other Related Works, All Complete As Per Drawings, Specifications And Directed By Engineer. (Grp Planter Box, Planting Soil, Additives And Other Protection Layers Measured Separately).; Shrubs; Ficus Microcarpa "Green Island" | 40 | nr | AED | 130 | 5200
LS 2023-01 | 4 | 4.0714 | United Arab Emirates | Abu Dhabi | Hard & Soft Landscaping | Pixel Towers - The Makers District | Landscaping | IMKAN | tba |  | 2023 |  | Pipe Work - Pipes | E850.3 | Supply And Planting Of Plants; Including Sourcing, Obtaining, Delivering To Site And Planting All The Plant Species, Protection And Other Related Works, All Complete As Per Drawings, Specifications And Directed By Engineer. (Grp Planter Box, Planting Soil, Additives And Other Protection Layers Measured Separately).; Shrubs; Leucophyllum Frutescens (Barometer Bush) | 58 | nr | AED | 40 | 2320
LS 2023-01 | 4 | 4.0714 | United Arab Emirates | Abu Dhabi | Hard & Soft Landscaping | Pixel Towers - The Makers District | Landscaping | IMKAN | tba |  | 2023 |  | Pipe Work - Pipes | E850.4 | Supply And Planting Of Plants; Including Sourcing, Obtaining, Delivering To Site And Planting All The Plant Species, Protection And Other Related Works, All Complete As Per Drawings, Specifications And Directed By Engineer. (Grp Planter Box, Planting Soil, Additives And Other Protection Layers Measured Separately).; Shrubs; Russelia Equisetiformis (Firecracker Plant) | 8 | nr | AED | 75 | 600
LS 2023-01 | 4 | 4.0714 | United Arab Emirates | Abu Dhabi | Hard & Soft Landscaping | Pixel Towers - The Makers District | Landscaping | IMKAN | tba |  | 2023 |  | Pipe Work - Pipes | E850.5 | Supply And Planting Of Plants; Including Sourcing, Obtaining, Delivering To Site And Planting All The Plant Species, Protection And Other Related Works, All Complete As Per Drawings, Specifications And Directed By Engineer. (Grp Planter Box, Planting Soil, Additives And Other Protection Layers Measured Separately).; Shrubs; Adenium Obesum (Desert Rose) | 100 | nr | AED | 204 | 20400
LS 2023-01 | 4 | 4.0714 | United Arab Emirates | Abu Dhabi | Hard & Soft Landscaping | Pixel Towers - The Makers District | Landscaping | IMKAN | tba |  | 2023 |  | Pipe Work - Pipes | E840 | Groundcovers; Ipomea (Sweet Potato) | 377 | nr | AED | 4 | 1508
LS 2023-01 | 4 | 4.0714 | United Arab Emirates | Abu Dhabi | Hard & Soft Landscaping | Pixel Towers - The Makers District | Landscaping | IMKAN | tba |  | 2023 |  | Pipe Work - Pipes | I711.1 | Irrigation; Supply And Install Pe Irrigation Pipes Complete Including Testing And Commissioning As Per Drawings And Specifications.; Od 20 Mm Dia. Hdpe | 453 | m | AED | 10 | 4530
LS 2023-01 | 4 | 4.0714 | United Arab Emirates | Abu Dhabi | Hard & Soft Landscaping | Pixel Towers - The Makers District | Landscaping | IMKAN | tba |  | 2023 |  | Pipe Work - Pipes | I911.1 | Irrigation; Supply And Install Pe Irrigation Pipes Complete Including Testing And Commissioning As Per Drawings And Specifications.; Od 16 Mm Dia. Lldpe | 34 | m | AED | 5 | 170
LS 2023-01 | 4 | 4.0714 | United Arab Emirates | Abu Dhabi | Hard & Soft Landscaping | Pixel Towers - The Makers District | Landscaping | IMKAN | tba |  | 2023 |  | Pipe Work - Pipes | I911.2 | Irrigation; Supply And Install Pe Irrigation Pipes Complete Including Testing And Commissioning As Per Drawings And Specifications.; Od 16 Mm Dia. Lldpe With Inline Emitters | 55 | m | AED | 100 | 5500
LS 2023-01 | 4 | 4.0715 | United Arab Emirates | Abu Dhabi | Hard & Soft Landscaping | Pixel Towers - The Makers District | Landscaping | IMKAN | tba |  | 2023 |  | Pipe Work - Pipes | I711.2 | Supply And Install Pe Conduit Pipes Above False Ceiling At Floor Corridors And In Open Areas Complete As Per Drawings And Specifications.; Od 32 Mm Dia. Hdpe | 356 | m | AED | 16 | 5696
LS 2023-01 | 4 | 4.0715 | United Arab Emirates | Abu Dhabi | Hard & Soft Landscaping | Pixel Towers - The Makers District | Landscaping | IMKAN | tba |  | 2023 |  | Pipe Work - Pipes | X900.1 | Irrigation Controller; Supply And Installation Of Powder Coated Aluminum Enclosure Panel (Wall Mounted) Including Glazed Door For Irrigation Controller As Per Drawings And Specifications. | 9 | nr | AED | 500 | 4500
LS 2023-01 | 4 | 4.0715 | United Arab Emirates | Abu Dhabi | Hard & Soft Landscaping | Pixel Towers - The Makers District | Landscaping | IMKAN | tba |  | 2023 |  | Pipe Work - Pipes | X900.2 | Supply And Installation Of Battery Operated Irrigation Controller Inside Aluminum Enclosure Panel Including Termination Of Incoming And Outgoing Pipes As Per Drawings And Specifications.; Irrigation Controller With 1 Outlet | 4 | nr | AED | 382 | 1528
LS 2023-01 | 4 | 4.0715 | United Arab Emirates | Abu Dhabi | Hard & Soft Landscaping | Pixel Towers - The Makers District | Landscaping | IMKAN | tba |  | 2023 |  | Pipe Work - Pipes | X900.3 | Supply And Installation Of Battery Operated Irrigation Controller Inside Aluminum Enclosure Panel Including Termination Of Incoming And Outgoing Pipes As Per Drawings And Specifications.; Irrigation Controller With 2 Outlet | 5 | nr | AED | 400 | 2000
LS 2023-01 | 4 | 4.0715 | United Arab Emirates | Abu Dhabi | Hard & Soft Landscaping | Pixel Towers - The Makers District | Landscaping | IMKAN | tba |  | 2023 |  | Pipe Work - Pipes | X900.4 | Risers; Supply And Install The Risers Inside Planters With All Necessary Pipe Fittings Including Tees, Elbows, Etc. As Shown On Drawings And Specifications. | 150 | nr | AED | 30 | 4500
LS 2023-01 | 4 | 4.0715 | United Arab Emirates | Abu Dhabi | Hard & Soft Landscaping | Pixel Towers - The Makers District | Landscaping | IMKAN | tba |  | 2023 |  | Pipe Work - Pipes | X900.5 | Miscellaneous Items For Irrigation; Removal And Reinstatement Of Gypsum False Ceiling For Installation Of Pe Pipes As Per Engineer'S Instruction. | 156 | m | AED | 50 | 7800
LS 2023-01 | 4 | 4.0715 | United Arab Emirates | Abu Dhabi | Hard & Soft Landscaping | Pixel Towers - The Makers District | Landscaping | IMKAN | tba |  | 2023 |  | Pipe Work - Pipes | X900.7 | Miscellaneous Items For Irrigation; Supply And Installation Of Gypsum Bulk Head Including Support Frame As Shown On Drawings And Specifications. | 4 | m | AED | 25 | 100
LS 2023-01 | 4 | 4.0715 | United Arab Emirates | Abu Dhabi | Hard & Soft Landscaping | Pixel Towers - The Makers District | Landscaping | IMKAN | tba |  | 2023 |  | Pipe Work - Pipes | X900.8 | Miscellaneous Items For Irrigation; Painting To Gypsum Bulk Head Including Application Of Mesh Fabric To Gypsum Board Joint, Primer, Application Of Stucco And Two Coats Of Final Paint As Shown On Drawings And Specifications. | 4 | m | AED | 20 | 80
LS 2023-01 | 4 | 4.0715 | United Arab Emirates | Abu Dhabi | Hard & Soft Landscaping | Pixel Towers - The Makers District | Landscaping | IMKAN | tba |  | 2023 |  | Pipe Work - Pipes | X900.10 | Miscellaneous Items For Irrigation; Connecting To Existing Irrigation Line As Per Drawings, Specifications And Engineer'S Instruction. | 2 | nr | AED | 500 | 1000
LS 2023-01 | 4 | 4.0716 | United Arab Emirates | Abu Dhabi | Hard & Soft Landscaping | Pixel Towers - The Makers District | Landscaping | IMKAN | tba |  | 2023 |  | Pipe Work - Pipes | X900.11 | Miscellaneous Items For Irrigation; Connecting To Existing Potable Water Line As Per Drawings, Specifications And Engineer'S Instruction. | 5 | nr | AED | 750 | 3750
LS 2023-01 | 4 | 4.0716 | United Arab Emirates | Abu Dhabi | Hard & Soft Landscaping | Pixel Towers - The Makers District | Landscaping | IMKAN | tba |  | 2023 |  | Pipe Work - Pipes | L900.1 | Grp Planter Box; Supply And Installation Of Specast Grp Planter Box Including Vertical Lifting, Steel Support Frame, Anchor Bolts, Cutting Into Existing Grc Cladding, Including Necessary Drainage System As Per Drawings, Specifications And As Directed By The Engineer.; Type - 01 Grp Planter Box, 875 X 400 Mm Sized | 138 | nr | AED | 2200 | 303600
LS 2023-01 | 4 | 4.0716 | United Arab Emirates | Abu Dhabi | Hard & Soft Landscaping | Pixel Towers - The Makers District | Landscaping | IMKAN | tba |  | 2023 |  | Pipe Work - Pipes | L900.2 | Grp Planter Box; Supply And Installation Of Specast Grp Planter Box Including Vertical Lifting, Steel Support Frame, Anchor Bolts, Cutting Into Existing Grc Cladding, Including Necessary Drainage System As Per Drawings, Specifications And As Directed By The Engineer.; Type - 02 Grp Planter Box, 600 X 600 Mm Sized | 12 | nr | AED | 2300 | 27600
LS 2023-01 | 4 | 4.0716 | United Arab Emirates | Abu Dhabi | Hard & Soft Landscaping | Pixel Towers - The Makers District | Landscaping | IMKAN | tba |  | 2023 |  | Pipe Work - Pipes | L900.3 | Soil Fill For Grp Planter Box; Zeoplant And Red Sand; Filling With Zeoplant Mixed With Soil At A Ratio Of 55% Zeoplant And 35% Red Sand All Complete In Accordance With Drawings, Specifications And As Per Engineer'S Approval.; For Grp Planter Box Type - 01 | 8 | m³ | AED | 160 | 1280
LS 2023-01 | 4 | 4.0716 | United Arab Emirates | Abu Dhabi | Hard & Soft Landscaping | Pixel Towers - The Makers District | Landscaping | IMKAN | tba |  | 2023 |  | Pipe Work - Pipes | L900.4 | Soil Fill For Grp Planter Box; Zeoplant And Red Sand; Filling With Zeoplant Mixed With Soil At A Ratio Of 55% Zeoplant And 35% Red Sand All Complete In Accordance With Drawings, Specifications And As Per Engineer'S Approval.; For Grp Planter Box Type - 02 | 1 | m³ | AED | 160 | 160
LS 2023-01 | 4 | 4.0716 | United Arab Emirates | Abu Dhabi | Hard & Soft Landscaping | Pixel Towers - The Makers District | Landscaping | IMKAN | tba |  | 2023 |  | Pipe Work - Pipes | L900.5 | Zeoplant, Peat And Sweet Sand; Filling With Zeoplant Mixed With Peat And Sweet Sand At A Ratio Of 30% Horticultural Zeoplant, 30% Peat And 40% Sweet Sand All Complete In Accordance With Drawings, Specifications And As Per Engineer'S Approval.; For Grp Planter Box Type - 01 | 10 | m³ | AED | 165 | 1650
LS 2023-01 | 4 | 4.0716 | United Arab Emirates | Abu Dhabi | Hard & Soft Landscaping | Pixel Towers - The Makers District | Landscaping | IMKAN | tba |  | 2023 |  | Pipe Work - Pipes | L900.6 | Zeoplant, Peat And Sweet Sand; Filling With Zeoplant Mixed With Peat And Sweet Sand At A Ratio Of 30% Horticultural Zeoplant, 30% Peat And 40% Sweet Sand All Complete In Accordance With Drawings, Specifications And As Per Engineer'S Approval.; For Grp Planter Box Type - 02 | 1 | m³ | AED | 165 | 165
LS 2023-01 | 4 | 4.0716 | United Arab Emirates | Abu Dhabi | Hard & Soft Landscaping | Pixel Towers - The Makers District | Landscaping | IMKAN | tba |  | 2023 |  | Pipe Work - Pipes | L900.7 | Root Barriers; Supply And Install Geosynthetic Root Barrier To Planter Box, Including Necessary Laps, Joints, Etc. Complete As Per Drawings And Specifications; For Grp Planter Box Type - 01 | 141 | m² | AED | 28 | 3948
LS 2023-01 | 4 | 4.0716 | United Arab Emirates | Abu Dhabi | Hard & Soft Landscaping | Pixel Towers - The Makers District | Landscaping | IMKAN | tba |  | 2023 |  | Pipe Work - Pipes | L900.8 | Root Barriers; Supply And Install Geosynthetic Root Barrier To Planter Box, Including Necessary Laps, Joints, Etc. Complete As Per Drawings And Specifications; For Grp Planter Box Type - 02 | 22 | m² | AED | 28 | 616
LS 2023-01 | 4 | 4.0716 | United Arab Emirates | Abu Dhabi | Hard & Soft Landscaping | Pixel Towers - The Makers District | Landscaping | IMKAN | tba |  | 2023 |  | Pipe Work - Pipes | W23*.1 | Waterproofing Layer; Supply And Install Waterproofing Layer To Planter Box Including Necessary Laps, Joints, Etc. As Per Drawings And Specifications; For Grp Planter Box Type - 01 | 195 | m² | AED | 57 | 11115
LS 2023-01 | 4 | 4.0716 | United Arab Emirates | Abu Dhabi | Hard & Soft Landscaping | Pixel Towers - The Makers District | Landscaping | IMKAN | tba |  | 2023 |  | Pipe Work - Pipes | W23*.2 | Waterproofing Layer; Supply And Install Waterproofing Layer To Planter Box Including Necessary Laps, Joints, Etc. As Per Drawings And Specifications; For Grp Planter Box Type - 02 | 35 | m² | AED | 57 | 1995
LS 2023-01 | 4 | 4.0717 | United Arab Emirates | Abu Dhabi | Hard & Soft Landscaping | Pixel Towers - The Makers District | Landscaping | IMKAN | tba |  | 2023 |  | Pipe Work - Pipes | W293.1 | Geotextile Layer; Supply And Install Geotextile Layer To Planter Box, Including Necessary Laps, Joints, Etc. Complete As Per Drawings And Specifications; For Grp Planter Box Type - 01 | 118 | m² | AED | 6 | 708
LS 2023-01 | 4 | 4.0717 | United Arab Emirates | Abu Dhabi | Hard & Soft Landscaping | Pixel Towers - The Makers District | Landscaping | IMKAN | tba |  | 2023 |  | Pipe Work - Pipes | W293.2 | Geotextile Layer; Supply And Install Geotextile Layer To Planter Box, Including Necessary Laps, Joints, Etc. Complete As Per Drawings And Specifications; For Grp Planter Box Type - 02 | 18 | m² | AED | 6 | 108
LS 2023-01 | 4 | 4.0717 | United Arab Emirates | Abu Dhabi | Hard & Soft Landscaping | Pixel Towers - The Makers District | Landscaping | IMKAN | tba |  | 2023 |  | Pipe Work - Pipes | W191.1 | Moisture Management Sheet; Supply And Install Moisture Management Sheet To Planter Box, Including Necessary Laps, Joints, Etc. Complete As Per Drawings And Specifications; For Grp Planter Box Type - 01 | 23 | m² | AED | 50 | 1150
LS 2023-01 | 4 | 4.0717 | United Arab Emirates | Abu Dhabi | Hard & Soft Landscaping | Pixel Towers - The Makers District | Landscaping | IMKAN | tba |  | 2023 |  | Pipe Work - Pipes | W191.2 | Moisture Management Sheet; Supply And Install Moisture Management Sheet To Planter Box, Including Necessary Laps, Joints, Etc. Complete As Per Drawings And Specifications; For Grp Planter Box Type - 02 | 4 | m² | AED | 50 | 200
LS 2023-01 | 4 | 4.0717 | United Arab Emirates | Abu Dhabi | Hard & Soft Landscaping | Pixel Towers - The Makers District | Landscaping | IMKAN | tba |  | 2023 |  | Pipe Work - Pipes | W193.1 | Nero Drainage Cell; Supply And Install Nero Drainage Cell To Planter Box, Vertically, Including Necessary Laps, Joints, Etc. Complete As Per Drawings And Specifications; For Grp Planter Box Type - 01 | 118 | m² | AED | 90 | 10620
LS 2023-01 | 4 | 4.0717 | United Arab Emirates | Abu Dhabi | Hard & Soft Landscaping | Pixel Towers - The Makers District | Landscaping | IMKAN | tba |  | 2023 |  | Pipe Work - Pipes | W193.2 | Nero Drainage Cell; Supply And Install Nero Drainage Cell To Planter Box, Vertically, Including Necessary Laps, Joints, Etc. Complete As Per Drawings And Specifications; For Grp Planter Box Type - 02 | 18 | m² | AED | 90 | 1620
LS 2023-01 | 4 | 4.0717 | United Arab Emirates | Abu Dhabi | Hard & Soft Landscaping | Pixel Towers - The Makers District | Landscaping | IMKAN | tba |  | 2023 |  | Pipe Work - Pipes | W193.3 | Drainage Sheet; Supply And Install Drainage Sheet To Planter Box, Horizontally, Including Necessary Laps, Joints, Etc. Complete As Per Drawings And Specifications; For Grp Planter Box Type - 01 | 23 | m² | AED | 80 | 1840
LS 2023-01 | 4 | 4.0717 | United Arab Emirates | Abu Dhabi | Hard & Soft Landscaping | Pixel Towers - The Makers District | Landscaping | IMKAN | tba |  | 2023 |  | Pipe Work - Pipes | W193.4 | Drainage Sheet; Supply And Install Drainage Sheet To Planter Box, Horizontally, Including Necessary Laps, Joints, Etc. Complete As Per Drawings And Specifications; For Grp Planter Box Type - 02 | 4 | m² | AED | 80 | 320
LS 2023-01 | 4 | 4.0717 | United Arab Emirates | Abu Dhabi | Hard & Soft Landscaping | Pixel Towers - The Makers District | Landscaping | IMKAN | tba |  | 2023 |  | Pipe Work - Pipes | N900.1 | Stainless Steel Grating; Supply And Install Stainless Steel Grating (Grade 316) Cover For Grp Plater Box Complete As Per Drawings And Specifications; For Grp Planter Box Type - 01 Size 100X332Mm | 103 | nr | AED | 650 | 66950
LS 2023-01 | 4 | 4.0717 | United Arab Emirates | Abu Dhabi | Hard & Soft Landscaping | Pixel Towers - The Makers District | Landscaping | IMKAN | tba |  | 2023 |  | Pipe Work - Pipes | N900.2 | Stainless Steel Grating; Supply And Install Stainless Steel Grating (Grade 316) Cover For Grp Plater Box Complete As Per Drawings And Specifications; For Grp Planter Box Type - 02 Size 100X532Mm | 17 | nr | AED | 1000 | 17000
LS 2023-01 | 4 | 4.0718 | United Arab Emirates | Abu Dhabi | Hard & Soft Landscaping | Pixel Towers - The Makers District | Landscaping | IMKAN | tba |  | 2023 |  | Pipe Work - Pipes | N900.3 | Aluminium Flash Strip Coping Block; Supply And Install Aluminium Flash Strip Coping Block On Top Of Grp Plater Box Complete As Per Drawings And Specifications; For Grp Planter Box Type - 01 | 207 | m | AED | 60 | 12420
LS 2023-01 | 4 | 4.0718 | United Arab Emirates | Abu Dhabi | Hard & Soft Landscaping | Pixel Towers - The Makers District | Landscaping | IMKAN | tba |  | 2023 |  | Pipe Work - Pipes | N900.4 | Aluminium Flash Strip Coping Block; Supply And Install Aluminium Flash Strip Coping Block On Top Of Grp Plater Box Complete As Per Drawings And Specifications; For Grp Planter Box Type - 02 | 32 | m | AED | 60 | 1920
LS 2023-01 | 4 | 4.0718 | United Arab Emirates | Abu Dhabi | Hard & Soft Landscaping | Pixel Towers - The Makers District | Landscaping | IMKAN | tba |  | 2023 |  | Pipe Work - Pipes | E850.1 | Supply And Planting Of Plants; Including Sourcing, Obtaining, Delivering To Site And Planting All The Plant Species, Protection And Other Related Works, All Complete As Per Drawings, Specifications And Directed By Engineer. (Grp Planter Box, Planting Soil, Additives And Other Protection Layers Measured Separately).; Shrubs; Ficus Microcarpa "Green Island" | 136 | nr | AED | 130 | 17680
LS 2023-01 | 4 | 4.0718 | United Arab Emirates | Abu Dhabi | Hard & Soft Landscaping | Pixel Towers - The Makers District | Landscaping | IMKAN | tba |  | 2023 |  | Pipe Work - Pipes | E850.2 | Supply And Planting Of Plants; Including Sourcing, Obtaining, Delivering To Site And Planting All The Plant Species, Protection And Other Related Works, All Complete As Per Drawings, Specifications And Directed By Engineer. (Grp Planter Box, Planting Soil, Additives And Other Protection Layers Measured Separately).; Shrubs; Leucophyllum Frutescens (Barometer Bush) | 82 | nr | AED | 40 | 3280
LS 2023-01 | 4 | 4.0718 | United Arab Emirates | Abu Dhabi | Hard & Soft Landscaping | Pixel Towers - The Makers District | Landscaping | IMKAN | tba |  | 2023 |  | Pipe Work - Pipes | E850.3 | Supply And Planting Of Plants; Including Sourcing, Obtaining, Delivering To Site And Planting All The Plant Species, Protection And Other Related Works, All Complete As Per Drawings, Specifications And Directed By Engineer. (Grp Planter Box, Planting Soil, Additives And Other Protection Layers Measured Separately).; Shrubs; Adenium Obesum (Desert Rose) | 12 | nr | AED | 204 | 2448
LS 2023-01 | 4 | 4.0718 | United Arab Emirates | Abu Dhabi | Hard & Soft Landscaping | Pixel Towers - The Makers District | Landscaping | IMKAN | tba |  | 2023 |  | Pipe Work - Pipes | E850.4 | Supply And Planting Of Plants; Including Sourcing, Obtaining, Delivering To Site And Planting All The Plant Species, Protection And Other Related Works, All Complete As Per Drawings, Specifications And Directed By Engineer. (Grp Planter Box, Planting Soil, Additives And Other Protection Layers Measured Separately).; Shrubs; Capparis Spinosa (Caper Bush) | 42 | nr | AED | 30 | 1260
LS 2023-01 | 4 | 4.0718 | United Arab Emirates | Abu Dhabi | Hard & Soft Landscaping | Pixel Towers - The Makers District | Landscaping | IMKAN | tba |  | 2023 |  | Pipe Work - Pipes | E850.5 | Supply And Planting Of Plants; Including Sourcing, Obtaining, Delivering To Site And Planting All The Plant Species, Protection And Other Related Works, All Complete As Per Drawings, Specifications And Directed By Engineer. (Grp Planter Box, Planting Soil, Additives And Other Protection Layers Measured Separately).; Shrubs; Hibiscus Tilliaceus (Beach Hibiscus) | 11 | nr | AED | 510 | 5610
LS 2023-01 | 4 | 4.0718 | United Arab Emirates | Abu Dhabi | Hard & Soft Landscaping | Pixel Towers - The Makers District | Landscaping | IMKAN | tba |  | 2023 |  | Pipe Work - Pipes | E840 | Groundcovers; Ipomea (Sweet Potato) | 452 | nr | AED | 4 | 1808
LS 2023-01 | 4 | 4.0718 | United Arab Emirates | Abu Dhabi | Hard & Soft Landscaping | Pixel Towers - The Makers District | Landscaping | IMKAN | tba |  | 2023 |  | Pipe Work - Pipes | I711.1 | Irrigation; Supply And Install Pe Irrigation Pipes Complete Including Testing And Commissioning As Per Drawings And Specifications.; Od 20 Mm Dia. Hdpe | 504 | m | AED | 10 | 5040
LS 2023-01 | 4 | 4.0719 | United Arab Emirates | Abu Dhabi | Hard & Soft Landscaping | Pixel Towers - The Makers District | Landscaping | IMKAN | tba |  | 2023 |  | Pipe Work - Pipes | I911.1 | Irrigation; Supply And Install Pe Irrigation Pipes Complete Including Testing And Commissioning As Per Drawings And Specifications.; Od 16 Mm Dia. Lldpe | 46 | m | AED | 5 | 230
LS 2023-01 | 4 | 4.0719 | United Arab Emirates | Abu Dhabi | Hard & Soft Landscaping | Pixel Towers - The Makers District | Landscaping | IMKAN | tba |  | 2023 |  | Pipe Work - Pipes | I911.2 | Irrigation; Supply And Install Pe Irrigation Pipes Complete Including Testing And Commissioning As Per Drawings And Specifications.; Od 16 Mm Dia. Lldpe With Inline Emitters | 73 | m | AED | 100 | 7300
LS 2023-01 | 4 | 4.0719 | United Arab Emirates | Abu Dhabi | Hard & Soft Landscaping | Pixel Towers - The Makers District | Landscaping | IMKAN | tba |  | 2023 |  | Pipe Work - Pipes | I711.2 | Supply And Install Pe Conduit Pipes Above False Ceiling At Floor Corridors And In Open Areas Complete As Per Drawings And Specifications.; Od 32 Mm Dia. Hdpe | 374 | m | AED | 16 | 5984
LS 2023-01 | 4 | 4.0719 | United Arab Emirates | Abu Dhabi | Hard & Soft Landscaping | Pixel Towers - The Makers District | Landscaping | IMKAN | tba |  | 2023 |  | Pipe Work - Pipes | X900.1 | Irrigation Controller; Supply And Installation Of Powder Coated Aluminum Enclosure Panel (Wall Mounted) Including Glazed Door For Irrigation Controller As Per Drawings And Specifications. | 8 | nr | AED | 500 | 4000
LS 2023-01 | 4 | 4.0719 | United Arab Emirates | Abu Dhabi | Hard & Soft Landscaping | Pixel Towers - The Makers District | Landscaping | IMKAN | tba |  | 2023 |  | Pipe Work - Pipes | X900.2 | Supply And Installation Of Battery Operated Irrigation Controller Inside Aluminum Enclosure Panel Including Termination Of Incoming And Outgoing Pipes As Per Drawings And Specifications.; Irrigation Controller With 1 Outlet | 4 | nr | AED | 382 | 1528
LS 2023-01 | 4 | 4.0719 | United Arab Emirates | Abu Dhabi | Hard & Soft Landscaping | Pixel Towers - The Makers District | Landscaping | IMKAN | tba |  | 2023 |  | Pipe Work - Pipes | X900.3 | Supply And Installation Of Battery Operated Irrigation Controller Inside Aluminum Enclosure Panel Including Termination Of Incoming And Outgoing Pipes As Per Drawings And Specifications.; Irrigation Controller With 2 Outlet | 4 | nr | AED | 400 | 1600
LS 2023-01 | 4 | 4.0719 | United Arab Emirates | Abu Dhabi | Hard & Soft Landscaping | Pixel Towers - The Makers District | Landscaping | IMKAN | tba |  | 2023 |  | Pipe Work - Pipes | X900.4 | Risers; Supply And Install The Risers Inside Planters With All Necessary Pipe Fittings Including Tees, Elbows, Etc. As Shown On Drawings And Specifications. | 170 | nr | AED | 30 | 5100
LS 2023-01 | 4 | 4.0719 | United Arab Emirates | Abu Dhabi | Hard & Soft Landscaping | Pixel Towers - The Makers District | Landscaping | IMKAN | tba |  | 2023 |  | Pipe Work - Pipes | X900.5 | Miscellaneous Items For Irrigation; Removal And Reinstatement Of Gypsum False Ceiling For Installation Of Pe Pipes As Per Engineer'S Instruction. | 193 | m | AED | 50 | 9650
LS 2023-01 | 4 | 4.0719 | United Arab Emirates | Abu Dhabi | Hard & Soft Landscaping | Pixel Towers - The Makers District | Landscaping | IMKAN | tba |  | 2023 |  | Pipe Work - Pipes | X900.8 | Miscellaneous Items For Irrigation; Connecting To Existing Irrigation Line As Per Drawings, Specifications And Engineer'S Instruction. | 3 | nr | AED | 20 | 60
LS 2023-01 | 4 | 4.0719 | United Arab Emirates | Abu Dhabi | Hard & Soft Landscaping | Pixel Towers - The Makers District | Landscaping | IMKAN | tba |  | 2023 |  | Pipe Work - Pipes | X900.9 | Miscellaneous Items For Irrigation; Connecting To Existing Potable Water Line As Per Drawings, Specifications And Engineer'S Instruction. | 5 | nr | AED | 2500 | 12500
LS 2023-01 | 4 | 4.072 | United Arab Emirates | Abu Dhabi | Hard & Soft Landscaping | Pixel Towers - The Makers District | Landscaping | IMKAN | tba |  | 2023 |  | Pipe Work - Pipes | L900.1 | Grp Planter Box; Supply And Installation Of Specast Grp Planter Box Including Vertical Lifting, Steel Support Frame, Anchor Bolts, Cutting Into Existing Grc Cladding, Including Necessary Drainage System As Per Drawings, Specifications And As Directed By The Engineer.; Type - 01 Grp Planter Box, 875 X 400 Mm Sized | 156 | nr | AED | 2200 | 343200
LS 2023-01 | 4 | 4.072 | United Arab Emirates | Abu Dhabi | Hard & Soft Landscaping | Pixel Towers - The Makers District | Landscaping | IMKAN | tba |  | 2023 |  | Pipe Work - Pipes | L900.2 | Grp Planter Box; Supply And Installation Of Specast Grp Planter Box Including Vertical Lifting, Steel Support Frame, Anchor Bolts, Cutting Into Existing Grc Cladding, Including Necessary Drainage System As Per Drawings, Specifications And As Directed By The Engineer.; Type - 02 Grp Planter Box, 600 X 600 Mm Sized | 14 | nr | AED | 2300 | 32200
LS 2023-01 | 4 | 4.072 | United Arab Emirates | Abu Dhabi | Hard & Soft Landscaping | Pixel Towers - The Makers District | Landscaping | IMKAN | tba |  | 2023 |  | Pipe Work - Pipes | L900.3 | Soil Fill For Grp Planter Box; Zeoplant And Red Sand; Filling With Zeoplant Mixed With Soil At A Ratio Of 55% Zeoplant And 35% Red Sand All Complete In Accordance With Drawings, Specifications And As Per Engineer'S Approval.; For Grp Planter Box Type - 01 | 9 | m³ | AED | 160 | 1440
LS 2023-01 | 4 | 4.072 | United Arab Emirates | Abu Dhabi | Hard & Soft Landscaping | Pixel Towers - The Makers District | Landscaping | IMKAN | tba |  | 2023 |  | Pipe Work - Pipes | L900.4 | Soil Fill For Grp Planter Box; Zeoplant And Red Sand; Filling With Zeoplant Mixed With Soil At A Ratio Of 55% Zeoplant And 35% Red Sand All Complete In Accordance With Drawings, Specifications And As Per Engineer'S Approval.; For Grp Planter Box Type - 02 | 1 | m³ | AED | 160 | 160
LS 2023-01 | 4 | 4.072 | United Arab Emirates | Abu Dhabi | Hard & Soft Landscaping | Pixel Towers - The Makers District | Landscaping | IMKAN | tba |  | 2023 |  | Pipe Work - Pipes | L900.5 | Zeoplant, Peat And Sweet Sand; Filling With Zeoplant Mixed With Peat And Sweet Sand At A Ratio Of 30% Horticultural Zeoplant, 30% Peat And 40% Sweet Sand All Complete In Accordance With Drawings, Specifications And As Per Engineer'S Approval.; For Grp Planter Box Type - 01 | 12 | m³ | AED | 165 | 1980
LS 2023-01 | 4 | 4.072 | United Arab Emirates | Abu Dhabi | Hard & Soft Landscaping | Pixel Towers - The Makers District | Landscaping | IMKAN | tba |  | 2023 |  | Pipe Work - Pipes | L900.6 | Zeoplant, Peat And Sweet Sand; Filling With Zeoplant Mixed With Peat And Sweet Sand At A Ratio Of 30% Horticultural Zeoplant, 30% Peat And 40% Sweet Sand All Complete In Accordance With Drawings, Specifications And As Per Engineer'S Approval.; For Grp Planter Box Type - 02 | 1 | m³ | AED | 165 | 165
LS 2023-01 | 4 | 4.072 | United Arab Emirates | Abu Dhabi | Hard & Soft Landscaping | Pixel Towers - The Makers District | Landscaping | IMKAN | tba |  | 2023 |  | Pipe Work - Pipes | L900.7 | Root Barriers; Supply And Install Geosynthetic Root Barrier To Planter Box, Including Necessary Laps, Joints, Etc. Complete As Per Drawings And Specifications; For Grp Planter Box Type - 01 | 214 | m² | AED | 28 | 5992
LS 2023-01 | 4 | 4.072 | United Arab Emirates | Abu Dhabi | Hard & Soft Landscaping | Pixel Towers - The Makers District | Landscaping | IMKAN | tba |  | 2023 |  | Pipe Work - Pipes | L900.8 | Root Barriers; Supply And Install Geosynthetic Root Barrier To Planter Box, Including Necessary Laps, Joints, Etc. Complete As Per Drawings And Specifications; For Grp Planter Box Type - 02 | 18 | m² | AED | 28 | 504
LS 2023-01 | 4 | 4.072 | United Arab Emirates | Abu Dhabi | Hard & Soft Landscaping | Pixel Towers - The Makers District | Landscaping | IMKAN | tba |  | 2023 |  | Pipe Work - Pipes | W23*.1 | Waterproofing Layer; Supply And Install Waterproofing Layer To Planter Box Including Necessary Laps, Joints, Etc. As Per Drawings And Specifications; For Grp Planter Box Type - 01 | 296 | m² | AED | 57 | 16872
LS 2023-01 | 4 | 4.072 | United Arab Emirates | Abu Dhabi | Hard & Soft Landscaping | Pixel Towers - The Makers District | Landscaping | IMKAN | tba |  | 2023 |  | Pipe Work - Pipes | W23*.2 | Waterproofing Layer; Supply And Install Waterproofing Layer To Planter Box Including Necessary Laps, Joints, Etc. As Per Drawings And Specifications; For Grp Planter Box Type - 02 | 29 | m² | AED | 57 | 1653
LS 2023-01 | 4 | 4.072 | United Arab Emirates | Abu Dhabi | Hard & Soft Landscaping | Pixel Towers - The Makers District | Landscaping | IMKAN | tba |  | 2023 |  | Pipe Work - Pipes | W293.1 | Geotextile Layer; Supply And Install Geotextile Layer To Planter Box, Including Necessary Laps, Joints, Etc. Complete As Per Drawings And Specifications; For Grp Planter Box Type - 01 | 179 | m² | AED | 6 | 1074
LS 2023-01 | 4 | 4.0721 | United Arab Emirates | Abu Dhabi | Hard & Soft Landscaping | Pixel Towers - The Makers District | Landscaping | IMKAN | tba |  | 2023 |  | Pipe Work - Pipes | W293.2 | Geotextile Layer; Supply And Install Geotextile Layer To Planter Box, Including Necessary Laps, Joints, Etc. Complete As Per Drawings And Specifications; For Grp Planter Box Type - 02 | 15 | m² | AED | 6 | 90
LS 2023-01 | 4 | 4.0721 | United Arab Emirates | Abu Dhabi | Hard & Soft Landscaping | Pixel Towers - The Makers District | Landscaping | IMKAN | tba |  | 2023 |  | Pipe Work - Pipes | W191.1 | Moisture Management Sheet; Supply And Install Moisture Management Sheet To Planter Box, Including Necessary Laps, Joints, Etc. Complete As Per Drawings And Specifications; For Grp Planter Box Type - 01 | 35 | m² | AED | 50 | 1750
LS 2023-01 | 4 | 4.0721 | United Arab Emirates | Abu Dhabi | Hard & Soft Landscaping | Pixel Towers - The Makers District | Landscaping | IMKAN | tba |  | 2023 |  | Pipe Work - Pipes | W191.2 | Moisture Management Sheet; Supply And Install Moisture Management Sheet To Planter Box, Including Necessary Laps, Joints, Etc. Complete As Per Drawings And Specifications; For Grp Planter Box Type - 02 | 3 | m² | AED | 50 | 150
LS 2023-01 | 4 | 4.0721 | United Arab Emirates | Abu Dhabi | Hard & Soft Landscaping | Pixel Towers - The Makers District | Landscaping | IMKAN | tba |  | 2023 |  | Pipe Work - Pipes | W193.1 | Nero Drainage Cell; Supply And Install Nero Drainage Cell To Planter Box, Vertically, Including Necessary Laps, Joints, Etc. Complete As Per Drawings And Specifications; For Grp Planter Box Type - 01 | 179 | m² | AED | 90 | 16110
LS 2023-01 | 4 | 4.0721 | United Arab Emirates | Abu Dhabi | Hard & Soft Landscaping | Pixel Towers - The Makers District | Landscaping | IMKAN | tba |  | 2023 |  | Pipe Work - Pipes | W193.2 | Nero Drainage Cell; Supply And Install Nero Drainage Cell To Planter Box, Vertically, Including Necessary Laps, Joints, Etc. Complete As Per Drawings And Specifications; For Grp Planter Box Type - 02 | 15 | m² | AED | 90 | 1350
LS 2023-01 | 4 | 4.0721 | United Arab Emirates | Abu Dhabi | Hard & Soft Landscaping | Pixel Towers - The Makers District | Landscaping | IMKAN | tba |  | 2023 |  | Pipe Work - Pipes | W193.3 | Drainage Sheet; Supply And Install Drainage Sheet To Planter Box, Horizontally, Including Necessary Laps, Joints, Etc. Complete As Per Drawings And Specifications; For Grp Planter Box Type - 01 | 35 | m² | AED | 80 | 2800
LS 2023-01 | 4 | 4.0721 | United Arab Emirates | Abu Dhabi | Hard & Soft Landscaping | Pixel Towers - The Makers District | Landscaping | IMKAN | tba |  | 2023 |  | Pipe Work - Pipes | W193.4 | Drainage Sheet; Supply And Install Drainage Sheet To Planter Box, Horizontally, Including Necessary Laps, Joints, Etc. Complete As Per Drawings And Specifications; For Grp Planter Box Type - 02 | 3 | m² | AED | 80 | 240
LS 2023-01 | 4 | 4.0721 | United Arab Emirates | Abu Dhabi | Hard & Soft Landscaping | Pixel Towers - The Makers District | Landscaping | IMKAN | tba |  | 2023 |  | Pipe Work - Pipes | N900.1 | Stainless Steel Grating; Supply And Install Stainless Steel Grating (Grade 316) Cover For Grp Plater Box Complete As Per Drawings And Specifications; For Grp Planter Box Type - 01 Size 100X332Mm | 156 | nr | AED | 650 | 101400
LS 2023-01 | 4 | 4.0721 | United Arab Emirates | Abu Dhabi | Hard & Soft Landscaping | Pixel Towers - The Makers District | Landscaping | IMKAN | tba |  | 2023 |  | Pipe Work - Pipes | N900.2 | Stainless Steel Grating; Supply And Install Stainless Steel Grating (Grade 316) Cover For Grp Plater Box Complete As Per Drawings And Specifications; For Grp Planter Box Type - 02 Size 100X532Mm | 14 | nr | AED | 1000 | 14000
LS 2023-01 | 4 | 4.0721 | United Arab Emirates | Abu Dhabi | Hard & Soft Landscaping | Pixel Towers - The Makers District | Landscaping | IMKAN | tba |  | 2023 |  | Pipe Work - Pipes | N900.3 | Aluminium Flash Strip Coping Block; Supply And Install Aluminium Flash Strip Coping Block On Top Of Grp Plater Box Complete As Per Drawings And Specifications; For Grp Planter Box Type - 01 | 314 | m | AED | 60 | 18840
LS 2023-01 | 4 | 4.0722 | United Arab Emirates | Abu Dhabi | Hard & Soft Landscaping | Pixel Towers - The Makers District | Landscaping | IMKAN | tba |  | 2023 |  | Pipe Work - Pipes | N900.4 | Aluminium Flash Strip Coping Block; Supply And Install Aluminium Flash Strip Coping Block On Top Of Grp Plater Box Complete As Per Drawings And Specifications; For Grp Planter Box Type - 02 | 26 | m | AED | 60 | 1560
LS 2023-01 | 4 | 4.0722 | United Arab Emirates | Abu Dhabi | Hard & Soft Landscaping | Pixel Towers - The Makers District | Landscaping | IMKAN | tba |  | 2023 |  | Pipe Work - Pipes | E850.1 | Supply And Planting Of Plants; Including Sourcing, Obtaining, Delivering To Site And Planting All The Plant Species, Protection And Other Related Works, All Complete As Per Drawings, Specifications And Directed By Engineer. (Grp Planter Box, Planting Soil, Additives And Other Protection Layers Measured Separately).; Shrubs; Ficus Microcarpa "Green Island" | 36 | nr | AED | 130 | 4680
LS 2023-01 | 4 | 4.0722 | United Arab Emirates | Abu Dhabi | Hard & Soft Landscaping | Pixel Towers - The Makers District | Landscaping | IMKAN | tba |  | 2023 |  | Pipe Work - Pipes | E850.2 | Supply And Planting Of Plants; Including Sourcing, Obtaining, Delivering To Site And Planting All The Plant Species, Protection And Other Related Works, All Complete As Per Drawings, Specifications And Directed By Engineer. (Grp Planter Box, Planting Soil, Additives And Other Protection Layers Measured Separately).; Shrubs; Leucophyllum Frutescens (Barometer Bush) | 186 | nr | AED | 40 | 7440
LS 2023-01 | 4 | 4.0722 | United Arab Emirates | Abu Dhabi | Hard & Soft Landscaping | Pixel Towers - The Makers District | Landscaping | IMKAN | tba |  | 2023 |  | Pipe Work - Pipes | E850.3 | Supply And Planting Of Plants; Including Sourcing, Obtaining, Delivering To Site And Planting All The Plant Species, Protection And Other Related Works, All Complete As Per Drawings, Specifications And Directed By Engineer. (Grp Planter Box, Planting Soil, Additives And Other Protection Layers Measured Separately).; Shrubs; Russelia Equisetiformis (Firecracker Plant) | 8 | nr | AED | 75 | 600
LS 2023-01 | 4 | 4.0722 | United Arab Emirates | Abu Dhabi | Hard & Soft Landscaping | Pixel Towers - The Makers District | Landscaping | IMKAN | tba |  | 2023 |  | Pipe Work - Pipes | E850.4 | Supply And Planting Of Plants; Including Sourcing, Obtaining, Delivering To Site And Planting All The Plant Species, Protection And Other Related Works, All Complete As Per Drawings, Specifications And Directed By Engineer. (Grp Planter Box, Planting Soil, Additives And Other Protection Layers Measured Separately).; Shrubs; Adenium Obesum (Desert Rose) | 78 | nr | AED | 204 | 15912
LS 2023-01 | 4 | 4.0722 | United Arab Emirates | Abu Dhabi | Hard & Soft Landscaping | Pixel Towers - The Makers District | Landscaping | IMKAN | tba |  | 2023 |  | Pipe Work - Pipes | E850.5 | Supply And Planting Of Plants; Including Sourcing, Obtaining, Delivering To Site And Planting All The Plant Species, Protection And Other Related Works, All Complete As Per Drawings, Specifications And Directed By Engineer. (Grp Planter Box, Planting Soil, Additives And Other Protection Layers Measured Separately).; Shrubs; Capparis Spinosa (Caper Bush) | 4 | nr | AED | 30 | 120
LS 2023-01 | 4 | 4.0722 | United Arab Emirates | Abu Dhabi | Hard & Soft Landscaping | Pixel Towers - The Makers District | Landscaping | IMKAN | tba |  | 2023 |  | Pipe Work - Pipes | E850.6 | Supply And Planting Of Plants; Including Sourcing, Obtaining, Delivering To Site And Planting All The Plant Species, Protection And Other Related Works, All Complete As Per Drawings, Specifications And Directed By Engineer. (Grp Planter Box, Planting Soil, Additives And Other Protection Layers Measured Separately).; Shrubs; Hibiscus Tilliaceus (Beach Hibiscus) | 14 | nr | AED | 510 | 7140
LS 2023-01 | 4 | 4.0722 | United Arab Emirates | Abu Dhabi | Hard & Soft Landscaping | Pixel Towers - The Makers District | Landscaping | IMKAN | tba |  | 2023 |  | Pipe Work - Pipes | E840 | Groundcovers; Ipomea (Sweet Potato) | 524 | nr | AED | 4 | 2096
LS 2023-01 | 4 | 4.0722 | United Arab Emirates | Abu Dhabi | Hard & Soft Landscaping | Pixel Towers - The Makers District | Landscaping | IMKAN | tba |  | 2023 |  | Pipe Work - Pipes | I711.1 | Irrigation; Supply And Install Pe Irrigation Pipes Complete Including Testing And Commissioning As Per Drawings And Specifications.; Od 20 Mm Dia. Hdpe | 241 | m | AED | 10 | 2410
LS 2023-01 | 4 | 4.0723 | United Arab Emirates | Abu Dhabi | Hard & Soft Landscaping | Pixel Towers - The Makers District | Landscaping | IMKAN | tba |  | 2023 |  | Pipe Work - Pipes | I911.1 | Irrigation; Supply And Install Pe Irrigation Pipes Complete Including Testing And Commissioning As Per Drawings And Specifications.; Od 16 Mm Dia. Lldpe | 25 | m | AED | 5 | 125
LS 2023-01 | 4 | 4.0723 | United Arab Emirates | Abu Dhabi | Hard & Soft Landscaping | Pixel Towers - The Makers District | Landscaping | IMKAN | tba |  | 2023 |  | Pipe Work - Pipes | I911.2 | Irrgiation; Supply And Install Pe Irrigation Pipes Complete Including Testing And Commissioning As Per Drawings And Specifications.; Od 16 Mm Dia. Lldpe With Inline Emitters | 40 | m | AED | 100 | 4000
LS 2023-01 | 4 | 4.0723 | United Arab Emirates | Abu Dhabi | Hard & Soft Landscaping | Pixel Towers - The Makers District | Landscaping | IMKAN | tba |  | 2023 |  | Pipe Work - Pipes | I711.2 | Supply And Install Pe Conduit Pipes Above False Ceiling At Floor Corridors And In Open Areas Complete As Per Drawings And Specifications.; Od 32 Mm Dia. Hdpe | 165 | m | AED | 16 | 2640
LS 2023-01 | 4 | 4.0723 | United Arab Emirates | Abu Dhabi | Hard & Soft Landscaping | Pixel Towers - The Makers District | Landscaping | IMKAN | tba |  | 2023 |  | Pipe Work - Pipes | X900.1 | Irrigation Controller; Supply And Installation Of Powder Coated Aluminum Enclosure Panel (Wall Mounted) Including Glazed Door For Irrigation Controller As Per Drawings And Specifications. | 7 | nr | AED | 500 | 3500
LS 2023-01 | 4 | 4.0723 | United Arab Emirates | Abu Dhabi | Hard & Soft Landscaping | Pixel Towers - The Makers District | Landscaping | IMKAN | tba |  | 2023 |  | Pipe Work - Pipes | X900.2 | Supply And Installation Of Battery Operated Irrigation Controller Inside Aluminum Enclosure Panel Including Termination Of Incoming And Outgoing Pipes As Per Drawings And Specifications.; Irrigation Controller With 1 Outlet | 6 | nr | AED | 382 | 2292
LS 2023-01 | 4 | 4.0723 | United Arab Emirates | Abu Dhabi | Hard & Soft Landscaping | Pixel Towers - The Makers District | Landscaping | IMKAN | tba |  | 2023 |  | Pipe Work - Pipes | X900.3 | Supply And Installation Of Battery Operated Irrigation Controller Inside Aluminum Enclosure Panel Including Termination Of Incoming And Outgoing Pipes As Per Drawings And Specifications.; Irrigation Controller With 2 Outlet | 1 | nr | AED | 400 | 400
LS 2023-01 | 4 | 4.0723 | United Arab Emirates | Abu Dhabi | Hard & Soft Landscaping | Pixel Towers - The Makers District | Landscaping | IMKAN | tba |  | 2023 |  | Pipe Work - Pipes | X900.4 | Risers; Supply And Install The Risers Inside Planters With All Necessary Pipe Fittings Including Tees, Elbows, Etc. As Shown On Drawings And Specifications. | 92 | nr | AED | 30 | 2760
LS 2023-01 | 4 | 4.0723 | United Arab Emirates | Abu Dhabi | Hard & Soft Landscaping | Pixel Towers - The Makers District | Landscaping | IMKAN | tba |  | 2023 |  | Pipe Work - Pipes | X900.5 | Miscellaneous Items For Irrigation; Removal And Reinstatement Of Gypsum False Ceiling For Installation Of Pe Pipes As Per Engineer'S Instruction. | 79 | m | AED | 50 | 3950
LS 2023-01 | 4 | 4.0723 | United Arab Emirates | Abu Dhabi | Hard & Soft Landscaping | Pixel Towers - The Makers District | Landscaping | IMKAN | tba |  | 2023 |  | Pipe Work - Pipes | X900.8 | Miscellaneous Items For Irrigation; Connecting To Existing Irrigation Line As Per Drawings, Specifications And Engineer'S Instruction. | 5 | nr | AED | 20 | 100
LS 2023-01 | 4 | 4.0723 | United Arab Emirates | Abu Dhabi | Hard & Soft Landscaping | Pixel Towers - The Makers District | Landscaping | IMKAN | tba |  | 2023 |  | Pipe Work - Pipes | X900.9 | Miscellaneous Items For Irrigation; Connecting To Existing Potable Water Line As Per Drawings, Specifications And Engineer'S Instruction. | 2 | nr | AED | 2500 | 5000
LS 2023-01 | 4 | 4.0724 | United Arab Emirates | Abu Dhabi | Hard & Soft Landscaping | Pixel Towers - The Makers District | Landscaping | IMKAN | tba |  | 2023 |  | Pipe Work - Pipes | L900.1 | Grp Planter Box; Supply And Installation Of Specast Grp Planter Box Including Vertical Lifting, Steel Support Frame, Anchor Bolts, Cutting Into Existing Grc Cladding, Including Necessary Drainage System As Per Drawings, Specifications And As Directed By The Engineer.; Type - 01 Grp Planter Box, 875 X 400 Mm Sized | 84 | nr | AED | 2200 | 184800
LS 2023-01 | 4 | 4.0724 | United Arab Emirates | Abu Dhabi | Hard & Soft Landscaping | Pixel Towers - The Makers District | Landscaping | IMKAN | tba |  | 2023 |  | Pipe Work - Pipes | L900.2 | Grp Planter Box; Supply And Installation Of Specast Grp Planter Box Including Vertical Lifting, Steel Support Frame, Anchor Bolts, Cutting Into Existing Grc Cladding, Including Necessary Drainage System As Per Drawings, Specifications And As Directed By The Engineer.; Type - 02 Grp Planter Box, 600 X 600 Mm Sized | 8 | nr | AED | 2300 | 18400
LS 2023-01 | 4 | 4.0724 | United Arab Emirates | Abu Dhabi | Hard & Soft Landscaping | Pixel Towers - The Makers District | Landscaping | IMKAN | tba |  | 2023 |  | Pipe Work - Pipes | L900.3 | Soil Fill For Grp Planter Box; Zeoplant And Red Sand; Filling With Zeoplant Mixed With Soil At A Ratio Of 55% Zeoplant And 35% Red Sand All Complete In Accordance With Drawings, Specifications And As Per Engineer'S Approval.; For Grp Planter Box Type - 01 | 5 | m³ | AED | 160 | 800
LS 2023-01 | 4 | 4.0724 | United Arab Emirates | Abu Dhabi | Hard & Soft Landscaping | Pixel Towers - The Makers District | Landscaping | IMKAN | tba |  | 2023 |  | Pipe Work - Pipes | L900.4 | Soil Fill For Grp Planter Box; Zeoplant And Red Sand; Filling With Zeoplant Mixed With Soil At A Ratio Of 55% Zeoplant And 35% Red Sand All Complete In Accordance With Drawings, Specifications And As Per Engineer'S Approval.; For Grp Planter Box Type - 02 | 1 | m³ | AED | 160 | 160
LS 2023-01 | 4 | 4.0724 | United Arab Emirates | Abu Dhabi | Hard & Soft Landscaping | Pixel Towers - The Makers District | Landscaping | IMKAN | tba |  | 2023 |  | Pipe Work - Pipes | L900.5 | Zeoplant, Peat And Sweet Sand; Filling With Zeoplant Mixed With Peat And Sweet Sand At A Ratio Of 30% Horticultural Zeoplant, 30% Peat And 40% Sweet Sand All Complete In Accordance With Drawings, Specifications And As Per Engineer'S Approval.; For Grp Planter Box Type - 01 | 6 | m³ | AED | 165 | 990
LS 2023-01 | 4 | 4.0724 | United Arab Emirates | Abu Dhabi | Hard & Soft Landscaping | Pixel Towers - The Makers District | Landscaping | IMKAN | tba |  | 2023 |  | Pipe Work - Pipes | L900.6 | Zeoplant, Peat And Sweet Sand; Filling With Zeoplant Mixed With Peat And Sweet Sand At A Ratio Of 30% Horticultural Zeoplant, 30% Peat And 40% Sweet Sand All Complete In Accordance With Drawings, Specifications And As Per Engineer'S Approval.; For Grp Planter Box Type - 02 | 1 | m³ | AED | 165 | 165
LS 2023-01 | 4 | 4.0724 | United Arab Emirates | Abu Dhabi | Hard & Soft Landscaping | Pixel Towers - The Makers District | Landscaping | IMKAN | tba |  | 2023 |  | Pipe Work - Pipes | L900.7 | Root Barriers; Supply And Install Geosynthetic Root Barrier To Planter Box, Including Necessary Laps, Joints, Etc. Complete As Per Drawings And Specifications; For Grp Planter Box Type - 01 | 115 | m² | AED | 28 | 3220
LS 2023-01 | 4 | 4.0724 | United Arab Emirates | Abu Dhabi | Hard & Soft Landscaping | Pixel Towers - The Makers District | Landscaping | IMKAN | tba |  | 2023 |  | Pipe Work - Pipes | L900.8 | Root Barriers; Supply And Install Geosynthetic Root Barrier To Planter Box, Including Necessary Laps, Joints, Etc. Complete As Per Drawings And Specifications; For Grp Planter Box Type - 02 | 10 | m² | AED | 28 | 280
LS 2023-01 | 4 | 4.0724 | United Arab Emirates | Abu Dhabi | Hard & Soft Landscaping | Pixel Towers - The Makers District | Landscaping | IMKAN | tba |  | 2023 |  | Pipe Work - Pipes | W23*.1 | Waterproofing Layer; Supply And Install Waterproofing Layer To Planter Box Including Necessary Laps, Joints, Etc. As Per Drawings And Specifications; For Grp Planter Box Type - 01 | 159 | m² | AED | 57 | 9063
LS 2023-01 | 4 | 4.0724 | United Arab Emirates | Abu Dhabi | Hard & Soft Landscaping | Pixel Towers - The Makers District | Landscaping | IMKAN | tba |  | 2023 |  | Pipe Work - Pipes | W23*.2 | Waterproofing Layer; Supply And Install Waterproofing Layer To Planter Box Including Necessary Laps, Joints, Etc. As Per Drawings And Specifications; For Grp Planter Box Type - 02 | 16 | m² | AED | 57 | 912
LS 2023-01 | 4 | 4.0724 | United Arab Emirates | Abu Dhabi | Hard & Soft Landscaping | Pixel Towers - The Makers District | Landscaping | IMKAN | tba |  | 2023 |  | Pipe Work - Pipes | W293.1 | Geotextile Layer; Supply And Install Geotextile Layer To Planter Box, Including Necessary Laps, Joints, Etc. Complete As Per Drawings And Specifications; For Grp Planter Box Type - 01 | 96 | m² | AED | 6 | 576
LS 2023-01 | 4 | 4.0725 | United Arab Emirates | Abu Dhabi | Hard & Soft Landscaping | Pixel Towers - The Makers District | Landscaping | IMKAN | tba |  | 2023 |  | Pipe Work - Pipes | W293.2 | Geotextile Layer; Supply And Install Geotextile Layer To Planter Box, Including Necessary Laps, Joints, Etc. Complete As Per Drawings And Specifications; For Grp Planter Box Type - 02 | 8 | m² | AED | 6 | 48
LS 2023-01 | 4 | 4.0725 | United Arab Emirates | Abu Dhabi | Hard & Soft Landscaping | Pixel Towers - The Makers District | Landscaping | IMKAN | tba |  | 2023 |  | Pipe Work - Pipes | W191.1 | Moisture Management Sheet; Supply And Install Moisture Management Sheet To Planter Box, Including Necessary Laps, Joints, Etc. Complete As Per Drawings And Specifications; For Grp Planter Box Type - 01 | 19 | m² | AED | 50 | 950
LS 2023-01 | 4 | 4.0725 | United Arab Emirates | Abu Dhabi | Hard & Soft Landscaping | Pixel Towers - The Makers District | Landscaping | IMKAN | tba |  | 2023 |  | Pipe Work - Pipes | W191.2 | Moisture Management Sheet; Supply And Install Moisture Management Sheet To Planter Box, Including Necessary Laps, Joints, Etc. Complete As Per Drawings And Specifications; For Grp Planter Box Type - 02 | 2 | m² | AED | 50 | 100
LS 2023-01 | 4 | 4.0725 | United Arab Emirates | Abu Dhabi | Hard & Soft Landscaping | Pixel Towers - The Makers District | Landscaping | IMKAN | tba |  | 2023 |  | Pipe Work - Pipes | W193.1 | Nero Drainage Cell; Supply And Install Nero Drainage Cell To Planter Box, Vertically, Including Necessary Laps, Joints, Etc. Complete As Per Drawings And Specifications; For Grp Planter Box Type - 01 | 96 | m² | AED | 90 | 8640
LS 2023-01 | 4 | 4.0725 | United Arab Emirates | Abu Dhabi | Hard & Soft Landscaping | Pixel Towers - The Makers District | Landscaping | IMKAN | tba |  | 2023 |  | Pipe Work - Pipes | W193.2 | Nero Drainage Cell; Supply And Install Nero Drainage Cell To Planter Box, Vertically, Including Necessary Laps, Joints, Etc. Complete As Per Drawings And Specifications; For Grp Planter Box Type - 02 | 8 | m² | AED | 90 | 720
LS 2023-01 | 4 | 4.0725 | United Arab Emirates | Abu Dhabi | Hard & Soft Landscaping | Pixel Towers - The Makers District | Landscaping | IMKAN | tba |  | 2023 |  | Pipe Work - Pipes | W193.3 | Drainage Sheet; Supply And Install Drainage Sheet To Planter Box, Horizontally, Including Necessary Laps, Joints, Etc. Complete As Per Drawings And Specifications; For Grp Planter Box Type - 01 | 19 | m² | AED | 80 | 1520
LS 2023-01 | 4 | 4.0725 | United Arab Emirates | Abu Dhabi | Hard & Soft Landscaping | Pixel Towers - The Makers District | Landscaping | IMKAN | tba |  | 2023 |  | Pipe Work - Pipes | W193.4 | Drainage Sheet; Supply And Install Drainage Sheet To Planter Box, Horizontally, Including Necessary Laps, Joints, Etc. Complete As Per Drawings And Specifications; For Grp Planter Box Type - 02 | 2 | m² | AED | 80 | 160
LS 2023-01 | 4 | 4.0725 | United Arab Emirates | Abu Dhabi | Hard & Soft Landscaping | Pixel Towers - The Makers District | Landscaping | IMKAN | tba |  | 2023 |  | Pipe Work - Pipes | N900.1 | Stainless Steel Grating; Supply And Install Stainless Steel Grating (Grade 316) Cover For Grp Plater Box Complete As Per Drawings And Specifications; For Grp Planter Box Type - 01 Size 100X332Mm | 84 | nr | AED | 650 | 54600
LS 2023-01 | 4 | 4.0725 | United Arab Emirates | Abu Dhabi | Hard & Soft Landscaping | Pixel Towers - The Makers District | Landscaping | IMKAN | tba |  | 2023 |  | Pipe Work - Pipes | N900.2 | Stainless Steel Grating; Supply And Install Stainless Steel Grating (Grade 316) Cover For Grp Plater Box Complete As Per Drawings And Specifications; For Grp Planter Box Type - 02 Size 100X532Mm | 8 | nr | AED | 1000 | 8000
LS 2023-01 | 4 | 4.0725 | United Arab Emirates | Abu Dhabi | Hard & Soft Landscaping | Pixel Towers - The Makers District | Landscaping | IMKAN | tba |  | 2023 |  | Pipe Work - Pipes | N900.3 | Aluminium Flash Strip Coping Block; Supply And Install Aluminium Flash Strip Coping Block On Top Of Grp Plater Box Complete As Per Drawings And Specifications; For Grp Planter Box Type - 01 | 169 | m | AED | 60 | 10140
LS 2023-01 | 4 | 4.0726 | United Arab Emirates | Abu Dhabi | Hard & Soft Landscaping | Pixel Towers - The Makers District | Landscaping | IMKAN | tba |  | 2023 |  | Pipe Work - Pipes | N900.4 | Aluminium Flash Strip Coping Block; Supply And Install Aluminium Flash Strip Coping Block On Top Of Grp Plater Box Complete As Per Drawings And Specifications; For Grp Planter Box Type - 02 | 15 | m | AED | 60 | 900
LS 2023-01 | 4 | 4.0726 | United Arab Emirates | Abu Dhabi | Hard & Soft Landscaping | Pixel Towers - The Makers District | Landscaping | IMKAN | tba |  | 2023 |  | Pipe Work - Pipes | E850.1 | Supply And Planting Of Plants; Including Sourcing, Obtaining, Delivering To Site And Planting All The Plant Species, Protection And Other Related Works, All Complete As Per Drawings, Specifications And Directed By Engineer. (Grp Planter Box, Planting Soil, Additives And Other Protection Layers Measured Separately).; Shrubs; Leucophyllum Frutescens (Barometer Bush) | 58 | nr | AED | 40 | 2320
LS 2023-01 | 4 | 4.0726 | United Arab Emirates | Abu Dhabi | Hard & Soft Landscaping | Pixel Towers - The Makers District | Landscaping | IMKAN | tba |  | 2023 |  | Pipe Work - Pipes | E850.2 | Supply And Planting Of Plants; Including Sourcing, Obtaining, Delivering To Site And Planting All The Plant Species, Protection And Other Related Works, All Complete As Per Drawings, Specifications And Directed By Engineer. (Grp Planter Box, Planting Soil, Additives And Other Protection Layers Measured Separately).; Shrubs; Russelia Equisetiformis (Firecracker Plant) | 96 | nr | AED | 75 | 7200
LS 2023-01 | 4 | 4.0726 | United Arab Emirates | Abu Dhabi | Hard & Soft Landscaping | Pixel Towers - The Makers District | Landscaping | IMKAN | tba |  | 2023 |  | Pipe Work - Pipes | E850.3 | Supply And Planting Of Plants; Including Sourcing, Obtaining, Delivering To Site And Planting All The Plant Species, Protection And Other Related Works, All Complete As Per Drawings, Specifications And Directed By Engineer. (Grp Planter Box, Planting Soil, Additives And Other Protection Layers Measured Separately).; Shrubs; Capparis Spinosa (Caper Bush) | 14 | nr | AED | 30 | 420
LS 2023-01 | 4 | 4.0726 | United Arab Emirates | Abu Dhabi | Hard & Soft Landscaping | Pixel Towers - The Makers District | Landscaping | IMKAN | tba |  | 2023 |  | Pipe Work - Pipes | E850.4 | Supply And Planting Of Plants; Including Sourcing, Obtaining, Delivering To Site And Planting All The Plant Species, Protection And Other Related Works, All Complete As Per Drawings, Specifications And Directed By Engineer. (Grp Planter Box, Planting Soil, Additives And Other Protection Layers Measured Separately).; Shrubs; Hibiscus Tilliaceus (Beach Hibiscus) | 8 | nr | AED | 510 | 4080
LS 2023-01 | 4 | 4.0726 | United Arab Emirates | Abu Dhabi | Hard & Soft Landscaping | Pixel Towers - The Makers District | Landscaping | IMKAN | tba |  | 2023 |  | Pipe Work - Pipes | E840 | Groundcovers; Ipomea (Sweet Potato) | 284 | nr | AED | 4 | 1136
GEVIN | 4 | 4.0726 | United Arab Emirates | Dubai | Infrastructure | Palm Jebel Ali | Public Access Road - Phase 2 | NAKHEEL | DBB | Award | 2024 | Remeasure | Ground Investigation | B111 | Trial pit and trenches to ascertain/ verify/ locate existing services; excavation by hand in material other than rock including preparation, submission of records, results, and disposal of excavated material.: maximum depth : not exceeding 1m | 10 | Nr | AED | 1811.7
GEVIN | 4 | 4.0726 | United Arab Emirates | Dubai | Infrastructure | Palm Jebel Ali | Public Access Road - Phase 2 | NAKHEEL | DBB | Award | 2024 | Remeasure | Ground Investigation | B112 | Trial pit and trenches to ascertain/ verify/ locate existing services; excavation by hand in material other than rock including preparation, submission of records, results, and disposal of excavated material.: maximum depth : 1 - 2m | 9 | Nr | AED | 5273.19
GEVIN | 4 | 4.0726 | United Arab Emirates | Dubai | Infrastructure | Palm Jebel Ali | Public Access Road - Phase 2 | NAKHEEL | DBB | Award | 2024 | Remeasure | Ground Investigation | B113 | Trial pit and trenches to ascertain/ verify/ locate existing services; excavation by hand in material other than rock including preparation, submission of records, results, and disposal of excavated material.: maximum depth : 2 - 3m | 9 | Nr | AED | 8515.32
GEVIN | 4 | 4.0727 | United Arab Emirates | Dubai | Infrastructure | Palm Jebel Ali | Public Access Road - Phase 2 | NAKHEEL | DBB | Award | 2024 | Remeasure | Ground Investigation | B114 | Trial pit and trenches to ascertain/ verify/ locate existing services; excavation by hand in material other than rock including preparation, submission of records, results, and disposal of excavated material.: maximum depth : 3 - 5m | 13 | Nr | AED | 20430.31
GEVIN | 4 | 4.0727 | United Arab Emirates | Dubai | Infrastructure | Palm Jebel Ali | Public Access Road - Phase 2 | NAKHEEL | DBB | Award | 2024 | Remeasure | Demolition And Site Clearance | D100.1 | SITE CLEARANCE: Clearing and grubbing of all existing vegetation unless otherwise indicated in the drawings and disposal off site: General Clearance | 166900 | m² | AED | 0.6003
GEVIN | 4 | 4.0727 | United Arab Emirates | Dubai | Infrastructure | Palm Jebel Ali | Public Access Road - Phase 2 | NAKHEEL | DBB | Award | 2024 | Remeasure | Demolition And Site Clearance | D500.1 | SITE CLEARANCE: Demolition/removal and disposal of all obstructions including any reinstatement as expressly required, except those for which separate items are given and as set out in this class and all ancillary works as necessary: Existing barrier | 116 | m | AED | 116.22
GEVIN | 4 | 4.0727 | United Arab Emirates | Dubai | Infrastructure | Palm Jebel Ali | Public Access Road - Phase 2 | NAKHEEL | DBB | Award | 2024 | Remeasure | Demolition And Site Clearance | D500.2 | SITE CLEARANCE: Demolition/removal and disposal of all obstructions including any reinstatement as expressly required, except those for which separate items are given and as set out in this class and all ancillary works as necessary: Existing jersey barrier | 25 | m | AED | 116.22
GEVIN | 4 | 4.0727 | United Arab Emirates | Dubai | Infrastructure | Palm Jebel Ali | Public Access Road - Phase 2 | NAKHEEL | DBB | Award | 2024 | Remeasure | Demolition And Site Clearance | D500.3 | SITE CLEARANCE: Demolition/removal and disposal of all obstructions including any reinstatement as expressly required, except those for which separate items are given and as set out in this class and all ancillary works as necessary: Existing fence | 890 | m | AED | 109.51
GEVIN | 4 | 4.0727 | United Arab Emirates | Dubai | Infrastructure | Palm Jebel Ali | Public Access Road - Phase 2 | NAKHEEL | DBB | Award | 2024 | Remeasure | Demolition And Site Clearance | D500.4 | SITE CLEARANCE: Demolition/removal and disposal of all obstructions including any reinstatement as expressly required, except those for which separate items are given and as set out in this class and all ancillary works as necessary: Existing fence gate | 2 | Nr | AED | 1773.75
GEVIN | 4 | 4.0727 | United Arab Emirates | Dubai | Infrastructure | Palm Jebel Ali | Public Access Road - Phase 2 | NAKHEEL | DBB | Award | 2024 | Remeasure | Earthworks | E421.1 | GENERAL EXCAVATION: General excavation; for cuttings material other than top soil, rock or artificial hard for material; including upholding sides of excavation: Maximum depth: not exceeding 0.25 m | 924 | m³ | AED | 13.7
GEVIN | 4 | 4.0727 | United Arab Emirates | Dubai | Infrastructure | Palm Jebel Ali | Public Access Road - Phase 2 | NAKHEEL | DBB | Award | 2024 | Remeasure | Earthworks | E422.1 | GENERAL EXCAVATION: General excavation; for cuttings material other than top soil, rock or artificial hard for material; including upholding sides of excavation: Maximum depth exceeding 0.25 m but not exceeding 0.5 m | 2363 | m³ | AED | 13.7
GEVIN | 4 | 4.0727 | United Arab Emirates | Dubai | Infrastructure | Palm Jebel Ali | Public Access Road - Phase 2 | NAKHEEL | DBB | Award | 2024 | Remeasure | Earthworks | E423.1 | GENERAL EXCAVATION: General excavation; for cuttings material other than top soil, rock or artificial hard for material; including upholding sides of excavation: Maximum depth exceeding 0.5 m but not exceeding 1.0 m | 3648 | m³ | AED | 13.7
GEVIN | 4 | 4.0727 | United Arab Emirates | Dubai | Infrastructure | Palm Jebel Ali | Public Access Road - Phase 2 | NAKHEEL | DBB | Award | 2024 | Remeasure | Earthworks | E424.1 | GENERAL EXCAVATION: General excavation; for cuttings material other than top soil, rock or artificial hard for material; including upholding sides of excavation: Maximum depth exceeding 1.0 m but not exceeding 2.0 m | 1625 | m³ | AED | 13.7
GEVIN | 4 | 4.0728 | United Arab Emirates | Dubai | Infrastructure | Palm Jebel Ali | Public Access Road - Phase 2 | NAKHEEL | DBB | Award | 2024 | Remeasure | Earthworks | E900.1 | GENERAL EXCAVATION: Daylight excavation; for cuttings material other than top soil, rock or artificial hard for material; including upholding sides of excavation: maximum depth exceeding 0.25 m but not exceeding 0.5 m | 2317 | m³ | AED | 26.61
GEVIN | 4 | 4.0728 | United Arab Emirates | Dubai | Infrastructure | Palm Jebel Ali | Public Access Road - Phase 2 | NAKHEEL | DBB | Award | 2024 | Remeasure | Earthworks | E522.1 | EXCAVATION ANCILLARIES: Preparation of excavated surfaces to receive permanent works; material other than topsoil, rock or artificial hard material: To excavated area | 28731 | m² | AED | 2.98
GEVIN | 4 | 4.0728 | United Arab Emirates | Dubai | Infrastructure | Palm Jebel Ali | Public Access Road - Phase 2 | NAKHEEL | DBB | Award | 2024 | Remeasure | Earthworks | E530.2 | EXCAVATION ANCILLARIES: Preparation of excavated surfaces to receive permanent works; material other than topsoil, rock or artificial hard material: Disposal to Dubai Municipality | 2500 | m³ | AED | 117.24
GEVIN | 4 | 4.0728 | United Arab Emirates | Dubai | Infrastructure | Palm Jebel Ali | Public Access Road - Phase 2 | NAKHEEL | DBB | Award | 2024 | Remeasure | Earthworks | E530.3 | EXCAVATION ANCILLARIES: Preparation of excavated surfaces to receive permanent works; material other than topsoil, rock or artificial hard material: Disposal to Recycle Factory | 5000 | m³ | AED | 82.94
GEVIN | 4 | 4.0728 | United Arab Emirates | Dubai | Infrastructure | Palm Jebel Ali | Public Access Road - Phase 2 | NAKHEEL | DBB | Award | 2024 | Remeasure | Earthworks | E530.4 | EXCAVATION ANCILLARIES: Preparation of excavated surfaces to receive permanent works; material other than topsoil, rock or artificial hard material: Disposal within Dubai Waterfront | 5000 | m³ | AED | 8.11
GEVIN | 4 | 4.0728 | United Arab Emirates | Dubai | Infrastructure | Palm Jebel Ali | Public Access Road - Phase 2 | NAKHEEL | DBB | Award | 2024 | Remeasure | Earthworks | E645.1 | FILLING: Planting medium; comprising homogeneous mixture of soil, peat-free compost and fertilizers; including all ancillary works as necessary: 300mm depth; to groundcovers | 3292 | m³ | AED | 72.64
GEVIN | 4 | 4.0728 | United Arab Emirates | Dubai | Infrastructure | Palm Jebel Ali | Public Access Road - Phase 2 | NAKHEEL | DBB | Award | 2024 | Remeasure | Earthworks | E645.2 | FILLING: Planting medium; comprising homogeneous mixture of soil, peat-free compost and fertilizers; including all ancillary works as necessary: 500mm depth; to shrubs | 4698 | m³ | AED | 72.64
GEVIN | 4 | 4.0728 | United Arab Emirates | Dubai | Infrastructure | Palm Jebel Ali | Public Access Road - Phase 2 | NAKHEEL | DBB | Award | 2024 | Remeasure | Earthworks | E645.3 | FILLING: Planting medium; comprising homogeneous mixture of soil, peat-free compost and fertilizers; including all ancillary works as necessary: 500mm depth; to grass | 797 | m³ | AED | 72.64
GEVIN | 4 | 4.0728 | United Arab Emirates | Dubai | Infrastructure | Palm Jebel Ali | Public Access Road - Phase 2 | NAKHEEL | DBB | Award | 2024 | Remeasure | Earthworks | E645.4 | FILLING: Planting medium; comprising homogeneous mixture of soil, peat-free compost and fertilizers; including all ancillary works as necessary: 1500mm depth; to tree pit | 1758 | m³ | AED | 72.64
GEVIN | 4 | 4.0728 | United Arab Emirates | Dubai | Infrastructure | Palm Jebel Ali | Public Access Road - Phase 2 | NAKHEEL | DBB | Award | 2024 | Remeasure | Earthworks | E645.5 | FILLING: Planting medium; comprising homogeneous mixture of soil, peat-free compost and fertilizers; including all ancillary works as necessary: 2000mm depth; to palm pit | 2120 | m³ | AED | 72.64
GEVIN | 4 | 4.0728 | United Arab Emirates | Dubai | Infrastructure | Palm Jebel Ali | Public Access Road - Phase 2 | NAKHEEL | DBB | Award | 2024 | Remeasure | Earthworks | E631.1 | FILLING: Filling to excavation; commencing from existing grade up to the soffit of paving build-up;: Compacted subgrade layer to not less than 95% MDD | 33573 | m³ | AED | 20.99
GEVIN | 4 | 4.0729 | United Arab Emirates | Dubai | Infrastructure | Palm Jebel Ali | Public Access Road - Phase 2 | NAKHEEL | DBB | Award | 2024 | Remeasure | Earthworks | E900.3 | FILLING: Daylight fill; materials other than topsoil, rock or artificial hard material; including forming slopes: maximum depth exceeding 0.25 m but not exceeding 0.5 m | 2436 | m³ | AED | 51.73
GEVIN | 4 | 4.0729 | United Arab Emirates | Dubai | Infrastructure | Palm Jebel Ali | Public Access Road - Phase 2 | NAKHEEL | DBB | Award | 2024 | Remeasure | Earthworks | E900.2 | FILLING: Daylight fill; materials other than topsoil, rock or artificial hard material; including forming slopes: Maximum depth exceeding 0.5 m but not exceeding 1.0 m | 419 | m³ | AED | 51.73
GEVIN | 4 | 4.0729 | United Arab Emirates | Dubai | Infrastructure | Palm Jebel Ali | Public Access Road - Phase 2 | NAKHEEL | DBB | Award | 2024 | Remeasure | Earthworks | E648 | FILLING: Filling; 150mm thick; cement stabilized aggregate capping layer compacted to 95%MDD; including all ancillary works as necessary: To verge area | 779 | m³ | AED | 439.64
GEVIN | 4 | 4.0729 | United Arab Emirates | Dubai | Infrastructure | Palm Jebel Ali | Public Access Road - Phase 2 | NAKHEEL | DBB | Award | 2024 | Remeasure | Earthworks | E722.1 | FILLING ANCILLARIES: Preparation of filled surface; materials other than topsoil, rock or artificial hard material: To verge area | 5193 | m² | AED | 6.74
GEVIN | 4 | 4.0729 | United Arab Emirates | Dubai | Infrastructure | Palm Jebel Ali | Public Access Road - Phase 2 | NAKHEEL | DBB | Award | 2024 | Remeasure | Earthworks | E722.2 | FILLING ANCILLARIES: Preparation of filled surface; materials other than topsoil, rock or artificial hard material: To road pavings and kerb areas | 76156 | m² | AED | 2.98
GEVIN | 4 | 4.0729 | United Arab Emirates | Dubai | Infrastructure | Palm Jebel Ali | Public Access Road - Phase 2 | NAKHEEL | DBB | Award | 2024 | Remeasure | Earthworks | E722.3 | FILLING ANCILLARIES: Preparation of filled surface; materials other than topsoil, rock or artificial hard material: To softscape areas | 38141 | m² | AED | 27.67
GEVIN | 4 | 4.0729 | United Arab Emirates | Dubai | Infrastructure | Palm Jebel Ali | Public Access Road - Phase 2 | NAKHEEL | DBB | Award | 2024 | Remeasure | Earthworks | E722.4 | FILLING ANCILLARIES: Preparation of filled surface; materials other than topsoil, rock or artificial hard material: To gravel | 8214 | m² | AED | 10.38
GEVIN | 4 | 4.0729 | United Arab Emirates | Dubai | Infrastructure | Palm Jebel Ali | Public Access Road - Phase 2 | NAKHEEL | DBB | Award | 2024 | Remeasure | Earthworks | E820.1 | Gravel mulch; size 50-100mm; including accessories and all ancillary works as necessary: 100mm thick; to shrubs | 9397 | m² | AED | 38.05
GEVIN | 4 | 4.0729 | United Arab Emirates | Dubai | Infrastructure | Palm Jebel Ali | Public Access Road - Phase 2 | NAKHEEL | DBB | Award | 2024 | Remeasure | Earthworks | E820.2 | Gravel mulch; size 50-100mm; including accessories and all ancillary works as necessary: 100mm thick; to groundcovers | 10974 | m² | AED | 38.05
GEVIN | 4 | 4.0729 | United Arab Emirates | Dubai | Infrastructure | Palm Jebel Ali | Public Access Road - Phase 2 | NAKHEEL | DBB | Award | 2024 | Remeasure | Earthworks | E820.3 | Gravel mulch; size 50-100mm; including accessories and all ancillary works as necessary: 100mm thick; to grass | 1594 | m² | AED | 38.05
GEVIN | 4 | 4.073 | United Arab Emirates | Dubai | Infrastructure | Palm Jebel Ali | Public Access Road - Phase 2 | NAKHEEL | DBB | Award | 2024 | Remeasure | Earthworks | E850.1 | Shrubs; including earthworks, fertilizer, trimming, accessories and all ancillary works as necessary: CLER-I; Clerodendrum Inerme; wild jasmine; overall height 500mm; spread 500mm | 7806 | m² | AED | 119.92
GEVIN | 4 | 4.073 | United Arab Emirates | Dubai | Infrastructure | Palm Jebel Ali | Public Access Road - Phase 2 | NAKHEEL | DBB | Award | 2024 | Remeasure | Earthworks | E850.2 | Shrubs; including earthworks, fertilizer, trimming, accessories and all ancillary works as necessary: LEUC-F; Leucophylum Frutescens; purple sage; overall height 500mm; spread 500mm | 1591 | m² | AED | 66.88
GEVIN | 4 | 4.073 | United Arab Emirates | Dubai | Infrastructure | Palm Jebel Ali | Public Access Road - Phase 2 | NAKHEEL | DBB | Award | 2024 | Remeasure | Earthworks | E850.3 | Groundcovers; including earthworks, fertilizer, trimming, accessories and all ancillary works as necessary: RUEL-C; Ruellia Ciliosa; ciliate wild petunia; overall height 300mm; spread 300mm | 10974 | m² | AED | 69.18
GEVIN | 4 | 4.073 | United Arab Emirates | Dubai | Infrastructure | Palm Jebel Ali | Public Access Road - Phase 2 | NAKHEEL | DBB | Award | 2024 | Remeasure | Earthworks | E850.4 | Grass; including earthworks, fertilizer, trimming, accessories and all ancillary works as necessary: PENN-S; Pennisetum Setaceum; fountain grass; overall height 600mm; spread 600mm | 1594 | m² | AED | 50.74
GEVIN | 4 | 4.073 | United Arab Emirates | Dubai | Infrastructure | Palm Jebel Ali | Public Access Road - Phase 2 | NAKHEEL | DBB | Award | 2024 | Remeasure | Earthworks | E860.1 | Trees; including 35mm tree ties, earthworks, fertilizer, trimming, accessories and all ancillary works as necessary: AZAD-I; Azadirachta Indica; neem; overall height 5000mm; spread 2200mm | 521 | Nr | AED | 2801.95
GEVIN | 4 | 4.073 | United Arab Emirates | Dubai | Infrastructure | Palm Jebel Ali | Public Access Road - Phase 2 | NAKHEEL | DBB | Award | 2024 | Remeasure | Earthworks | E860.2 | Palm; including rootball, earthworks, fertilizer, trimming, accessories and all ancillary works as necessary: PHOE-D; Phoenix Dactylifera; date palm; overall height 6000mm; spread 3000mm | 265 | Nr | AED | 4571.91
GEVIN | 4 | 4.073 | United Arab Emirates | Dubai | Infrastructure | Palm Jebel Ali | Public Access Road - Phase 2 | NAKHEEL | DBB | Award | 2024 | Remeasure | Earthworks | E850.5 | Softscape located at the entry from Sheikh Zayed Road and through the tapers In and Out; including earthworks, fertilizer, trimming, accessories and all ancillary works as necessary: SESU-P; Sesuvium Portulacastrum; sea purslane | 95 | m² | AED | 80.72
GEVIN | 4 | 4.073 | United Arab Emirates | Dubai | Infrastructure | Palm Jebel Ali | Public Access Road - Phase 2 | NAKHEEL | DBB | Award | 2024 | Remeasure | Earthworks | E850.6 | Softscape located at the entry from Sheikh Zayed Road and through the tapers In and Out; including earthworks, fertilizer, trimming, accessories and all ancillary works as necessary: RUEL-C; Ruellia Ciliosa; ciliate wild petunia | 852 | m² | AED | 69.18
GEVIN | 4 | 4.073 | United Arab Emirates | Dubai | Infrastructure | Palm Jebel Ali | Public Access Road - Phase 2 | NAKHEEL | DBB | Award | 2024 | Remeasure | Earthworks | E850.7 | Softscape located at the entry from Sheikh Zayed Road and through the tapers In and Out; including earthworks, fertilizer, trimming, accessories and all ancillary works as necessary: CLER-I; Clerodendrum Inerme; wild jasmine | 3089 | m² | AED | 119.92
GEVIN | 4 | 4.0731 | United Arab Emirates | Dubai | Infrastructure | Palm Jebel Ali | Public Access Road - Phase 2 | NAKHEEL | DBB | Award | 2024 | Remeasure | Earthworks | E850.8 | Softscape located at the entry from Sheikh Zayed Road and through the tapers In and Out; including earthworks, fertilizer, trimming, accessories and all ancillary works as necessary: PENN-S; Pennisetum Setaceum; fountain grass | 4650 | m² | AED | 50.74
GEVIN | 4 | 4.0731 | United Arab Emirates | Dubai | Infrastructure | Palm Jebel Ali | Public Access Road - Phase 2 | NAKHEEL | DBB | Award | 2024 | Remeasure | Earthworks | E860.3 | Softscape located at the entry from Sheikh Zayed Road and through the tapers In and Out; including earthworks, fertilizer, trimming, accessories and all ancillary works as necessary: AZAD-I; Azadirachta Indica; neem; big | 15 | Nr | AED | 2801.95
GEVIN | 4 | 4.0731 | United Arab Emirates | Dubai | Infrastructure | Palm Jebel Ali | Public Access Road - Phase 2 | NAKHEEL | DBB | Award | 2024 | Remeasure | Earthworks | E860.4 | Softscape located at the entry from Sheikh Zayed Road and through the tapers In and Out; including earthworks, fertilizer, trimming, accessories and all ancillary works as necessary: AZAD-I; Azadirachta Indica; neem; small | 20 | Nr | AED | 1222.25
GEVIN | 4 | 4.0731 | United Arab Emirates | Dubai | Infrastructure | Palm Jebel Ali | Public Access Road - Phase 2 | NAKHEEL | DBB | Award | 2024 | Remeasure | Earthworks | E860.5 | Softscape located at the entry from Sheikh Zayed Road and through the tapers In and Out; including earthworks, fertilizer, trimming, accessories and all ancillary works as necessary: PHOE-D; Phoenix Dactylifera; date palm | 55 | Nr | AED | 4571.91
GEVIN | 4 | 4.0731 | United Arab Emirates | Dubai | Infrastructure | Palm Jebel Ali | Public Access Road - Phase 2 | NAKHEEL | DBB | Award | 2024 | Remeasure | Earthworks | E900.5 | Planting management; including consumables, accessories and all ancillary works as necessary; complete: Operation and maintenance for landscape works for a duration of 24 months from the date of Taking Over. | 24 | Nr | AED | 88195.4
GEVIN | 4 | 4.0731 | United Arab Emirates | Dubai | Infrastructure | Palm Jebel Ali | Public Access Road - Phase 2 | NAKHEEL | DBB | Award | 2024 | Remeasure | Earthworks | E900.8 | Sundries: Tree stake; size 50 x 50mm | 3504 | Nr | AED | 57.65
GEVIN | 4 | 4.0731 | United Arab Emirates | Dubai | Infrastructure | Palm Jebel Ali | Public Access Road - Phase 2 | NAKHEEL | DBB | Award | 2024 | Remeasure | Earthworks | E900.9 | Sundries: Plastic edger; between gravel and planting | 4734 | m | AED | 13.84
GEVIN | 4 | 4.0731 | United Arab Emirates | Dubai | Infrastructure | Palm Jebel Ali | Public Access Road - Phase 2 | NAKHEEL | DBB | Award | 2024 | Remeasure | Miscellaneous Metalwork | N140.1 | Metal beam guard rail single face; proposed with galvanized steel posts and blocks, including fishtail type, concrete base, reinforcement, formworks and all necessary fittings and fixings.: Guard rail, 800mm high - TL4 | 3781 | m | AED | 375.35
GEVIN | 4 | 4.0731 | United Arab Emirates | Dubai | Infrastructure | Palm Jebel Ali | Public Access Road - Phase 2 | NAKHEEL | DBB | Award | 2024 | Remeasure | Miscellaneous Metalwork | N900.1 | Crash cushion with metal reducer, galvanized steel posts and blocks, including concrete base, reinforcement, formworks and all necessary fittings and fixings.: Crash cushion | 8 | m | AED | 6124.23
GEVIN | 4 | 4.0731 | United Arab Emirates | Dubai | Infrastructure | Palm Jebel Ali | Public Access Road - Phase 2 | NAKHEEL | DBB | Award | 2024 | Remeasure | Miscellaneous Metalwork | N900.2 | Screening hoardings; high quality; to be engineered for windy weather conditions and advertisings; including steel supports, frames, concrete blocks, fixings, accessories and all ancillary works as necessary: 2000~2500mm high | 5132 | m | AED | 298.21
GEVIN | 4 | 4.0732 | United Arab Emirates | Dubai | Infrastructure | Palm Jebel Ali | Public Access Road - Phase 2 | NAKHEEL | DBB | Award | 2024 | Remeasure | Roads And Pavings | R184.1 | Pavement construction layers shall be constructed including asphalt edge; including accessories and all ancillary works as necessary: Granular sub-base; (CBR >30%): Pavement type 1; for road; 150mm thick | 3600 | m² | AED | 22.07
GEVIN | 4 | 4.0732 | United Arab Emirates | Dubai | Infrastructure | Palm Jebel Ali | Public Access Road - Phase 2 | NAKHEEL | DBB | Award | 2024 | Remeasure | Roads And Pavings | R184.2 | Pavement construction layers shall be constructed including asphalt edge; including accessories and all ancillary works as necessary: Aggregate road base; (CBR >80%): Pavement type 1; for road; 200mm thick | 3600 | m² | AED | 33.28
GEVIN | 4 | 4.0732 | United Arab Emirates | Dubai | Infrastructure | Palm Jebel Ali | Public Access Road - Phase 2 | NAKHEEL | DBB | Award | 2024 | Remeasure | Roads And Pavings | R184.3 | Pavement construction layers shall be constructed including asphalt edge; including accessories and all ancillary works as necessary: Asphalt base course; 2 layers: Pavement type 1; for road; 70mm thick | 3600 | m² | AED | 93.08
GEVIN | 4 | 4.0732 | United Arab Emirates | Dubai | Infrastructure | Palm Jebel Ali | Public Access Road - Phase 2 | NAKHEEL | DBB | Award | 2024 | Remeasure | Roads And Pavings | R450.1 | Pavement construction layers shall be constructed including asphalt edge; including accessories and all ancillary works as necessary: Asphalt wearing course: Pavement type 1; for road; 50mm thick | 3600 | m² | AED | 34.64
GEVIN | 4 | 4.0732 | United Arab Emirates | Dubai | Infrastructure | Palm Jebel Ali | Public Access Road - Phase 2 | NAKHEEL | DBB | Award | 2024 | Remeasure | Waterproofing | W149.1 | Pavement construction layers shall be constructed including asphalt edge; including accessories and all ancillary works as necessary: Prime Coat: Pavement type 1; for road | 3600 | m² | AED | 4.24
GEVIN | 4 | 4.0732 | United Arab Emirates | Dubai | Infrastructure | Palm Jebel Ali | Public Access Road - Phase 2 | NAKHEEL | DBB | Award | 2024 | Remeasure | Waterproofing | W149.2 | Pavement construction layers shall be constructed including asphalt edge; including accessories and all ancillary works as necessary: Tack Coat: Pavement type 1; for road | 3600 | m² | AED | 2.04
GEVIN | 4 | 4.0732 | United Arab Emirates | Dubai | Infrastructure | Palm Jebel Ali | Public Access Road - Phase 2 | NAKHEEL | DBB | Award | 2024 | Remeasure | Roads And Pavings | R184.4 | Pavement construction layers shall be constructed including asphalt edge; including accessories and all ancillary works as necessary: Granular sub-base; (CBR >30%): Pavement type 2; for road; 150mm thick | 51075 | m² | AED | 22.07
GEVIN | 4 | 4.0732 | United Arab Emirates | Dubai | Infrastructure | Palm Jebel Ali | Public Access Road - Phase 2 | NAKHEEL | DBB | Award | 2024 | Remeasure | Roads And Pavings | R184.5 | Pavement construction layers shall be constructed including asphalt edge; including accessories and all ancillary works as necessary: Aggregate road base; (CBR >80%): Pavement type 2; for road; 150mm thick | 51075 | m² | AED | 22.76
GEVIN | 4 | 4.0732 | United Arab Emirates | Dubai | Infrastructure | Palm Jebel Ali | Public Access Road - Phase 2 | NAKHEEL | DBB | Award | 2024 | Remeasure | Roads And Pavings | R450.2 | Pavement construction layers shall be constructed including asphalt edge; including accessories and all ancillary works as necessary: Asphalt wearing course: Pavement type 2; for road; 50mm thick | 51075 | m² | AED | 34.64
GEVIN | 4 | 4.0732 | United Arab Emirates | Dubai | Infrastructure | Palm Jebel Ali | Public Access Road - Phase 2 | NAKHEEL | DBB | Award | 2024 | Remeasure | Waterproofing | W149.3 | Pavement construction layers shall be constructed including asphalt edge; including accessories and all ancillary works as necessary: Prime Coat: Pavement type 2; for road | 51075 | m² | AED | 4.24
GEVIN | 4 | 4.0732 | United Arab Emirates | Dubai | Infrastructure | Palm Jebel Ali | Public Access Road - Phase 2 | NAKHEEL | DBB | Award | 2024 | Remeasure | Roads And Pavings | R184.6 | Pavement construction layers shall be constructed including asphalt edge; including accessories and all ancillary works as necessary: Aggregate road base; (CBR >80% in 2 layers): Pavement type 3; for road; 230mm thick | 2287 | m² | AED | 40.08
GEVIN | 4 | 4.0733 | United Arab Emirates | Dubai | Infrastructure | Palm Jebel Ali | Public Access Road - Phase 2 | NAKHEEL | DBB | Award | 2024 | Remeasure | Roads And Pavings | R751.1 | Pavement construction layers shall be constructed including asphalt edge; including accessories and all ancillary works as necessary: Precast concrete block pavers: Pavement type 3; for road; 80mm thick | 2287 | m² | AED | 56.58
GEVIN | 4 | 4.0733 | United Arab Emirates | Dubai | Infrastructure | Palm Jebel Ali | Public Access Road - Phase 2 | NAKHEEL | DBB | Award | 2024 | Remeasure | Roads And Pavings | R184.7 | Pavement construction layers shall be constructed including asphalt edge; including accessories and all ancillary works as necessary: Granular sub-base; (CBR >30%): Pavement type 4; for road; 150mm thick | 5241 | m² | AED | 22.07
GEVIN | 4 | 4.0733 | United Arab Emirates | Dubai | Infrastructure | Palm Jebel Ali | Public Access Road - Phase 2 | NAKHEEL | DBB | Award | 2024 | Remeasure | Roads And Pavings | R751.2 | Pavement construction layers shall be constructed including asphalt edge; including accessories and all ancillary works as necessary: Precast concrete block pavers: Pavement type 4; for road; 60mm thick | 5241 | m² | AED | 56.58
GEVIN | 4 | 4.0733 | United Arab Emirates | Dubai | Infrastructure | Palm Jebel Ali | Public Access Road - Phase 2 | NAKHEEL | DBB | Award | 2024 | Remeasure | Roads And Pavings | R184.8 | Pavement construction layers shall be constructed including asphalt edge; including accessories and all ancillary works as necessary: Aggregate road base; (CBR >80%): Pavement type 5; for cycle track; 150mm thick | 7793 | m² | AED | 24.83
GEVIN | 4 | 4.0733 | United Arab Emirates | Dubai | Infrastructure | Palm Jebel Ali | Public Access Road - Phase 2 | NAKHEEL | DBB | Award | 2024 | Remeasure | Roads And Pavings | R450.3 | Pavement construction layers shall be constructed including asphalt edge; including accessories and all ancillary works as necessary: AC wearing course: Pavement type 5; for cycle track; 50mm thick | 7793 | m² | AED | 35.08
GEVIN | 4 | 4.0733 | United Arab Emirates | Dubai | Infrastructure | Palm Jebel Ali | Public Access Road - Phase 2 | NAKHEEL | DBB | Award | 2024 | Remeasure | Waterproofing | W149.4 | Pavement construction layers shall be constructed including asphalt edge; including accessories and all ancillary works as necessary: Prime Coat: Pavement type 5; for cycle track | 7793 | m² | AED | 4.24
GEVIN | 4 | 4.0733 | United Arab Emirates | Dubai | Infrastructure | Palm Jebel Ali | Public Access Road - Phase 2 | NAKHEEL | DBB | Award | 2024 | Remeasure | Roads And Pavings | R183.1 | Gravel surface; loosely laid; in natural finish; color light grey; including beds and all ancillary works as necessary: Type GS1; 20-30mm diameter; 100mm thick | 2604 | m² | AED | 62.56
GEVIN | 4 | 4.0733 | United Arab Emirates | Dubai | Infrastructure | Palm Jebel Ali | Public Access Road - Phase 2 | NAKHEEL | DBB | Award | 2024 | Remeasure | Roads And Pavings | R183.2 | Gravel surface; loosely laid; in natural finish; color light grey; including beds and all ancillary works as necessary: Loose gravel; to proposed arrival at sheikh zayed road | 5610 | m² | AED | 62.56
GEVIN | 4 | 4.0733 | United Arab Emirates | Dubai | Infrastructure | Palm Jebel Ali | Public Access Road - Phase 2 | NAKHEEL | DBB | Award | 2024 | Remeasure | Roads And Pavings | R668.1 | Tie-in works; between new and existing pavement; including making good, accessories and all ancillary works as necessary : Prime coat; girth 320mm; between Phase 2 and Phase 1A | 70 | m | AED | 632.83
GEVIN | 4 | 4.0733 | United Arab Emirates | Dubai | Infrastructure | Palm Jebel Ali | Public Access Road - Phase 2 | NAKHEEL | DBB | Award | 2024 | Remeasure | Roads And Pavings | R668.2 | Tie-in works; between new and existing pavement; including making good, accessories and all ancillary works as necessary : Prime coat; girth 320mm; between Phase 2 and existing roads | 1826 | m | AED | 224.23
GEVIN | 4 | 4.0734 | United Arab Emirates | Dubai | Infrastructure | Palm Jebel Ali | Public Access Road - Phase 2 | NAKHEEL | DBB | Award | 2024 | Remeasure | Roads And Pavings | R711.1 | Upstand kerbs, straight or curved to radius exceeding 12 m; including 20 mm thick and jointed in dry mix mortar, accessories and all ancillary works as necessary: Hydraulically pressed precast upstand kerbs, size 305 x 150 mm | 5482 | m | AED | 34.29
GEVIN | 4 | 4.0734 | United Arab Emirates | Dubai | Infrastructure | Palm Jebel Ali | Public Access Road - Phase 2 | NAKHEEL | DBB | Award | 2024 | Remeasure | Roads And Pavings | R711.2 | Heel kerbs, straight or curved to radius exceeding 12 m; including 20 mm thick and jointed in dry mix mortar, accessories and all ancillary works as necessary: Precast heel kerbs, size 75 x 150 mm | 5489 | m | AED | 22.59
GEVIN | 4 | 4.0734 | United Arab Emirates | Dubai | Infrastructure | Palm Jebel Ali | Public Access Road - Phase 2 | NAKHEEL | DBB | Award | 2024 | Remeasure | Roads And Pavings | R711.3 | Flush kerbs, straight or curved to radius exceeding 12 m; including 20 mm thick and jointed in dry mix mortar, accessories and all ancillary works as necessary: Precast flush kerb; size 150 x 225mm | 10480 | m | AED | 30.25
GEVIN | 4 | 4.0734 | United Arab Emirates | Dubai | Infrastructure | Palm Jebel Ali | Public Access Road - Phase 2 | NAKHEEL | DBB | Award | 2024 | Remeasure | Roads And Pavings | R812.1 | Regulation sign panel: Type 302; giveway | 1 | Nr | AED | 596.49
GEVIN | 4 | 4.0734 | United Arab Emirates | Dubai | Infrastructure | Palm Jebel Ali | Public Access Road - Phase 2 | NAKHEEL | DBB | Award | 2024 | Remeasure | Roads And Pavings | R812.2 | Regulation sign panel: Type 329; roundabout | 1 | Nr | AED | 636.36
GEVIN | 4 | 4.0734 | United Arab Emirates | Dubai | Infrastructure | Palm Jebel Ali | Public Access Road - Phase 2 | NAKHEEL | DBB | Award | 2024 | Remeasure | Roads And Pavings | R812.3 | Regulation sign panel: Type 344-40; maximum speed limit | 13 | Nr | AED | 636.36
GEVIN | 4 | 4.0734 | United Arab Emirates | Dubai | Infrastructure | Palm Jebel Ali | Public Access Road - Phase 2 | NAKHEEL | DBB | Award | 2024 | Remeasure | Roads And Pavings | R812.4 | Regulation sign panel: Type 419; U-turn ahead | 2 | Nr | AED | 885.75
GEVIN | 4 | 4.0734 | United Arab Emirates | Dubai | Infrastructure | Palm Jebel Ali | Public Access Road - Phase 2 | NAKHEEL | DBB | Award | 2024 | Remeasure | Roads And Pavings | R812.5 | Regulation sign panel: Type 420; roundabout ahead | 2 | Nr | AED | 596.49
GEVIN | 4 | 4.0734 | United Arab Emirates | Dubai | Infrastructure | Palm Jebel Ali | Public Access Road - Phase 2 | NAKHEEL | DBB | Award | 2024 | Remeasure | Roads And Pavings | R812.6 | Regulation sign panel: Type 453.1; gore hazard/plate | 3 | Nr | AED | 470.43
GEVIN | 4 | 4.0735 | United Arab Emirates | Dubai | Infrastructure | Palm Jebel Ali | Public Access Road - Phase 2 | NAKHEEL | DBB | Award | 2024 | Remeasure | Roads And Pavings | R812.7 | Regulation sign panel: Type 465; lane drop from right | 1 | Nr | AED | 1236.49
GEVIN | 4 | 4.0735 | United Arab Emirates | Dubai | Infrastructure | Palm Jebel Ali | Public Access Road - Phase 2 | NAKHEEL | DBB | Award | 2024 | Remeasure | Roads And Pavings | R812.8 | Regulation sign panel: Type 495.4; exit lane | 1 | Nr | AED | 1236.49
GEVIN | 4 | 4.0735 | United Arab Emirates | Dubai | Infrastructure | Palm Jebel Ali | Public Access Road - Phase 2 | NAKHEEL | DBB | Award | 2024 | Remeasure | Roads And Pavings | R812.9 | Regulation sign panel: Type 303+309; giveway to pedestrians | 2 | Nr | AED | 704.24
GEVIN | 4 | 4.0735 | United Arab Emirates | Dubai | Infrastructure | Palm Jebel Ali | Public Access Road - Phase 2 | NAKHEEL | DBB | Award | 2024 | Remeasure | Roads And Pavings | R812.10 | Regulation sign panel: Type 341.1; pedestrian & cyclist only segregated | 1 | Nr | AED | 636.36
GEVIN | 4 | 4.0735 | United Arab Emirates | Dubai | Infrastructure | Palm Jebel Ali | Public Access Road - Phase 2 | NAKHEEL | DBB | Award | 2024 | Remeasure | Roads And Pavings | R812.11 | Regulation sign panel: Type 341.2; pedestrian & cyclist only segregated | 1 | Nr | AED | 636.36
GEVIN | 4 | 4.0735 | United Arab Emirates | Dubai | Infrastructure | Palm Jebel Ali | Public Access Road - Phase 2 | NAKHEEL | DBB | Award | 2024 | Remeasure | Roads And Pavings | R812.12 | Regulation sign panel: Type 353.1; no cyclist | 2 | Nr | AED | 523.23
GEVIN | 4 | 4.0735 | United Arab Emirates | Dubai | Infrastructure | Palm Jebel Ali | Public Access Road - Phase 2 | NAKHEEL | DBB | Award | 2024 | Remeasure | Roads And Pavings | R812.13 | Regulation sign panel: Type 427; pedestrian crossing | 2 | Nr | AED | 596.49
GEVIN | 4 | 4.0735 | United Arab Emirates | Dubai | Infrastructure | Palm Jebel Ali | Public Access Road - Phase 2 | NAKHEEL | DBB | Award | 2024 | Remeasure | Roads And Pavings | R812.14 | Regulation sign panel: Type 435; speed hump ahead | 19 | Nr | AED | 596.49
GEVIN | 4 | 4.0735 | United Arab Emirates | Dubai | Infrastructure | Palm Jebel Ali | Public Access Road - Phase 2 | NAKHEEL | DBB | Award | 2024 | Remeasure | Roads And Pavings | R812.15 | Regulation sign panel: Type 456; multiple chevron right | 1 | Nr | AED | 763.5
GEVIN | 4 | 4.0735 | United Arab Emirates | Dubai | Infrastructure | Palm Jebel Ali | Public Access Road - Phase 2 | NAKHEEL | DBB | Award | 2024 | Remeasure | Roads And Pavings | R812.16 | Regulation sign panel: Signage; "To nakheel sales centre" | 1 | Nr | AED | 3402.12
GEVIN | 4 | 4.0736 | United Arab Emirates | Dubai | Infrastructure | Palm Jebel Ali | Public Access Road - Phase 2 | NAKHEEL | DBB | Award | 2024 | Remeasure | Roads And Pavings | R812.17 | Regulation sign panel: Signage; "To sheikh zayed road" | 1 | Nr | AED | 3354.72
GEVIN | 4 | 4.0736 | United Arab Emirates | Dubai | Infrastructure | Palm Jebel Ali | Public Access Road - Phase 2 | NAKHEEL | DBB | Award | 2024 | Remeasure | Roads And Pavings | R812.18 | Regulation sign panel: Signage; "To veneto residence" | 1 | Nr | AED | 3312.7
GEVIN | 4 | 4.0736 | United Arab Emirates | Dubai | Infrastructure | Palm Jebel Ali | Public Access Road - Phase 2 | NAKHEEL | DBB | Award | 2024 | Remeasure | Roads And Pavings | R823.1 | Letters and shapes: Type 614.1; straight arrow | 60 | Nr | AED | 50.4
GEVIN | 4 | 4.0736 | United Arab Emirates | Dubai | Infrastructure | Palm Jebel Ali | Public Access Road - Phase 2 | NAKHEEL | DBB | Award | 2024 | Remeasure | Roads And Pavings | R823.2 | Letters and shapes: Type 614.2; right turn arrow | 4 | Nr | AED | 61.6
GEVIN | 4 | 4.0736 | United Arab Emirates | Dubai | Infrastructure | Palm Jebel Ali | Public Access Road - Phase 2 | NAKHEEL | DBB | Award | 2024 | Remeasure | Roads And Pavings | R823.3 | Letters and shapes: Type 614.5; straight/left arrow | 1 | Nr | AED | 111.99
GEVIN | 4 | 4.0736 | United Arab Emirates | Dubai | Infrastructure | Palm Jebel Ali | Public Access Road - Phase 2 | NAKHEEL | DBB | Award | 2024 | Remeasure | Roads And Pavings | R823.4 | Letters and shapes: Type 614.7; U-turn arrow | 1 | Nr | AED | 123.19
GEVIN | 4 | 4.0736 | United Arab Emirates | Dubai | Infrastructure | Palm Jebel Ali | Public Access Road - Phase 2 | NAKHEEL | DBB | Award | 2024 | Remeasure | Roads And Pavings | R825.1 | Letters and shapes: Type 602, give way line marking | 11 | m | AED | 11.2
GEVIN | 4 | 4.0736 | United Arab Emirates | Dubai | Infrastructure | Palm Jebel Ali | Public Access Road - Phase 2 | NAKHEEL | DBB | Award | 2024 | Remeasure | Roads And Pavings | R825.2 | Letters and shapes: Type 611, single line | 21 | m | AED | 1.68
GEVIN | 4 | 4.0736 | United Arab Emirates | Dubai | Infrastructure | Palm Jebel Ali | Public Access Road - Phase 2 | NAKHEEL | DBB | Award | 2024 | Remeasure | Roads And Pavings | R824.1 | Letters and shapes: Type 613, edge line | 9048 | m | AED | 1.68
GEVIN | 4 | 4.0736 | United Arab Emirates | Dubai | Infrastructure | Palm Jebel Ali | Public Access Road - Phase 2 | NAKHEEL | DBB | Award | 2024 | Remeasure | Roads And Pavings | R825.3 | Letters and shapes: Type 652; dividing line marking | 3438 | m | AED | 1.68
GEVIN | 4 | 4.0736 | United Arab Emirates | Dubai | Infrastructure | Palm Jebel Ali | Public Access Road - Phase 2 | NAKHEEL | DBB | Award | 2024 | Remeasure | Roads And Pavings | R825.4 | Letters and shapes: Type 654; lane line marking | 5244 | m | AED | 1.68
GEVIN | 4 | 4.0737 | United Arab Emirates | Dubai | Infrastructure | Palm Jebel Ali | Public Access Road - Phase 2 | NAKHEEL | DBB | Award | 2024 | Remeasure | Roads And Pavings | R825.5 | Letters and shapes: Type 656; lane end arrow marking | 3 | m | AED | 56
GEVIN | 4 | 4.0737 | United Arab Emirates | Dubai | Infrastructure | Palm Jebel Ali | Public Access Road - Phase 2 | NAKHEEL | DBB | Award | 2024 | Remeasure | Roads And Pavings | R825.6 | Letters and shapes: Type 657; chevron marking | 341 | m | AED | 9.41
GEVIN | 4 | 4.0737 | United Arab Emirates | Dubai | Infrastructure | Palm Jebel Ali | Public Access Road - Phase 2 | NAKHEEL | DBB | Award | 2024 | Remeasure | Roads And Pavings | R825.7 | Letters and shapes: Type 650; rumble strips marking | 746 | m | AED | 24.64
GEVIN | 4 | 4.0737 | United Arab Emirates | Dubai | Infrastructure | Palm Jebel Ali | Public Access Road - Phase 2 | NAKHEEL | DBB | Award | 2024 | Remeasure | Roads And Pavings | R825.8 | Letters and shapes: Type 651; speed hump marking | 11 | Nr | AED | 39.2
GEVIN | 4 | 4.0737 | United Arab Emirates | Dubai | Infrastructure | Palm Jebel Ali | Public Access Road - Phase 2 | NAKHEEL | DBB | Award | 2024 | Remeasure | Roads And Pavings | R823.5 | Letters and shapes: Cycle track symbol; bicycle lane | 38 | Nr | AED | 503.97
GEVIN | 4 | 4.0737 | United Arab Emirates | Dubai | Infrastructure | Palm Jebel Ali | Public Access Road - Phase 2 | NAKHEEL | DBB | Award | 2024 | Remeasure | Roads And Pavings | R823.6 | Letters and shapes: Cycle track symbol; straight arrow | 36 | Nr | AED | 89.59
GEVIN | 4 | 4.0737 | United Arab Emirates | Dubai | Infrastructure | Palm Jebel Ali | Public Access Road - Phase 2 | NAKHEEL | DBB | Award | 2024 | Remeasure | Roads And Pavings | R823.7 | Letters and shapes: Cycle track symbol; pedestrian | 18 | Nr | AED | 503.97
GEVIN | 4 | 4.0737 | United Arab Emirates | Dubai | Infrastructure | Palm Jebel Ali | Public Access Road - Phase 2 | NAKHEEL | DBB | Award | 2024 | Remeasure | Roads And Pavings | R823.8 | Letters and shapes: Cycle track symbol; scooter lane | 34 | Nr | AED | 503.97
GEVIN | 4 | 4.0737 | United Arab Emirates | Dubai | Infrastructure | Palm Jebel Ali | Public Access Road - Phase 2 | NAKHEEL | DBB | Award | 2024 | Remeasure | Roads And Pavings | R824.2 | Letters and shapes: Proposed shoulder line | 9020 | m | AED | 2.52
GEVIN | 4 | 4.0738 | United Arab Emirates | Dubai | Infrastructure | Palm Jebel Ali | Public Access Road - Phase 2 | NAKHEEL | DBB | Award | 2024 | Remeasure | In situ concrete | F100.1 | PROVISION OF CONCRETE: Designed concrete; Grade C25/20; laid on compacted sub-base including all ancillary works as necessary: Blinding concrete; 100mm thick | 616 | m³ | AED | 325.15
GEVIN | 4 | 4.0738 | United Arab Emirates | Dubai | Infrastructure | Palm Jebel Ali | Public Access Road - Phase 2 | NAKHEEL | DBB | Award | 2024 | Remeasure | In situ concrete | F100.2 | PROVISION OF CONCRETE: Designed concrete; Grade C25/20; laid on compacted sub-base including all ancillary works as necessary: Concrete backing and foundations; to flush kerbs | 393 | m³ | AED | 313.92
GEVIN | 4 | 4.0738 | United Arab Emirates | Dubai | Infrastructure | Palm Jebel Ali | Public Access Road - Phase 2 | NAKHEEL | DBB | Award | 2024 | Remeasure | In situ concrete | F100.3 | PROVISION OF CONCRETE: Designed concrete; Grade C25/20; laid on compacted sub-base including all ancillary works as necessary: Concrete backing and foundations; to upstand kerbs | 630 | m³ | AED | 313.92
GEVIN | 4 | 4.0738 | United Arab Emirates | Dubai | Infrastructure | Palm Jebel Ali | Public Access Road - Phase 2 | NAKHEEL | DBB | Award | 2024 | Remeasure | In situ concrete | F100.4 | PROVISION OF CONCRETE: Designed concrete; Grade C25/20; laid on compacted sub-base including all ancillary works as necessary: Concrete backing and foundations; to heel kerbs | 138 | m³ | AED | 313.92
GEVIN | 4 | 4.0738 | United Arab Emirates | Dubai | Infrastructure | Palm Jebel Ali | Public Access Road - Phase 2 | NAKHEEL | DBB | Award | 2024 | Remeasure | In situ concrete | F611.1 | PLACING OF CONCRETE: Grade C25/20; laid on compacted sub-base including all ancillary works as necessary: Blinding concrete; 100mm thick | 616 | m³ | AED | 235.61
GEVIN | 4 | 4.0738 | United Arab Emirates | Dubai | Infrastructure | Palm Jebel Ali | Public Access Road - Phase 2 | NAKHEEL | DBB | Award | 2024 | Remeasure | In situ concrete | F622.1 | PLACING OF CONCRETE: Grade C25/20; laid on compacted sub-base including all ancillary works as necessary: Concrete backing and foundations; to flush kerbs | 393 | m³ | AED | 235.61
GEVIN | 4 | 4.0738 | United Arab Emirates | Dubai | Infrastructure | Palm Jebel Ali | Public Access Road - Phase 2 | NAKHEEL | DBB | Award | 2024 | Remeasure | In situ concrete | F622.2 | PLACING OF CONCRETE: Grade C25/20; laid on compacted sub-base including all ancillary works as necessary: Concrete backing and foundations; to upstand kerbs | 630 | m³ | AED | 235.61
GEVIN | 4 | 4.0738 | United Arab Emirates | Dubai | Infrastructure | Palm Jebel Ali | Public Access Road - Phase 2 | NAKHEEL | DBB | Award | 2024 | Remeasure | In situ concrete | F622.3 | PLACING OF CONCRETE: Grade C25/20; laid on compacted sub-base including all ancillary works as necessary: Concrete backing and foundations; to heel kerbs | 138 | m³ | AED | 235.61
GEVIN | 4 | 4.0738 | United Arab Emirates | Dubai | Infrastructure | Palm Jebel Ali | Public Access Road - Phase 2 | NAKHEEL | DBB | Award | 2024 | Remeasure | Concrete Ancillaries | G242.1 | FORMWORK: Fair finish; including accessories and all ancillary works as necessary: Plane vertical, width exceeding 0.1 m but not exceeding 0.2 m; to heel and flush kerb bedding | 5429 | m² | AED | 67.39
GEVIN | 4 | 4.0738 | United Arab Emirates | Dubai | Infrastructure | Palm Jebel Ali | Public Access Road - Phase 2 | NAKHEEL | DBB | Award | 2024 | Remeasure | Concrete Ancillaries | G243.1 | FORMWORK: Fair finish; including accessories and all ancillary works as necessary: Plane vertical, width exceeding 0.2 m but not exceeding 0.4 m; to upstand kerb bedding | 4385 | m² | AED | 67.39
GEVIN | 4 | 4.0739 | United Arab Emirates | Dubai | Infrastructure | Palm Jebel Ali | Public Access Road - Phase 2 | NAKHEEL | DBB | Award | 2024 | Remeasure | Pipework - Pipes | I912.1 | Irrigation distribution line uPVC below ground pipes and fittings laid and jointed including straight joints, flexible joints and all ancillary works as necessary; laid in trenches (measured elsewhere); depth not exceeding 1500mm: 160mm diameter | 2846 | m | AED | 142.82
GEVIN | 4 | 4.0739 | United Arab Emirates | Dubai | Infrastructure | Palm Jebel Ali | Public Access Road - Phase 2 | NAKHEEL | DBB | Award | 2024 | Remeasure | Pipework - Pipes | I912.2 | Drip irrigation system including pipes and fittings, thrust block, sprinkler, drip system, pop-up system to landscape areas and all ancillary works as necessary; laid in trenches: To ground, shrubs and covers | 20371 | m² | AED | 36.9
GEVIN | 4 | 4.0739 | United Arab Emirates | Dubai | Infrastructure | Palm Jebel Ali | Public Access Road - Phase 2 | NAKHEEL | DBB | Award | 2024 | Remeasure | Pipework - Pipes | I912.3 | Drip irrigation system including pipes and fittings, thrust block, sprinkler, drip system, pop-up system to landscape areas and all ancillary works as necessary; laid in trenches: To trees | 786 | Nr | AED | 126.84
GEVIN | 4 | 4.0739 | United Arab Emirates | Dubai | Infrastructure | Palm Jebel Ali | Public Access Road - Phase 2 | NAKHEEL | DBB | Award | 2024 | Remeasure | Pipework - Pipes | I912.4 | Drip irrigation system including pipes and fittings, thrust block, sprinkler, drip system, pop-up system to landscape areas and all ancillary works as necessary; laid in trenches: To grass | 1594 | m² | AED | 36.9
GEVIN | 4 | 4.0739 | United Arab Emirates | Dubai | Infrastructure | Palm Jebel Ali | Public Access Road - Phase 2 | NAKHEEL | DBB | Award | 2024 | Remeasure | Pipework - Fittings And Valves | J911.1 | Irrigation network line fittings; including supports, hangers and all ancillary works as necessary: Tee; 160 x 160mm diameter | 27 | Nr | AED | 1095.78
GEVIN | 4 | 4.0739 | United Arab Emirates | Dubai | Infrastructure | Palm Jebel Ali | Public Access Road - Phase 2 | NAKHEEL | DBB | Award | 2024 | Remeasure | Pipework - Fittings And Valves | J911.2 | Irrigation network line fittings; including supports, hangers and all ancillary works as necessary: 45° bend; 160mm diameter | 2 | Nr | AED | 547.18
GEVIN | 4 | 4.0739 | United Arab Emirates | Dubai | Infrastructure | Palm Jebel Ali | Public Access Road - Phase 2 | NAKHEEL | DBB | Award | 2024 | Remeasure | Pipework - Fittings And Valves | J911.3 | Irrigation network line fittings; including supports, hangers and all ancillary works as necessary: T branch for lateral connections; 160mm diameter | 27 | Nr | AED | 1522.75
GEVIN | 4 | 4.0739 | United Arab Emirates | Dubai | Infrastructure | Palm Jebel Ali | Public Access Road - Phase 2 | NAKHEEL | DBB | Award | 2024 | Remeasure | Pipework - Fittings And Valves | J911.4 | Irrigation network line fittings; including supports, hangers and all ancillary works as necessary: End cap; 160mm diameter | 1 | Nr | AED | 273.61
GEVIN | 4 | 4.0739 | United Arab Emirates | Dubai | Infrastructure | Palm Jebel Ali | Public Access Road - Phase 2 | NAKHEEL | DBB | Award | 2024 | Remeasure | Pipework - Fittings And Valves | J881.1 | Gate valve; to irrigation main and distribution line including, supports, fittings, accessories and all ancillary works as necessary (valve box measured elsewhere): 160mm diameter | 4 | Nr | AED | 8645.21
GEVIN | 4 | 4.0739 | United Arab Emirates | Dubai | Infrastructure | Palm Jebel Ali | Public Access Road - Phase 2 | NAKHEEL | DBB | Award | 2024 | Remeasure | Pipework - Fittings And Valves | J881.2 | Air release valve assembly; to irrigation main and distribution line including double orifice air valve, gate valve mitre gear, self restrained dismantling joint, gusset plate, flanged spigot with puddle flange, double coupling, accessories and all ancillary works as necessary (valve chamber measured elsewhere): 160mm diameter | 4 | Nr | AED | 15059.75
GEVIN | 4 | 4.0739 | United Arab Emirates | Dubai | Infrastructure | Palm Jebel Ali | Public Access Road - Phase 2 | NAKHEEL | DBB | Award | 2024 | Remeasure | Pipework - Fittings And Valves | J881.3 | Washout valve assembly; to irrigation main and distribution line including 3nr. gate valve mitre gear, self restrained dismantling joint, all flanged level invert tee, flanged spigot with puddle flange, double coupling, gusset plate, spindle with square cap, accessories and all ancillary works as necessary (valve chamber measured elsewhere): 160mm diameter | 3 | Nr | AED | 29497.68
GEVIN | 4 | 4.074 | United Arab Emirates | Dubai | Infrastructure | Palm Jebel Ali | Public Access Road - Phase 2 | NAKHEEL | DBB | Award | 2024 | Remeasure | Pipework - Manholes And Pipework Ancillaries | K231.1 | Air valve chamber; in-situ concrete double triangle heavy duty, triangle ductile iron cover and frame including 150mm diameter GRP cowl, pipe concrete support, excavation, backfilling, 300x300x150mm sump pit, fittings, accessories and all ancillary works as necessary: 1400 x 1200mm valve chamber | 4 | Nr | AED | 18901.45
GEVIN | 4 | 4.074 | United Arab Emirates | Dubai | Infrastructure | Palm Jebel Ali | Public Access Road - Phase 2 | NAKHEEL | DBB | Award | 2024 | Remeasure | Pipework - Manholes And Pipework Ancillaries | K231.2 | Washout chamber; in-situ concrete double triangle heavy duty, triangle ductile iron cover and frame including 150mm diameter GRP cowl, pipe concrete support, excavation, backfilling, 300x300x150 sump pit, fittings, accessories and all ancillary works as necessary: 2400 x 1800mm washout chamber | 3 | Nr | AED | 34771.57
GEVIN | 4 | 4.074 | United Arab Emirates | Dubai | Infrastructure | Palm Jebel Ali | Public Access Road - Phase 2 | NAKHEEL | DBB | Award | 2024 | Remeasure | Pipework - Manholes And Pipework Ancillaries | K901.1 | Valve box to gate valve; including excavation, backfilling, fittings, accessories and all ancillary works as necessary: To 160mm diameter | 4 | Nr | AED | 16740.02
GEVIN | 4 | 4.074 | United Arab Emirates | Dubai | Infrastructure | Palm Jebel Ali | Public Access Road - Phase 2 | NAKHEEL | DBB | Award | 2024 | Remeasure | Pipework - Supports And Protection | L301.1 | Beds and surrounds with compacted sand and selected backfill materials layer by layer to following main and distribution irrigation line pipes and fittings: 160mm diameter | 2846 | m | AED | 21.63
GEVIN | 4 | 4.074 | United Arab Emirates | Dubai | Infrastructure | Palm Jebel Ali | Public Access Road - Phase 2 | NAKHEEL | DBB | Award | 2024 | Remeasure | Pipework - Supports And Protection | L721.1 | Thrust block including concrete, supports, backfilling, accessories and all ancillary works as necessary: Thrust block | 2 | Nr | AED | 1165.72
GEVIN | 4 | 4.074 | United Arab Emirates | Dubai | Infrastructure | Palm Jebel Ali | Public Access Road - Phase 2 | NAKHEEL | DBB | Award | 2024 | Remeasure | Pipework - Supports And Protection | L821.2 | Concrete surroundings; including class A concrete, warning tape with metallic back text, backfill materials, 75mm thick class B blinding concrete, accessories and all ancillary works as necessary: 2 x 200mm diameter | 144 | m | AED | 457.92
GEVIN | 4 | 4.074 | United Arab Emirates | Dubai | Infrastructure | Palm Jebel Ali | Public Access Road - Phase 2 | NAKHEEL | DBB | Award | 2024 | Remeasure | Pipework - Supports And Protection | L821.3 | Concrete surroundings; including class A concrete, warning tape with metallic back text, backfill materials, 75mm thick class B blinding concrete, accessories and all ancillary works as necessary: 1 x 200mm diameter | 189 | m | AED | 484.22
GEVIN | 4 | 4.074 | United Arab Emirates | Dubai | Infrastructure | Palm Jebel Ali | Public Access Road - Phase 2 | NAKHEEL | DBB | Award | 2024 | Remeasure | Pipework - Supports And Protection | L821.4 | Concrete surroundings; including class A concrete, warning tape with metallic back text, backfill materials, 75mm thick class B blinding concrete, accessories and all ancillary works as necessary: To existing service | 40 | m | AED | 12088.2
GEVIN | 4 | 4.074 | United Arab Emirates | Dubai | Infrastructure | Palm Jebel Ali | Public Access Road - Phase 2 | NAKHEEL | DBB | Award | 2024 | Remeasure | Pipework - Supports And Protection | L821.5 | Protection slab; including geotextile, 200mm precast slab, concrete class A, reinforcement, accessories and all ancillary works as necessary: To 160mm diameter | 59 | m | AED | 537.34
GEVIN | 4 | 4.074 | United Arab Emirates | Dubai | Infrastructure | Palm Jebel Ali | Public Access Road - Phase 2 | NAKHEEL | DBB | Award | 2024 | Remeasure | Pipework - Supports And Protection | L821.6 | Steel sleeve; including surrounds, accessories and all ancillary works as necessary: To existing service | 80 | m | AED | 22004.99
GEVIN | 4 | 4.0741 | United Arab Emirates | Dubai | Infrastructure | Palm Jebel Ali | Public Access Road - Phase 2 | NAKHEEL | DBB | Award | 2024 | Remeasure | Pipework - Supports And Protection | L821.7 | Duct crossing including all ancillary works as necessary: 2 x 200mm diameter | 144 | m | AED | 303.67
GEVIN | 4 | 4.0741 | United Arab Emirates | Dubai | Infrastructure | Palm Jebel Ali | Public Access Road - Phase 2 | NAKHEEL | DBB | Award | 2024 | Remeasure | Pipework - Supports And Protection | L821.8 | Spare duct including all ancillary works as necessary: 1 x 200mm diameter | 189 | m | AED | 220.98
GEVIN | 4 | 4.0741 | United Arab Emirates | Dubai | Infrastructure | Palm Jebel Ali | Public Access Road - Phase 2 | NAKHEEL | DBB | Award | 2024 | Remeasure | Pipework - Manholes And Pipework Ancillaries | K542.1 | Supply, lay and joint uPVC cable ducts laid in a trench beneath carriageways including excavation, backfilling, end caps, warning tapes, draw cords, studs, concrete duct markers and disposal of surplus excavated material complete as per the specifications and drawings.: 2 x 12 way 150mm diameter uPVC DEWA-ED duct; depth not exceeding 1.5m | 151 | m | AED | 1355.06
GEVIN | 4 | 4.0741 | United Arab Emirates | Dubai | Infrastructure | Palm Jebel Ali | Public Access Road - Phase 2 | NAKHEEL | DBB | Award | 2024 | Remeasure | Pipework - Manholes And Pipework Ancillaries | K542.2 | Supply, lay and joint uPVC cable ducts laid in a trench beneath carriageways including excavation, backfilling, end caps, warning tapes, draw cords, studs, concrete duct markers and disposal of surplus excavated material complete as per the specifications and drawings.: 4 way 150mm diameter uPVC LV road crossing duct; depth not exceeding 1.5m | 178 | m | AED | 258.87
GEVIN | 4 | 4.0741 | United Arab Emirates | Dubai | Infrastructure | Palm Jebel Ali | Public Access Road - Phase 2 | NAKHEEL | DBB | Award | 2024 | Remeasure | Pipework - Supports And Protection | L541.1 | Concrete surround as per the specifications and drawings: 2 x 12 way 150mm diameter uPVC DEWA-ED duct; depth not exceeding 1.5m | 151 | m | AED | 1326.2
GEVIN | 4 | 4.0741 | United Arab Emirates | Dubai | Infrastructure | Palm Jebel Ali | Public Access Road - Phase 2 | NAKHEEL | DBB | Award | 2024 | Remeasure | Pipework - Supports And Protection | L541.2 | Concrete surround as per the specifications and drawings: 4 way 150mm diameter uPVC LV road crossing duct; depth not exceeding 1.5m | 178 | m | AED | 375.38
GEVIN | 4 | 4.0741 | United Arab Emirates | Dubai | Infrastructure | Palm Jebel Ali | Public Access Road - Phase 2 | NAKHEEL | DBB | Award | 2024 | Remeasure | Miscellaneous Work | X900.1 | Existing cable to be lowered as per DEWA's standards; including fixings, supports, making good, disposal to approved location, accessories and all ancillary works as necessary, complete as per the specifications and drawings.: 2 x 33kV cables + 1 x FO cables | 75 | m | AED | 410.5
GEVIN | 4 | 4.0741 | United Arab Emirates | Dubai | Infrastructure | Palm Jebel Ali | Public Access Road - Phase 2 | NAKHEEL | DBB | Award | 2024 | Remeasure | Miscellaneous Work | X900.2 | Existing cable to be lowered as per DEWA's standards; including fixings, supports, making good, disposal to approved location, accessories and all ancillary works as necessary, complete as per the specifications and drawings.: 2 x 33kV cables + 2 x FO cables | 33 | m | AED | 421.5
GEVIN | 4 | 4.0741 | United Arab Emirates | Dubai | Infrastructure | Palm Jebel Ali | Public Access Road - Phase 2 | NAKHEEL | DBB | Award | 2024 | Remeasure | Miscellaneous Work | X900.3 | Existing cable to be slewed (affected by proposed work) subject to site condition and approval; including fixings, supports, making good, disposal to approved location, accessories and all ancillary works as necessary, complete as per the specifications and drawings.: 2 x 11kV cable + 2 x FO cable | 186 | m | AED | 674.32
GEVIN | 4 | 4.0742 | United Arab Emirates | Dubai | Infrastructure | Palm Jebel Ali | Public Access Road - Phase 2 | NAKHEEL | DBB | Award | 2024 | Remeasure | Miscellaneous Work | X900.4 | Existing cable to be lowered/raised (If required) including fixings, supports, making good, disposal to approved location, accessories and all ancillary works as necessary, complete as per the specifications and drawings.: 2 x 11kV cable | 11 | m | AED | 273.66
GEVIN | 4 | 4.0742 | United Arab Emirates | Dubai | Infrastructure | Palm Jebel Ali | Public Access Road - Phase 2 | NAKHEEL | DBB | Award | 2024 | Remeasure | Miscellaneous Work | X900.5 | Existing cable to be lowered/raised (If required) including fixings, supports, making good, disposal to approved location, accessories and all ancillary works as necessary, complete as per the specifications and drawings.: 1 x LV cable | 14 | m | AED | 229.66
GEVIN | 4 | 4.0742 | United Arab Emirates | Dubai | Infrastructure | Palm Jebel Ali | Public Access Road - Phase 2 | NAKHEEL | DBB | Award | 2024 | Remeasure | Miscellaneous Work | X900.6 | Existing cable protection/duct to be extended under proposed carriageway including fixings, supports, making good, disposal to approved location, accessories and all ancillary works as necessary, complete as per the specifications and drawings.: For 11kV ducts: 1-way; 150mm diameter; depth not exceeding 1.5m | 14 | m | AED | 369.79
GEVIN | 4 | 4.0742 | United Arab Emirates | Dubai | Infrastructure | Palm Jebel Ali | Public Access Road - Phase 2 | NAKHEEL | DBB | Award | 2024 | Remeasure | Miscellaneous Work | X900.7 | Existing cable protection/duct to be extended under proposed carriageway including fixings, supports, making good, disposal to approved location, accessories and all ancillary works as necessary, complete as per the specifications and drawings.: For 11kV ducts: 2-way; 150mm diameter; depth not exceeding 1.5m | 11 | m | AED | 541.71
GEVIN | 4 | 4.0742 | United Arab Emirates | Dubai | Infrastructure | Palm Jebel Ali | Public Access Road - Phase 2 | NAKHEEL | DBB | Award | 2024 | Remeasure | Pipework - Manholes And Pipework Ancillaries | K542 | Supply and installation of cable duct laid in trenches below paving including excavation, backfilling, end caps, warning tapes, draw ropes, disposal of surplus excavated material etc. as per specifications and drawings.: 9 - way 100mm uPVC telecom spare road crossing duct; depth not exceeding 1.5m | 175 | m | AED | 376.4
GEVIN | 4 | 4.0742 | United Arab Emirates | Dubai | Infrastructure | Palm Jebel Ali | Public Access Road - Phase 2 | NAKHEEL | DBB | Award | 2024 | Remeasure | Pipework - Supports And Protection | L511 | Sand beds & surround including warning tape as per specifications and drawings.: 9 - way 100mm uPVC telecom spare road crossing duct; depth not exceeding 1.5m | 175 | m | AED | 15.1
GEVIN | 4 | 4.0742 | United Arab Emirates | Dubai | Infrastructure | Palm Jebel Ali | Public Access Road - Phase 2 | NAKHEEL | DBB | Award | 2024 | Remeasure | Miscellaneous Work | X900.1 | Concrete encasement protection for existing ETISALAT/DU duct; including fixings, supports, making good, disposal to approved location, accessories and all ancillary works as necessary, complete as per the specifications and drawings.: Concrete encasement protection for existing DU duct | 31 | m | AED | 465.99
GEVIN | 4 | 4.0742 | United Arab Emirates | Dubai | Infrastructure | Palm Jebel Ali | Public Access Road - Phase 2 | NAKHEEL | DBB | Award | 2024 | Remeasure | Miscellaneous Work | X900.2 | Concrete encasement protection for existing ETISALAT/DU duct; including fixings, supports, making good, disposal to approved location, accessories and all ancillary works as necessary, complete as per the specifications and drawings.: Concrete encasement protection for existing ETISALAT duct | 26 | m | AED | 465.99
GEVIN | 4 | 4.0742 | United Arab Emirates | Dubai | Infrastructure | Palm Jebel Ali | Public Access Road - Phase 2 | NAKHEEL | DBB | Award | 2024 | Remeasure | Pipework - Manholes And Pipework Ancillaries | K522 | Supply, lay and joint lighting cable ducts of class C laid in trench below driveway including excavation, backfilling, end caps, warning tapes, 8mm diameter draw cords, studs, duct markers and disposal of surplus excavated material complete as per the specifications and drawings.: 2-way 100mm diameter uPVC street lighting road crossing duct; depth not exceeding 1.5m | 53 | m | AED | 142.98
GEVIN | 4 | 4.0742 | United Arab Emirates | Dubai | Infrastructure | Palm Jebel Ali | Public Access Road - Phase 2 | NAKHEEL | DBB | Award | 2024 | Remeasure | Pipework - Manholes And Pipework Ancillaries | K542 | Supply, lay and joint lighting cable ducts of class C laid in trench below driveway including excavation, backfilling, end caps, warning tapes, 8mm diameter draw cords, studs, duct markers and disposal of surplus excavated material complete as per the specifications and drawings.: 4-way 100mm diameter uPVC street lighting road crossing duct; depth not exceeding 1.5m | 25 | m | AED | 207.27
GEVIN | 4 | 4.0743 | United Arab Emirates | Dubai | Infrastructure | Palm Jebel Ali | Public Access Road - Phase 2 | NAKHEEL | DBB | Award | 2024 | Remeasure | Pipework - Supports And Protection | L511.1 | Sand beds and surrounds to road crossing duct including lean concrete, reinforcement, waterproofing and coal tar epoxy as applicable as per the specifications and drawings.: 2-way 100mm diameter uPVC street lighting road crossing duct; depth not exceeding 1.5m | 53 | m | AED | 180.58
GEVIN | 4 | 4.0743 | United Arab Emirates | Dubai | Infrastructure | Palm Jebel Ali | Public Access Road - Phase 2 | NAKHEEL | DBB | Award | 2024 | Remeasure | Pipework - Supports And Protection | L511.2 | Sand beds and surrounds to road crossing duct including lean concrete, reinforcement, waterproofing and coal tar epoxy as applicable as per the specifications and drawings.: 4-way 100mm diameter uPVC street lighting road crossing duct; depth not exceeding 1.5m | 25 | m | AED | 259.53
GEVIN | 4 | 4.0743 | United Arab Emirates | Dubai | Infrastructure | Palm Jebel Ali | Public Access Road - Phase 2 | NAKHEEL | DBB | Award | 2024 | Remeasure | Miscellaneous Work | X900.1 | Lighting Pole Foundation: Mass concrete high lighting column bases, stainless steel cover plate, bolts with wedge and foundation; including excavation, backfilling, compaction, formwork, concrete, holding down bolts, nuts and washer with denso tape (before casting and after erection), bitumen paint etc. complete as per the specifications and drawings.: 8m high lighting pole foundation | 47 | Nr | AED | 1034.83
GEVIN | 4 | 4.0743 | United Arab Emirates | Dubai | Infrastructure | Palm Jebel Ali | Public Access Road - Phase 2 | NAKHEEL | DBB | Award | 2024 | Remeasure | Miscellaneous Work | X900.2 | Lighting Pole Foundation: Mass concrete high lighting column bases, stainless steel cover plate, bolts with wedge and foundation; including excavation, backfilling, compaction, formwork, concrete, holding down bolts, nuts and washer with denso tape (before casting and after erection), bitumen paint etc. complete as per the specifications and drawings.: 10m high lighting pole foundation | 69 | Nr | AED | 1132.44
GEVIN | 4 | 4.0743 | United Arab Emirates | Dubai | Infrastructure | Palm Jebel Ali | Public Access Road - Phase 2 | NAKHEEL | DBB | Award | 2024 | Remeasure | Miscellaneous Work | X900.3 | Feeder Pillar Foundation: Mass concrete foundation for feeder pillar; including, excavation, backfilling, compaction, formwork, concrete, holding down chemical anchor bolts, stainless steel cover plate, protection of holding down bolts, nuts and washer with denso tape, bitumen paint etc. complete as per the specifications and drawings.: Feeder pillar foundation | 2 | Nr | AED | 1273.64
GEVIN | 4 | 4.0743 | United Arab Emirates | Dubai | Infrastructure | Palm Jebel Ali | Public Access Road - Phase 2 | NAKHEEL | DBB | Award | 2024 | Remeasure | Miscellaneous Work | X900.4 | Package Substation Foundation: Mass concrete foundation for package substation; including, excavation, backfilling, compaction, formwork, concrete, holding down chemical anchor bolts, stainless steel cover plate, protection of holding down bolts, nuts and washer with denso tape, bitumen paint etc. complete as per the specifications and drawings.: Package substation foundation | 2 | Nr | AED | 50275.83
GEVIN | 4 | 4.0743 | United Arab Emirates | Dubai | Infrastructure | Palm Jebel Ali | Public Access Road - Phase 2 | NAKHEEL | DBB | Award | 2024 | Remeasure | Miscellaneous Work | X900.5 | Lighting Pole Installation: Supply and install of lighting column and accessories; including brackets, luminaries, cut-outs, terminate cables, commission, grouting of base plate, handling etc. complete as per the specifications and drawings.: 8M decorative pole with 1 x (40W - 50W) LED luminarie (PC Rate = AED 30,000/Nr.) | 47 | Nr | AED | 41901.08
GEVIN | 4 | 4.0743 | United Arab Emirates | Dubai | Infrastructure | Palm Jebel Ali | Public Access Road - Phase 2 | NAKHEEL | DBB | Award | 2024 | Remeasure | Miscellaneous Work | X900.6 | Lighting Pole Installation: Supply and install of lighting column and accessories; including brackets, luminaries, cut-outs, terminate cables, commission, grouting of base plate, handling etc. complete as per the specifications and drawings.: 10M decorative pole with 1 x (65W - 75W) LED luminarie (PC Rate = AED 35,000/Nr.) | 2 | Nr | AED | 48818.11
GEVIN | 4 | 4.0743 | United Arab Emirates | Dubai | Infrastructure | Palm Jebel Ali | Public Access Road - Phase 2 | NAKHEEL | DBB | Award | 2024 | Remeasure | Miscellaneous Work | X900.7 | Lighting Pole Installation: Supply and install of lighting column and accessories; including brackets, luminaries, cut-outs, terminate cables, commission, grouting of base plate, handling etc. complete as per the specifications and drawings.: 10M decorative pole with 2 x (65W - 75W) LED luminarie (PC Rate = AED 40,000/Nr.) | 67 | Nr | AED | 55617.76
GEVIN | 4 | 4.0743 | United Arab Emirates | Dubai | Infrastructure | Palm Jebel Ali | Public Access Road - Phase 2 | NAKHEEL | DBB | Award | 2024 | Remeasure | Miscellaneous Work | X900.8 | Feeder Pillar Installation: Supply and install feeder pillars for street lighting including cables, terminations, testing, fixings, supports, photocell, 24H astronomical timer, contractor, accessories and all other ancillary works complete as per the specifications and drawings.: SL-FP01; TCL = 11.58kW | 1 | Nr | AED | 13395.24
GEVIN | 4 | 4.0743 | United Arab Emirates | Dubai | Infrastructure | Palm Jebel Ali | Public Access Road - Phase 2 | NAKHEEL | DBB | Award | 2024 | Remeasure | Miscellaneous Work | X900.9 | Feeder Pillar Installation: Supply and install feeder pillars for street lighting including cables, terminations, testing, fixings, supports, photocell, 24H astronomical timer, contractor, accessories and all other ancillary works complete as per the specifications and drawings.: SL-FP02; TCL = 18.10kW | 1 | Nr | AED | 13395.24
GEVIN | 4 | 4.0744 | United Arab Emirates | Dubai | Infrastructure | Palm Jebel Ali | Public Access Road - Phase 2 | NAKHEEL | DBB | Award | 2024 | Remeasure | Miscellaneous Work | X900.10 | Trench excavation: Trench excavation including backfill with selected excavated material and disposal of surplus excavated material to spoil heaps on designated area on site to be determined by the Engineer.: Depth 1.2m, minimum width 1.0m | 4627 | m | AED | 53.95
GEVIN | 4 | 4.0744 | United Arab Emirates | Dubai | Infrastructure | Palm Jebel Ali | Public Access Road - Phase 2 | NAKHEEL | DBB | Award | 2024 | Remeasure | Miscellaneous Work | X900.11 | Beds and Surrounds: Stone free sand bed and surround including warning tape as per specifications and drawings.: Depth 1.2m, minimum width 1.0m | 4627 | m | AED | 27.9
GEVIN | 4 | 4.0744 | United Arab Emirates | Dubai | Infrastructure | Palm Jebel Ali | Public Access Road - Phase 2 | NAKHEEL | DBB | Award | 2024 | Remeasure | Miscellaneous Work | X900.12 | Supply and lay of cables including all terminations, fixings, supports, accessories and all ancillary works complete as per the specifications and drawings.: 4C x 25mm² Cu XLPE/SWA/MDPE + 1C x 16mm² Cu ECC cable: From SLFP-01/02 to street lights | 4665 | m | AED | 93.47
GEVIN | 4 | 4.0744 | United Arab Emirates | Dubai | Infrastructure | Palm Jebel Ali | Public Access Road - Phase 2 | NAKHEEL | DBB | Award | 2024 | Remeasure | Miscellaneous Work | X900.13 | Supply and lay of cables including all terminations, fixings, supports, accessories and all ancillary works complete as per the specifications and drawings.: 4C x 70mm² Cu XLPE/SWA/MDPE + 1C x 35mm² Cu ECC cable: From PK01 to SLFP-01 | 50 | m | AED | 255.82
GEVIN | 4 | 4.0744 | United Arab Emirates | Dubai | Infrastructure | Palm Jebel Ali | Public Access Road - Phase 2 | NAKHEEL | DBB | Award | 2024 | Remeasure | Miscellaneous Work | X900.14 | Supply and lay of cables including all terminations, fixings, supports, accessories and all ancillary works complete as per the specifications and drawings.: 4C x 70mm² Cu XLPE/SWA/MDPE + 1C x 35mm² Cu ECC cable: From PK02 to SLFP-02 | 96 | m | AED | 255.82
GEVIN | 4 | 4.0744 | United Arab Emirates | Dubai | Infrastructure | Palm Jebel Ali | Public Access Road - Phase 2 | NAKHEEL | DBB | Award | 2024 | Remeasure | Miscellaneous Work | X900.15 | Warning tape 250mm wide with English and Arabic written as approved by RTA Road Lighting. | 4627 | m | AED | 3.67
GEVIN | 4 | 4.0744 | United Arab Emirates | Dubai | Infrastructure | Palm Jebel Ali | Public Access Road - Phase 2 | NAKHEEL | DBB | Award | 2024 | Remeasure | Miscellaneous Work | X900.16 | Route marker 2.5mm thick rigid PVC interlocked tiles for main cables from S/S to FP with English and Arabic writing as approved by RTA Road Lighting. | 138 | m | AED | 18.05
GEVIN | 4 | 4.0744 | United Arab Emirates | Dubai | Infrastructure | Palm Jebel Ali | Public Access Road - Phase 2 | NAKHEEL | DBB | Award | 2024 | Remeasure | Miscellaneous Work | X900.17 | Earthing System: Supply and install complete earthing system cast iron plaque lettered earth rod into concrete slab (precast), 70mm² single core copper earth wire to the column mass concrete surround and 2 layers denso tape.: Earth pits | 5 | Nr | AED | 5985.15
GEVIN | 4 | 4.0744 | United Arab Emirates | Dubai | Infrastructure | Palm Jebel Ali | Public Access Road - Phase 2 | NAKHEEL | DBB | Award | 2024 | Remeasure | Miscellaneous Work | X900.19 | Tie-in connection: Tie-in connection to new substation | 2 | Nr | AED | 7269.06
GEVIN | 4 | 4.0744 | United Arab Emirates | Dubai | Infrastructure | Palm Jebel Ali | Public Access Road - Phase 2 | NAKHEEL | DBB | Award | 2024 | Remeasure | Pipework - Manholes And Pipework Ancillaries | K542.1 | Supply, lay and joint cable ducts laid in a trench including excavation, backfilling, end caps, warning tapes, draw cords, studs, concrete duct markers and disposal of surplus excavated material complete as per the specifications and drawings.: 3W+1W 150mm diameter uPVC split and spare duct; depth not exceeding 1.5m | 83 | m | AED | 562.49
GEVIN | 4 | 4.0745 | United Arab Emirates | Dubai | Infrastructure | Palm Jebel Ali | Public Access Road - Phase 2 | NAKHEEL | DBB | Award | 2024 | Remeasure | Pipework - Manholes And Pipework Ancillaries | K542.2 | Supply, lay and joint cable ducts laid in a trench including excavation, backfilling, end caps, warning tapes, draw cords, studs, concrete duct markers and disposal of surplus excavated material complete as per the specifications and drawings.: 4W+2W 150mm diameter uPVC split and spare duct; depth not exceeding 1.5m | 35 | m | AED | 806.22
GEVIN | 4 | 4.0745 | United Arab Emirates | Dubai | Infrastructure | Palm Jebel Ali | Public Access Road - Phase 2 | NAKHEEL | DBB | Award | 2024 | Remeasure | Pipework - Supports And Protection | L511.1 | Sand beds and surround of duct as per specifications and drawings.: 3W+1W 150mm diameter uPVC split and spare duct; depth not exceeding 1.5m | 83 | m | AED | 299.34
GEVIN | 4 | 4.0745 | United Arab Emirates | Dubai | Infrastructure | Palm Jebel Ali | Public Access Road - Phase 2 | NAKHEEL | DBB | Award | 2024 | Remeasure | Pipework - Supports And Protection | L511.2 | Sand beds and surround of duct as per specifications and drawings.: 4W+2W 150mm diameter uPVC split and spare duct; depth not exceeding 1.5m | 35 | m | AED | 384.67